## IVD企业及海外巨头18国注册分布数据
序号 | 公司名称 | 总计 | Australia | [10 empty] | Brazil | [7 empty] | Canada | [5 empty] | China | [7 empty] | Colombia | [7 empty] | EU | [10 empty] | Hongkong | [5 empty] | indonesia | [5 empty] | Japan |  | Korea | [8 empty] | Malaysia |  | Mexican | Peru |  | Russia |  | Saudi | [21 empty] | Singapore | [7 empty] | UK | [14 empty] | USA | [9 empty] | Vietnam
|  |  | IVD |  |  |  | MD | [6 empty] | IVD |  |  |  | MD |  |  |  | IVD |  |  | MD |  |  | IVD |  |  |  | MD |  |  |  | IVD |  |  |  | MD |  |  |  | IVD | [7 empty] | MD |  |  | IVD |  |  | MD |  |  | IVD |  |  | MD |  |  | IVD | MD | IVD |  |  |  | MD |  |  |  |  | IVD | MD | MD | IVD | MD | IVD | MD | IVD | [11 empty] | MD | [9 empty] | IVD |  |  |  | MD |  |  |  | IVD | [7 empty] | MD | [6 empty] | IVD | [5 empty] | MD |  |  |  | IVD | MD
|  |  | Class 1 | Class 2 | Class 3 | Class 4 | AIMD | Class I | Class IIa | Class IIb | Class III | Class Im | Class Is | I | II | III | IV | I | II | III | IV | 2 | 3 | 4 | 2 | 3 | 4 | 备案 | 第二类 | 第三类 | 进口备案 | 备案 | 第二类 | 第三类 | 进口备案 | Null | I | II | III | I | IIa | IIb | III | Null | Class A | Class B | Class C | IVD Annex II List A | IVD Annex II List B | IVD devices for self-testing | IVD General | Class I | Class IIa | Class IIb | B | C | D | II | III | IV | Kelas : 1 | Kelas : 2 | Kelas : 3 | Kelas : 1 | Kelas : 2 | Kelas : 3 | Null | Null | class 1 | class 2 | class 3 | class 4 | Null | class 1 | class 2 | class 3 | class 4 | Null | Null | Null | Null | Null | Null | Null | A | Annex II List A | Annex II List B | B | C | Class I | Class II | Class III | D | General IVD(Others) | Self Test | Unclassified Devices | Null | B | C | Class I | Class II | Class IIa | Class IIb | Class III | Class IV | D | Class A | Class B IVD | Class C IVD | Class D IVD | Class A | Class B medical device | Class C medical device | Class D medical device | Class A | Class B | Class C | Class C – Self-testing or Near-patient Testing | IVD Annex II List A | IVD Annex II List B | IVD Devices for Self-Testing | IVD General | Active implantable Medical device | Class I | Class IIa | Class IIb | Class III | Custom-made | System or Procedure Pack | Null | 1 | 2 | 3 | N | U | 1 | 2 | 3 | U | Null | Null
1 | Siemens Healthcare | 15652 | 13 | 61 | 41 | 19 |  | 1 | 30 | 40 | 1 |  |  | 27 | 143 | 13 |  | 231 | 750 | 180 | 55 | 70 | 16 | 4 | 166 | 109 | 4 |  | 520 | 94 | 145 | 1 | 99 | 131 | 5 |  | 26 | 198 | 122 | 2 | 29 | 11 | 3 | [11 empty] | 4 | 11 | 38 | 33 | 72 | 1 | 65 | 646 | 18 |  | 163 |  | 215 | 179 | 5 | 324 | 199 | 15 | 7 | 92 | 337 | 80 | 1 | 45 | 767 | 233 | 182 | 137 | 31 | 41 | 6 | 109 | 174 | 6 | 5 | 3 | 45 | 18 | 8 | 2202 | [6 empty] | 4 | 97 | 185 | 2 |  |  | 10 | 377 | 143 | 29 | 277 | 66 | 95 |  | 94 | 159 | 162 |  | 17 | 18 | 3 | 417 |  |  | 22 | 23 | 1 |  | 8 |  | 191 | 546 | 18 | 3 | 4 | 6 | 481 | 1 |  | 1193 | 1123
2 | 罗氏 | 11706 | 17 | 27 | 49 | 40 |  | 8 | 10 | 10 |  |  |  | 37 | 13 | 19 | 7 | 120 | 700 | 218 | 74 | 164 | 79 | 18 | 68 | 60 | 15 |  | 381 | 124 | 88 |  | 52 | 10 | 12 | 104 | 11 | 133 | 88 | 7 | 26 | [7 empty] | 8 | 2 |  |  |  | 2 | 37 | 31 | 11 | 9 |  |  | 76 | 848 | 39 | 1 |  |  | 111 | 33 | 10 | 377 | 184 | 21 | 3 | 88 | 27 | 14 |  | 42 | 778 | 165 | 277 | 13 | 75 | 62 | 60 | 64 | 94 | 35 | 28 | 42 | 1 | 2 | 2 | 1674 | 13 | [6 empty] | 7 | 5 |  |  |  | 189 | 267 | 141 | 32 | 281 | 2 | 1 |  | 74 | 205 | 171 |  | 18 | 20 | 1 | 108 |  | 4 | 5 | 7 |  |  |  |  | 135 | 262 | 22 | 5 | 1 | 2 | 2 |  |  | 1020 | 571
3 | Abbott | 10871 | 49 | 61 | 47 | 37 | 7 | 20 | 39 | 22 | 197 | 1 | 17 | 27 | 110 | 29 | 20 | 82 | 293 | 151 | 192 | 71 | 55 | 21 | 128 | 52 | 80 |  | 201 | 128 | 59 |  | 22 | 112 | 6 | 12 | 29 | 218 | 301 | 9 | 34 | 13 | 38 | [12 empty] | 5 | 36 | 17 | 41 | 88 | 35 | 548 | 42 |  | 69 | 53 | 54 | 270 | 7 | 70 | 99 | 22 | 2 | 56 | 98 | 22 | 80 | 78 | 741 | 296 | 229 | 75 | 37 | 18 | 42 | 139 | 79 | 114 | 81 | 33 | 11 |  | 22 | 1397 | 2 | 2 | 30 | 4 | 1 | 5 | 1 | 41 | 44 | 160 | 2 | 37 | 2 | 213 | 146 | 55 | 174 | 12 | 10 | 57 | 18 |  |  | 1 | 23 | 9 | 1 | 192 | 10 | 26 | 13 | 12 | 28 | 16 | 2 |  | 39 | 100 | 17 | 10 |  | 10 | 236 | 33 |  | 494 | 487
4 | Thermo Fischer | 7867 | 5 | 8 |  |  |  | 1 | 4 |  |  |  |  | 7 |  | 2 |  | 40 | 84 | 5 |  | IVD 2: 11; MD 2: 3; MD 3: 1 | 4 | 1 |  | 1 | 17 | 16 | 2 | 17 | 11 | 345 | 12 | 1 | 9 | 11 |  |  |  | 15 | [5 empty] | 161 | 2 |  |  |  | 1 |  | 2 |  |  | 41 | 253 |  |  | 18 |  | 13 | 8 | 22 | 121 | 19 |  |  | 154 | 36 |  |  | 19 | 175 | 12 | 13 |  | 16 | 67 | [9 empty] | 269 | [5 empty] | 8 | 10 | [5 empty] | 36 | 2 | 4 |  | 4959 | 12 |  |  | 21 | [6 empty] | 121 |  |  | 1 | [5 empty] | 13 | 2 |  |  |  |  | 4 |  |  | 14 | 605
5 | Beckman Coulter, Inc. | 7495 | 12 | 44 | 12 | 8 | [7 empty] | 16 | 36 | 7 |  | 121 | 266 | 45 | 23 | 57 | 6 |  | 209 | 7 | 4 | 113 | 349 | 42 | 217 | 5 | 29 | 1 | 24 | 17 | 140 | 73 | 27 | 4 | 23 |  |  |  | 108 | 157 | 79 | 16 | 38 |  | 547 |  |  |  | 17 | 5 | 4 |  |  |  | 38 | 258 |  |  |  |  | 100 | 84 | 18 | 258 | 38 |  |  | 147 | 11 |  |  | 21 | 188 | 71 | 82 |  | 35 | 30 | 8 | 13 | 40 | 20 | 4 | 84 |  |  |  | 941 | [12 empty] | 13 | 193 | 56 | 6 | 40 |  |  |  | 38 | 83 | 31 |  | 4 | 5 |  | 203 | [8 empty] | 107 | 357 | 4 | 1 | 1 |  |  |  |  | 658 | 298
6 | 深圳迈瑞生物医疗电子股份有限公司 | 3914 | 2 | 10 |  |  |  | 7 | 18 | 19 |  |  |  | 95 | 144 | 22 | 4 |  |  |  |  | MD 2: 19; MD 3: 40 | 77 | 336 | 72 |  | 7 | 192 | 72 |  | 9 | 4 | 65 | 68 |  | 42 | 16 | 1 |  | 50 | 45 | 25 |  |  |  | 3 | 1 | 2 |  |  |  |  | 15 | 22 |  | 25 | 278 | 5 |  | 183 | 10 |  |  | 89 | 99 | 2 | [9 empty] | 69 | 67 | 10 |  | 11 | 24 | 5 | 4 | 18 |  |  |  |  | 357 | [5 empty] | 1 |  | 5 | 48 | [7 empty] | 155 | 12 | 11 | [17 empty] | 6 | 3 |  |  |  |  | 86 |  |  | 827
7 | 迈克生物科技股份有限公司 | 2467 |  |  | 1 | [8 empty] | 5 | [13 empty] | 78 | 310 | 117 | [14 empty] | 1 |  |  |  | 112 | 28 | 1610 | [9 empty] | 6 | 21 | [6 empty] | 1 | 12 | 1 | [9 empty] | 10 | [49 empty] | 4 | 1 |  | 1 | [5 empty] | 148
8 | 深圳市新产业生物医学工程股份有限公司 | 1493 | 1 | 5 | [9 empty] | 14 | 184 | 57 | 15 | [10 empty] | 23 | 266 | 59 |  | 2 | 16 |  |  |  | 2 | 20 | 27 |  | 2 | [19 empty] | 5 | 80 | 4 | [5 empty] | 14 | 47 | 1 | [9 empty] | 36 |  |  |  | 19 | 1 | 8 | 148 | 95 |  |  |  | 16 | 182 | [13 empty] | 2 |  |  | 5 | [19 empty] | 1 | 7 |  | 1 | [5 empty] | 128
9 | 广州万孚生物技术股份有限公司 | 1371 |  | 2 | 3 | [9 empty] | 97 | 64 | 2 |  |  |  |  | IVD 2: 7; MD 2: 1; MD 3: 4 | 313 | 223 | 53 |  | 8 | 25 | 2 |  |  |  | 34 | 12 |  | 4 | [14 empty] | 1 | [5 empty] | 101 | 13 | [5 empty] | 6 | 18 | 2 | [9 empty] | 14 | [5 empty] | 3 | [5 empty] | 1 | 127 | [20 empty] | 3 |  |  | 2 | 1 | 4 | 6 | 108 | [8 empty] | 6 | 42 |  |  | 1 |  |  |  |  | 58
10 | 深圳市亚辉龙生物科技股份有限公司 | 1102 | 5 | 9 | 4 | [8 empty] | 3 | 75 | 6 | [11 empty] | 19 | 340 | 52 |  | 3 | 30 | [11 empty] | 21 |  |  |  | 2 | 6 | 60 |  |  |  |  | 2 |  |  |  |  | 10 | 157 | 7 | [5 empty] | 6 | 1 | [10 empty] | 10 |  |  |  | 7 | [7 empty] | 1 | 105 | [36 empty] | 17 | 4 | [7 empty] | 140
11 | 中元汇吉生物技术股份有限公司 | 1025 | [11 empty] | 7 |  |  |  | 13 | 48 | 9 | [7 empty] | 185 | 398 | 7 |  | 14 | 20 | 3 |  |  |  | 3 | 7 |  | 3 |  |  |  | 30 |  |  |  |  | 3 | [5 empty] | 2 |  |  |  |  | 16 | 137 | 1 | [5 empty] | 7 | 1 |  |  |  | 9 |  |  |  | 4 | 10 | 7 | 17 |  |  |  | 30 | [7 empty] | 1 | 12 | [12 empty] | 1 | [23 empty] | 1 | [8 empty] | 3 | 16
12 | 郑州安图生物工程股份有限公司 | 1024 | [11 empty] | 7 | 9 | 4 | 6 | [10 empty] | 24 | 215 | 136 |  | 4 | 28 |  |  |  |  | 4 | [22 empty] | 5 | 85 | 5 | [5 empty] | 3 | 1 | [10 empty] | 14 |  |  |  | 6 | 1 | 30 | 8 | 1 |  |  |  | 2 | 91 | [24 empty] | 2 | 8 | 1 | 114 | [8 empty] | 1 | [8 empty] | 209
13 | 迪瑞医疗科技股份有限公司 | 996 | 1 | 1 | [9 empty] | 15 | 37 | [12 empty] | 35 | 243 | 31 |  | 9 | 56 |  |  |  | 1 | 21 |  |  | 12 |  |  |  | 21 | [15 empty] | 40 | 166 | 5 | [5 empty] | 39 | 4 | [10 empty] | 3 |  | 1 | [10 empty] | 55 | [13 empty] | 8 | [22 empty] | 58 | 15 |  |  |  | 1 |  |  |  | 118
14 | 杭州奥泰生物技术股份有限公司 | 747 | 1 | 13 | 4 | [8 empty] | 2 | 72 | 57 | 15 |  |  |  |  | IVD 2: 47; MD 2: 16; MD 3: 3 |  | 4 | 16 |  | 1 | [5 empty] | 11 | 3 |  | 1 | [14 empty] | 3 | 2 |  |  |  | 5 | 103 | 5 | [6 empty] | 15 | [10 empty] | 34 | [6 empty] | 15 | 8 |  |  |  | 27 | 32 | [13 empty] | 11 |  | 2 |  |  |  |  | 4 |  |  |  | 3 | 4 | 12 | 71 | [8 empty] | 3 | 5 |  |  | 2 |  |  |  |  | 115
15 | 深圳普门科技股份有限公司 | 646 | [11 empty] | 15 | 62 | [12 empty] | 10 | 114 | 3 |  | 11 | 47 |  |  |  | 1 | 7 | 5 |  | 4 |  |  |  | 13 | [5 empty] | 4 | [9 empty] | 5 | 45 |  |  | 6 |  |  |  | 11 | 1 | [10 empty] | 17 | 1 |  |  | 6 | [7 empty] | 10 | 114 |  |  |  | 2 | [23 empty] | 15 |  |  | 3 | 1 |  |  |  |  | 1 |  |  | 1 |  | 1 | 2 |  |  | 108
16 | 深圳秀朴生物科技有限公司 | 619 | [25 empty] | 1 | 24 | [8 empty] | 4 | 1 | [5 empty] | 2 |  |  |  |  | 3 | 582 | [22 empty] | 1 | [56 empty] | 1
17 | 美康生物科技股份有限公司 | 597 | [25 empty] | 84 | 214 | 9 | [20 empty] | 253 | [9 empty] | 1 | 14 | [6 empty] | 3 | 13 | [10 empty] | 3 | [49 empty] | 3
18 | 广州安必平医药科技股份有限公司 | 567 | [25 empty] | 534 |  | 21 |  | 3 | 4 | [11 empty] | 3 | [5 empty] | 2
19 | Cepheid | 445 | 4 | 2 | 17 | 2 |  | 1 | [5 empty] | 7 |  |  |  | 3 | 10 | 26 | 3 | IVD 2: 3; IVD 3: 16; MD 3: 3 |  |  | 10 |  |  | 1 | 2 |  |  |  | 19 | 11 | 4 | 2 |  |  |  | 10 | [10 empty] | 8 |  |  |  |  | 1 | 23 | 3 | [7 empty] | 7 |  |  | 4 |  |  |  |  | 11 | 8 | 35 |  |  | 2 |  | 6 | 1 |  |  | 1 |  |  |  | 37 | [13 empty] | 1 | 19 | 4 | 43 |  |  |  | 8 |  |  |  | 7 | 1 |  | 29 | [8 empty] | 7 | 18 |  | 1 | [5 empty] | 4
20 | 上海之江生物科技股份有限公司 | 394 |  |  | 2 | [22 empty] | 43 |  | 36 |  | 26 | 4 | 4 |  |  |  | 1 | [6 empty] | 21 |  |  |  | 2 |  | 237 | [9 empty] | 1 | 2 | [18 empty] | 3 | [29 empty] | 4 | [8 empty] | 1 |  | 5 | [8 empty] | 1 | 1
21 | 杭州安旭生物科技股份有限公司 | 360 |  |  | 2 | [9 empty] | 46 | 16 | 3 |  |  |  |  | 23 | 1 |  | 11 | 1 |  | 5 | 16 | 8 |  | 5 | 10 | [5 empty] | 3 | [16 empty] | 1 |  |  |  |  | 1 | 50 | 7 | [17 empty] | 19 |  | 4 | [10 empty] | 35 | [24 empty] | 1 | 2 | 7 | 57 | [8 empty] | 3 | 22 |  | 1
22 | 杭州博拓生物科技股份有限公司 | 353 |  | 1 | 1 | [9 empty] | 20 | 43 | 16 | [10 empty] | 6 | 5 | 30 | [7 empty] | 10 | 2 | [15 empty] | 1 | 1 | [5 empty] | 58 | 6 | [17 empty] | 39 |  |  |  |  | 3 | 6 | [6 empty] | 18 | [13 empty] | 5 | [22 empty] | 1 |  |  | 1 | [5 empty] | 80
23 | 北京利德曼生化股份有限公司 | 348 | [25 empty] | 8 | 231 | 33 |  |  | 3 | [11 empty] | 10 |  |  |  | 2 |  | 61
24 | 基蛋生物科技股份有限公司 | 348 |  |  | 1 | [9 empty] | 6 | [12 empty] | 15 | 171 | 21 |  | 4 | 9 |  |  |  |  | 12 | 3 |  | 2 | [14 empty] | 1 | [12 empty] | 3 | [11 empty] | 14 | [49 empty] | 9 | 5 | [7 empty] | 72
25 | 北京九强生物技术股份有限公司 | 346 | [25 empty] | 6 | 243 | 15 |  | 2 | 3 | [12 empty] | 1 |  |  |  |  | 1 | [10 empty] | 35 | [6 empty] | 6 | 10 | [10 empty] | 3 | [58 empty] | 21
26 | 圣湘生物科技股份有限公司 | 323 |  |  | 1 | [8 empty] | 6 | 3 | 10 | 1 | [10 empty] | 10 | 61 | 37 |  | 5 | 11 | 1 |  |  | 1 | 1 | 2 |  | 1 | [9 empty] | 24 | [9 empty] | 4 | 17 | 2 | [17 empty] | 12 |  |  |  | 9 |  | 3 |  | 1 |  |  |  | 5 | 44 | [24 empty] | 3 | 3 |  | 44 | [11 empty] | 1
27 | 中生北控生物科技股份有限公司 | 317 | [25 empty] | 3 | 253 | 15 | [31 empty] | 44 | [7 empty] | 2
28 | 浙江东方基因生物制品股份有限公司 | 314 |  |  | 2 | [10 empty] | 5 | [5 empty] | 10 | 2 |  | 64 | 3 |  | 5 | 56 | 10 |  | 4 | 1 |  |  |  |  | 6 | 4 | [16 empty] | 2 | [5 empty] | 99 | 16 | [17 empty] | 7 | [12 empty] | 6 | 3 | [24 empty] | 4 | 2 | 2 | [17 empty] | 1
29 | 中山大学达安基因股份有限公司 | 302 | 1 | 2 | [9 empty] | 6 | [13 empty] | 36 | 1 | 83 |  | 9 | 2 | 5 |  |  |  | 2 | 1 |  | 1 |  |  |  | 16 |  |  | 2 |  |  | 100 | [9 empty] | 1 | [19 empty] | 6 | [11 empty] | 2 | 7 | [24 empty] | 2 | 1 |  | 11 | [8 empty] | 3 |  |  | 2
30 | 上海复星医药 (集团) 股份有限公司- 复星诊断 | 298 | [25 empty] | 33 | 192 | 18 |  | 10 | 26 | [16 empty] | 4 | 2 |  |  |  |  | 3 |  |  |  |  | 1 | 5 | [6 empty] | 1 | [61 empty] | 2 |  |  | 1
31 | 三诺生物传感股份有限公司 | 251 | [13 empty] | 5 | [11 empty] | 3 | 103 |  |  | 1 | 49 |  |  |  |  | 3 |  |  | 3 | [20 empty] | 48 |  |  | 1 |  |  |  | 1 | [11 empty] | 1 | [7 empty] | 3 |  |  |  |  | 24 | [25 empty] | 2 |  | 3 | [9 empty] | 1
32 | 广州阳普医疗科技股份有限公司 | 228 | 1 | [5 empty] | 1 |  |  |  |  | 21 | 7 | [12 empty] | 7 | 27 |  |  | 3 | 14 | 1 |  |  | 1 |  |  | 5 | 4 |  |  |  | 17 | [6 empty] | 10 | [8 empty] | 4 | 23 |  |  | 2 |  |  |  | 3 | 1 | [10 empty] | 4 | 1 | [11 empty] | 18 | [5 empty] | 2 |  | 6 | [8 empty] | 29 | [10 empty] | 3 |  | 1 | 1 | [5 empty] | 5 | 2 |  |  |  | 1 | 1 |  |  | 2
33 | 上海科华生物工程股份有限公司 | 228 | [13 empty] | 2 | [11 empty] | 18 | 155 | 50 | [31 empty] | 1 | 1 | [76 empty] | 1
34 | 武汉明德生物科技股份有限公司 | 204 | [25 empty] | 7 | 144 | 8 |  | 3 | 14 | 2 | [15 empty] | 6 | [10 empty] | 2 | 7 | [6 empty] | 1 | 1 | [10 empty] | 3 | [12 empty] | 3 | [45 empty] | 3
35 | 浙江拱东医疗器械股份有限公司 | 200 | 5 |  |  |  |  | 2 | 2 |  |  |  | 1 | 19 | [17 empty] | 17 | 10 | [7 empty] | 2 |  |  |  | 15 | [6 empty] | 16 | 1 | [7 empty] | 1 | 43 |  |  | 2 |  |  |  | 8 |  | 2 | [9 empty] | 5 | [12 empty] | 17 | [16 empty] | 3 | [10 empty] | 1 |  | 2 | [6 empty] | 12 |  |  |  |  | 8 | 4 |  | 1 | 1
36 | 深圳华大基因股份有限公司 | 195 | 1 | 2 | 5 | [8 empty] | 3 |  | 3 | [11 empty] | 1 |  |  |  | 2 | 7 | 1 |  | 3 | [8 empty] | 17 |  |  |  |  | 1 | 76 |  |  |  | 1 | 4 |  |  |  |  | 1 | 3 | [18 empty] | 1 |  |  |  | 5 |  | 2 | 6 | 15 |  |  |  | 2 | 13 | [16 empty] | 1 | [8 empty] | 1 |  | 17 | [11 empty] | 1
37 | 江苏浩欧博生物医药股份有限公司 | 187 | [25 empty] | 5 | 122 | 35 |  |  | 3 |  |  |  |  | 10 | [83 empty] | 12
38 | 厦门艾德生物医药科技股份有限公司 | 185 | [25 empty] | 85 |  | 24 |  | 4 | 1 |  |  | 14 |  | 5 | [6 empty] | 7 | [5 empty] | 38 | [10 empty] | 2 | [6 empty] | 4 |  | 1
39 | 北京热景生物技术股份有限公司 | 162 | [12 empty] | 9 | 5 | [11 empty] | 20 | 79 | 35 |  | 2 | 4 | 2 | [21 empty] | 1 | [36 empty] | 1 | [28 empty] | 3 | [11 empty] | 1
40 | 科美诊断技术股份有限公司 | 157 | [25 empty] | 6 | 106 | 37 |  | 1 | 4 | 1 | [11 empty] | 1 | 1
41 | 爱威科技股份有限公司 | 147 | [11 empty] | 9 | 9 | [12 empty] | 28 | 45 | 1 |  | 7 | 17 |  |  |  |  | 1 |  |  | 1 | [19 empty] | 4 | 11 | [6 empty] | 2 | 1 | [23 empty] | 6 | [45 empty] | 5
42 | 南京诺唯赞生物科技股份有限公司 | 142 | [13 empty] | 2 | [11 empty] | 23 | 70 | 2 |  | 6 | 8 | [27 empty] | 3 | 12 | [18 empty] | 4 | [11 empty] | 1 | 5 | [15 empty] | 2 | [20 empty] | 2 | [8 empty] | 2
43 | 深圳华大智造科技股份有限公司 | 142 | 3 | 1 |  |  |  |  | 1 |  |  |  |  | 4 | 2 | [12 empty] | 7 |  |  |  | 6 | 7 | 5 |  | 31 | [24 empty] | 8 | 7 | [6 empty] | 11 | 4 | [10 empty] | 3 |  |  |  | 1 | [8 empty] | 4 | [16 empty] | 34 | [28 empty] | 3
44 | 江苏硕世生物科技股份有限公司 | 139 |  |  | 1 | [8 empty] | 4 |  | 2 | [11 empty] | 39 | 10 | 22 |  | 22 | 8 | [27 empty] | 2 | 8 | [31 empty] | 4 | [20 empty] | 1 |  |  |  |  | 2 |  | 11 | [8 empty] | 1 | 1 |  | 1
45 | 北京金沃夫生物工程科技有限公司 | 130 | [26 empty] | 2 | 18 | [20 empty] | 107 | [70 empty] | 2 | [17 empty] | 1
46 | 北京赛科希德科技股份有限公司 | 107 | [12 empty] | 5 | [12 empty] | 1 | 26 |  |  |  | 10 | [27 empty] | 2 | 15 | [6 empty] | 3 | [11 empty] | 1 | [58 empty] | 44
47 | 上海透景生命科技股份有限公司 | 107 | [25 empty] | 22 | 29 | 43 |  | 2 | [28 empty] | 1 | 2 | [18 empty] | 1 | [49 empty] | 7
48 | 北京英诺特生物技术股份有限公司 | 100 |  |  | 1 | [9 empty] | 2 | 3 | [11 empty] | 8 | 3 | 56 |  | 4 | 2 | [5 empty] | 1 | [22 empty] | 9 | [18 empty] | 6 | [12 empty] | 1 | 1 | [35 empty] | 1 | 1 |  | 1
49 | 迪安诊断技术集团股份有限公司 | 93 | [25 empty] | 60 | 1 | 4 |  | 8 | 2 | 1 | [10 empty] | 8 | [5 empty] | 9
50 | 江苏康为世纪生物科技股份有限公司 | 79 | [11 empty] | 3 | [13 empty] | 54 |  | 2 |  | 8 | 2 |  |  |  | 1 | [7 empty] | 2 | [15 empty] | 1 | 1 | [18 empty] | 1 | [49 empty] | 1 |  |  | 1 |  | 2
51 | 北京博晖创新光电技术股份有限公司 | 63 | [13 empty] | 1 | [11 empty] | 23 | 21 | 3 |  | 1 | 14
52 | 上海润达医疗科技股份有限公司 | 59 | [12 empty] | 7 | 3 | [11 empty] | 7 | 20 |  |  | 1 | [29 empty] | 2 | [6 empty] | 1 | [13 empty] | 1 | [6 empty] | 2 | 8 | [39 empty] | 2 | 4 | [7 empty] | 1
53 | 深圳市易瑞生物技术股份有限公司 | 57 | [25 empty] | 2 |  | 6 |  |  | 1 | [28 empty] | 22 | [6 empty] | 1 |  | 2 | [9 empty] | 1 | [49 empty] | 3 | 18 |  | 1
54 | 天津九安医疗电子股份有限公司 | 57 | 2 |  | 1 |  |  |  | 10 | [12 empty] | MD 2: 4; MD 3: 2 |  | 2 |  |  | 3 | 9 | [7 empty] | 2 | 1 | [39 empty] | 1 | [12 empty] | 3 | [6 empty] | 3 | [17 empty] | 1 | 1 |  |  |  | 3 | [11 empty] | 2 |  |  | 7
55 | 华康生物医学控股有限公司 | 53 | [25 empty] | 11 | 38 | 4
56 | 巨星医疗控股有限公司 | 42 | [25 empty] | 1 |  |  |  | 36 | 2 | [106 empty] | 3
57 | 武汉塞力斯医疗科技集团股份有限公司 | 39 | [25 empty] | 8 | 27 |  |  |  | 1 | [10 empty] | 3
58 | 广东凯普生物科技股份有限公司 | 38 |  |  | 2 | [8 empty] | 10 |  | 2 | [15 empty] | 3 | 8 | [27 empty] | 1 | 7 | [18 empty] | 3 | [29 empty] | 2
59 | 北京诺禾致源科技股份有限公司 | 28 | [25 empty] | 17 |  | 1 |  | 6 | 3 | 1
60 | 上海仁度生物科技股份有限公司 | 26 | [25 empty] | 10 |  | 12 |  | 3 |  | 1
61 | 成都市贝瑞和康基因技术股份有限公司 | 18 | [25 empty] | 13 |  | 1 |  |  | 2 | 1 | [9 empty] | 1
62 | 诺辉健康 | 17 | [25 empty] | 3 | 1 | 2 |  | 9 | 1 | [10 empty] | 1
63 | 燃石医学有限责任公司 | 17 | [25 empty] | 5 |  | 2 |  | 1 | 4 | [10 empty] | 4 | [85 empty] | 1
64 | 广州金域医学检验集团股份有限公司 | 1 | [29 empty] | 1
65 | 上海睿昂基因科技股份有限公司 | 1 | [129 empty] | 1

## 注册详细信息
Company | Dataset Country | Ivd Mapping | Product Code | Product Name | Product Type | Risk Class
Beckman Coulter, Inc. | Colombia | IVD |  | 7. CD20 | REACTIVO DIAGNOSTICO | II
Beckman Coulter, Inc. | Colombia | IVD |  | 1. CD235A | REACTIVO DIAGNOSTICO | II
Beckman Coulter, Inc. | Colombia | IVD |  | 1. AMH GEN II KIT (HORMONA ANTI-MUELLERIANA) | REACTIVO DIAGNOSTICO | II
Beckman Coulter, Inc. | Colombia | IVD |  | CD1A | REACTIVO DIAGNOSTICO | II
Beckman Coulter, Inc. | Colombia | IVD |  | IRIS DILUENT PACK | REACTIVO DIAGNOSTICO | I
Beckman Coulter, Inc. | Colombia | MD |  | ANALIZADOR DE QUÍMICA SANGUÍNEA | MEDICO QUIRURGICOS | IIa
Beckman Coulter, Inc. | Colombia | IVD |  | ACCESS ACCU TNI+3 ON ACCESS 2 (REAGENT PACK) | REACTIVO DIAGNOSTICO | II
Beckman Coulter, Inc. | Colombia | IVD |  | GLUCOSE REAGENT (GLUH) | REACTIVO DIAGNOSTICO | II
Beckman Coulter, Inc. | Colombia | IVD |  | ACCESS 25(OH)VITAMIN D FOR USE ON THE ACCESS 2 IMMUNOASSAY SYSTEM | REACTIVO DIAGNOSTICO | II
Beckman Coulter, Inc. | Colombia | MD |  | AU5800 AUTOMATED CLINICAL CHEMISTRY ANALYZER - ANALIZADOR DE QUIMICA CLINICA - BECKMAN COULTER | MEDICO QUIRURGICOS | IIa
Beckman Coulter, Inc. | Colombia | IVD |  | ALBUMIN | REACTIVO DIAGNOSTICO | II
Beckman Coulter, Inc. | Colombia | MD |  | AU480 AUTOMATED CLINICAL CHEMISTRY ANALYZER - ANALIZADOR DE QUIMICA CLINICA - BECKMAN COULTER | MEDICO QUIRURGICOS | IIa
Beckman Coulter, Inc. | Colombia | IVD |  | MICROSCAN ESBL PLUS ESBL CONFIRMATION PANEL | REACTIVO DIAGNOSTICO | II
Beckman Coulter, Inc. | Colombia | IVD |  | ACCESS HYBRITECH P2PSA | REACTIVO DIAGNOSTICO | II
Beckman Coulter, Inc. | Colombia | IVD |  | ACCESS SHBG | REACTIVO DIAGNOSTICO | II
Beckman Coulter, Inc. | Colombia | IVD |  | MICROSCAN HNID PANEL | REACTIVO DIAGNOSTICO | II
Beckman Coulter, Inc. | Colombia | IVD |  | MICROSCAN INOCULUM WATER | REACTIVO DIAGNOSTICO | II
Beckman Coulter, Inc. | Colombia | IVD |  | 1. MICROSCAN NEG NON ENTERO COMBO PANEL TYPE 71 | REACTIVO DIAGNOSTICO | II
Beckman Coulter, Inc. | Colombia | IVD |  | CD34-PC7 | REACTIVO DIAGNOSTICO | II
Beckman Coulter, Inc. | Colombia | IVD |  | CORE TDM MULTI-CALIBRATOR | REACTIVO DIAGNOSTICO | II
Beckman Coulter, Inc. | Colombia | IVD |  | CD45-KROME ORANGE | REACTIVO DIAGNOSTICO | II
Beckman Coulter, Inc. | Colombia | IVD |  | SYNCHRON SYSTEMS VANCOMYCIN CALIBRATOR | REACTIVO DIAGNOSTICO | II
Beckman Coulter, Inc. | Colombia | IVD |  | AQUIOS IMMUNO-TROL CELLS | REACTIVO DIAGNOSTICO | II
Beckman Coulter, Inc. | Colombia | IVD |  | AQUIOS SHEATH SOLUTION | REACTIVO DIAGNOSTICO | I
Beckman Coulter, Inc. | Colombia | MD |  | UNICEL DXH SLIDEMAKER STAINER - COLOREADOR AUTOMÁTICO | MEDICO QUIRURGICOS | I
Beckman Coulter, Inc. | Colombia | IVD |  | MICROSCAN 0.4% SALINE WITH PLURONIC | REACTIVO DIAGNOSTICO | I
Beckman Coulter, Inc. | Colombia | MD |  | AQUIOS CL FLOW CYTOMETER - CITÓMETRO DE FLUJO | MEDICO QUIRURGICOS | IIa
Beckman Coulter, Inc. | Colombia | IVD |  | MICROSCAN NEG COMBO PANEL TYPE 66 | REACTIVO DIAGNOSTICO | II
Beckman Coulter, Inc. | Colombia | IVD |  | CD3-FITC CD(16+56)-PE | REACTIVO DIAGNOSTICO | II
Beckman Coulter, Inc. | Colombia | IVD |  | CYTO-COMP CELL KIT | REACTIVO DIAGNOSTICO | II
Beckman Coulter, Inc. | Colombia | IVD |  | IQ CALIBRATOR PACK | REACTIVO DIAGNOSTICO | II
Beckman Coulter, Inc. | Colombia | IVD |  | COULTER LH SERIES DILUENT | REACTIVO DIAGNOSTICO | I
Beckman Coulter, Inc. | Colombia | IVD |  | COULTER S-CAL CALIBRATOR | REACTIVO DIAGNOSTICO | II
Beckman Coulter, Inc. | Colombia | IVD |  | FLOW-COUNT FLUOROSPHERES | REACTIVO DIAGNOSTICO | II
Beckman Coulter, Inc. | Colombia | IVD |  | DIRECT BILIRUBIN REAGENT (DBIL) | REACTIVO DIAGNOSTICO | II
Beckman Coulter, Inc. | Colombia | IVD |  | IMMAGE IMMUNOCHEMISTRY SYSTEMS CRPH HIGH SENSITIVITY C-REACTIVE PROTEIN REAGENT | REACTIVO DIAGNOSTICO | II
Beckman Coulter, Inc. | Colombia | IVD |  | IMMAGE IMMUNOCHEMISTRY SYSTEMS BUF 2 BUFFER 2 | REACTIVO DIAGNOSTICO | I
Beckman Coulter, Inc. | Colombia | IVD |  | VIGIL LIPID CONTROL LEVEL 2 | REACTIVO DIAGNOSTICO | II
Beckman Coulter, Inc. | Colombia | IVD |  | ACCESS VITAMIN B12 | REACTIVO DIAGNOSTICO | II
Beckman Coulter, Inc. | Colombia | IVD |  | CK(NAC) | REACTIVO DIAGNOSTICO | II
Beckman Coulter, Inc. | Colombia | IVD |  | ACCESS HLH | REACTIVO DIAGNOSTICO | II
Beckman Coulter, Inc. | Colombia | IVD |  | TRANSFERRIN | REACTIVO DIAGNOSTICO | II
Beckman Coulter, Inc. | Colombia | IVD |  | CD138-APC | REACTIVO DIAGNOSTICO | II
Beckman Coulter, Inc. | Colombia | IVD |  | URINE CHEMISTRY CALIBRATOR | REACTIVO DIAGNOSTICO | II
Beckman Coulter, Inc. | Colombia | IVD |  | SAMPLE DILUENT 1 DIL 1 | REACTIVO DIAGNOSTICO | I
Beckman Coulter, Inc. | Colombia | IVD |  | ACCESS HYBRITECH PSA | REACTIVO DIAGNOSTICO | II
Beckman Coulter, Inc. | Colombia | IVD |  | ACCESS ESTRADIOL | REACTIVO DIAGNOSTICO | II
Beckman Coulter, Inc. | Colombia | MD |  | POWER EXPRESS SAMPLE PROCESSING SYSTEM - SISTEMA LINEAL DE TRANSPORTE DE MUESTRAS | MEDICO QUIRURGICOS | I
Beckman Coulter, Inc. | Colombia | IVD |  | ACCESS CORTISOL | REACTIVO DIAGNOSTICO | II
Beckman Coulter, Inc. | Colombia | IVD |  | ACCESS IL-6 | REACTIVO DIAGNOSTICO | II
Beckman Coulter, Inc. | Colombia | IVD |  | CD27-PC7 | REACTIVO DIAGNOSTICO | II
Beckman Coulter, Inc. | Colombia | IVD |  | MICROSCAN NEG MIC PANEL TYPE 43 | REACTIVO DIAGNOSTICO | II
Beckman Coulter, Inc. | Colombia | IVD |  | CD19-PACIFIC BLUE | REACTIVO DIAGNOSTICO | II
Beckman Coulter, Inc. | Colombia | MD |  | MICROSCAN WALKAWAY-40 PLUS INSTRUMENT / MICROSCAN WALKAWAY-96 PLUS INSTRUMENT - ANALIZADOR DE MICROBIOLOGÍA | MEDICO QUIRURGICOS | IIa
Beckman Coulter, Inc. | Colombia | MD |  | COULTER LH 750 SYSTEM/COULTER LH 780 SYSTEM - ANALIZADOR DE HEMATOLOGÍA PARA LABORATORIO CLÍNICO | MEDICO QUIRURGICOS | IIa
Beckman Coulter, Inc. | Colombia | IVD |  | COULTER AC T 5DIFF HGB LYSE | REACTIVO DIAGNOSTICO | I
Beckman Coulter, Inc. | Colombia | MD |  | COULTER AC T 5DIFF AUTOLOADER HEMATOLOGY ANALYZER | MEDICO QUIRURGICOS | IIa
Beckman Coulter, Inc. | Colombia | MD |  | IMMAGE 800 - ANALIZADOR DE INMUNOQUÍMICA | MEDICO QUIRURGICOS | IIa
Beckman Coulter, Inc. | Colombia | MD |  | DXC 700 AU- ANALIZADOR DE QUÍMICA SANGUÍNEA | MEDICO QUIRURGICOS | IIa
Beckman Coulter, Inc. | Colombia | MD |  | ACCESS 2 IMMUNOASSAY SYSTEM - ANALIZADOR DE INMUNOLOGÍA | MEDICO QUIRURGICOS | IIa
Beckman Coulter, Inc. | Colombia | IVD |  | ACCESS RUBELLA IGG | REACTIVO DIAGNOSTICO | III
Beckman Coulter, Inc. | Colombia | IVD |  | ACCESS RUBELLA IGG QC | REACTIVO DIAGNOSTICO | III
Beckman Coulter, Inc. | Colombia | IVD |  | HIGH SENSITIVITY CARDIAC C-REACTIVE PROTEIN REAGENT (CRPH 2X200) | REACTIVO DIAGNOSTICO | II
Beckman Coulter, Inc. | Colombia | IVD |  | ANTI-LAMBDA-PE | REACTIVO DIAGNOSTICO | II
Beckman Coulter, Inc. | Colombia | IVD |  | ACCESS RUBELLA IGG CALIBRATORS | REACTIVO DIAGNOSTICO | III
Beckman Coulter, Inc. | Colombia | IVD |  | MICROSCAN NEG URINE COMBO PANEL TYPE 59 | REACTIVO DIAGNOSTICO | II
Beckman Coulter, Inc. | Colombia | IVD |  | DURACLONE B27 | REACTIVO DIAGNOSTICO | II
Beckman Coulter, Inc. | Colombia | IVD |  | MICROSCAN INOCULUM SALINE | REACTIVO DIAGNOSTICO | I
Beckman Coulter, Inc. | Colombia | IVD |  | IMMAGE IMMUNOCHEMISTRY SYSTEMS APA APOLIPOPROTEIN A1 REAGENT | REACTIVO DIAGNOSTICO | II
Beckman Coulter, Inc. | Colombia | IVD |  | ACCESS FERRITIN | REACTIVO DIAGNOSTICO | II
Beckman Coulter, Inc. | Colombia | IVD |  | ACCESS THYROGLOBULIN | REACTIVO DIAGNOSTICO | II
Beckman Coulter, Inc. | Colombia | MD |  | DXH 500 INSTRUMENT /DXH 520 INSTRUMENT - ANALIZADOR DE HEMATOLOGÍA | MEDICO QUIRURGICOS | IIa
Beckman Coulter, Inc. | Colombia | IVD |  | CD23-FITC | REACTIVO DIAGNOSTICO | II
Beckman Coulter, Inc. | Colombia | IVD |  | CD1A-PE | REACTIVO DIAGNOSTICO | II
Beckman Coulter, Inc. | Colombia | IVD |  | ACCESS HAV AB (REAGENT PACK) | REACTIVO DIAGNOSTICO | III
Beckman Coulter, Inc. | Colombia | IVD |  | ACCESS HAV IGM (REAGENT PACK) | REACTIVO DIAGNOSTICO | III
Beckman Coulter, Inc. | Colombia | IVD |  | ACCESS HAV AB CALIBRATORS | REACTIVO DIAGNOSTICO | III
Beckman Coulter, Inc. | Colombia | MD |  | AU680 CHEMISTRY ANALYZER - ANALIZADOR QUÍMICO | MEDICO QUIRURGICOS | IIa
Beckman Coulter, Inc. | Colombia | IVD |  | ACCESS HBS AB QC | REACTIVO DIAGNOSTICO | III
Beckman Coulter, Inc. | Colombia | IVD |  | PERFIX-NC(NO CENTRIFUGE ASSAY KIT) | REACTIVO DIAGNOSTICO | I
Beckman Coulter, Inc. | Colombia | IVD |  | ACCESS HAV IGM CALIBRATORS | REACTIVO DIAGNOSTICO | III
Beckman Coulter, Inc. | Colombia | MD |  | MICROSCAN WALKAWAY INSTRUMENT - ANALIZADOR DE MICROBIOLOGÍA | MEDICO QUIRURGICOS | IIa
Beckman Coulter, Inc. | Colombia | IVD |  | ACCESS HBC AB QC | REACTIVO DIAGNOSTICO | III
Beckman Coulter, Inc. | Colombia | IVD |  | ACCESS HBC IGM CALIBRATORS | REACTIVO DIAGNOSTICO | III
Beckman Coulter, Inc. | Colombia | IVD |  | ACCESS HBC AB CALIBRATORS | REACTIVO DIAGNOSTICO | III
Beckman Coulter, Inc. | Colombia | IVD |  | COULTER 6C PLUS CELL CONTROL | REACTIVO DIAGNOSTICO | II
Beckman Coulter, Inc. | Colombia | IVD |  | ACCESS HBS AG QC | REACTIVO DIAGNOSTICO | III
Beckman Coulter, Inc. | Colombia | IVD |  | COULTER TRUCOLOR WRIGHT-GIEMSA STAIN BUFFER | REACTIVO DIAGNOSTICO | I
Beckman Coulter, Inc. | Colombia | IVD |  | ACCESS INTRINSIC FACTOR ANTIBODY | REACTIVO DIAGNOSTICO | II
Beckman Coulter, Inc. | Colombia | MD |  | CYTOMICS FC 500-CITÓMETRO DE FLUJO | MEDICO QUIRURGICOS | IIa
Beckman Coulter, Inc. | Colombia | MD |  | ICHEM VELOCITY URINE CHEMISTRY SYSTEM - SISTEMA QUÍMICO DE ORINA | MEDICO QUIRURGICOS | IIa
Beckman Coulter, Inc. | Colombia | IVD |  | ACCESS HBC IGM (REAGENT PACK) | REACTIVO DIAGNOSTICO | III
Beckman Coulter, Inc. | Colombia | IVD |  | ACCESS CK-MB | REACTIVO DIAGNOSTICO | II
Beckman Coulter, Inc. | Colombia | IVD |  | ACCESS CMV IGG (REAGENT PACK) | REACTIVO DIAGNOSTICO | III
Beckman Coulter, Inc. | Colombia | MD |  | DXH SYSTEM-ANALIZADOR DE HEMATOLOGÍA | MEDICO QUIRURGICOS | IIa
Beckman Coulter, Inc. | Colombia | IVD |  | CLEARLLAB 10C B CELL TUBE | REACTIVO DIAGNOSTICO | II
Beckman Coulter, Inc. | Colombia | MD |  | FLOW CYTOMETER-CITOMETRO DE FLUJO | MEDICO QUIRURGICOS | IIa
Beckman Coulter, Inc. | Colombia | IVD |  | IOTEST ANTI-TCR PAN ?/? | REACTIVOS IN VITRO | I
Beckman Coulter, Inc. | Colombia | IVD |  | IOTEST CD10 | REACTIVOS IN VITRO | I
Beckman Coulter, Inc. | Colombia | IVD |  | IOTEST CD11C | REACTIVOS IN VITRO | I
Beckman Coulter, Inc. | Colombia | IVD |  | IOTEST CD14 | REACTIVOS IN VITRO | I
Beckman Coulter, Inc. | Colombia | IVD |  | IOTEST CD27 | REACTIVOS IN VITRO | I
Beckman Coulter, Inc. | Colombia | IVD |  | IOTEST CD30 | REACTIVOS IN VITRO | I
Beckman Coulter, Inc. | Colombia | IVD |  | IOTEST CD41 | REACTIVOS IN VITRO | I
Beckman Coulter, Inc. | Colombia | IVD |  | IOTEST CD59 | REACTIVOS IN VITRO | I
Beckman Coulter, Inc. | Colombia | IVD |  | IOTEST CD64 | REACTIVOS IN VITRO | I
Beckman Coulter, Inc. | Colombia | IVD |  | IOTEST CD71 | REACTIVOS IN VITRO | I
Beckman Coulter, Inc. | Colombia | IVD |  | DURACTIVE 3 | REACTIVOS IN VITRO | I
Beckman Coulter, Inc. | Colombia | IVD |  | DURACLONE IF MONOCYTE ACTIVATION TUBE | REACTIVOS IN VITRO | I
Beckman Coulter, Inc. | Colombia | IVD |  | DURACLONE IM DENDRITIC CELLS TUBE | REACTIVOS IN VITRO | I
Beckman Coulter, Inc. | Colombia | IVD |  | DURACLONE IM GRANULOCYTES TUBE | REACTIVOS IN VITRO | I
Beckman Coulter, Inc. | Colombia | IVD |  | IOTEST ANTI-HLA-DR | REACTIVOS IN VITRO | I
Beckman Coulter, Inc. | Colombia | IVD |  | IOTEST ANTI-LAMBDA | REACTIVOS IN VITRO | I
Beckman Coulter, Inc. | Colombia | IVD |  | IOTEST CD123 | REACTIVOS IN VITRO | I
Beckman Coulter, Inc. | Colombia | IVD |  | IOTEST CD13 | REACTIVOS IN VITRO | I
Beckman Coulter, Inc. | Colombia | IVD |  | IOTEST CD157 | REACTIVOS IN VITRO | I
Beckman Coulter, Inc. | Colombia | IVD |  | IOTEST CD16 | REACTIVOS IN VITRO | I
Beckman Coulter, Inc. | Colombia | IVD |  | IOTEST CD20 | REACTIVOS IN VITRO | I
Beckman Coulter, Inc. | Colombia | IVD |  | IOTEST CD22 | REACTIVOS IN VITRO | I
Beckman Coulter, Inc. | Colombia | IVD |  | IOTEST CD24 | REACTIVOS IN VITRO | I
Beckman Coulter, Inc. | Colombia | IVD |  | IOTEST CD25 | REACTIVOS IN VITRO | I
Beckman Coulter, Inc. | Colombia | IVD |  | IOTEST CD26 | REACTIVOS IN VITRO | I
Beckman Coulter, Inc. | Colombia | IVD |  | IOTEST CD40 | REACTIVOS IN VITRO | I
Beckman Coulter, Inc. | Colombia | IVD |  | IOTEST CD42A | REACTIVOS IN VITRO | I
Beckman Coulter, Inc. | Colombia | IVD |  | IOTEST CD42B | REACTIVOS IN VITRO | I
Beckman Coulter, Inc. | Colombia | IVD |  | IOTEST CD44 | REACTIVOS IN VITRO | I
Beckman Coulter, Inc. | Colombia | IVD |  | IOTEST CD49D | REACTIVOS IN VITRO | I
Beckman Coulter, Inc. | Colombia | IVD |  | IOTEST CD58 | REACTIVOS IN VITRO
Beckman Coulter, Inc. | Colombia | IVD |  | IOTEST CD73 | REACTIVOS IN VITRO | I
Beckman Coulter, Inc. | Colombia | IVD |  | IOTEST CD9 | REACTIVOS IN VITRO | I
Beckman Coulter, Inc. | Colombia | IVD |  | IOTEST CD90 | REACTIVOS IN VITRO | I
Beckman Coulter, Inc. | Colombia | IVD |  | CYTOFLEX DAILY QC FLUOROSPHERES | REACTIVOS IN VITRO | I
Beckman Coulter, Inc. | Colombia | IVD |  | BETA MARK TCR V? REPERTOIRE KIT | REACTIVOS IN VITRO | I
Beckman Coulter, Inc. | Colombia | IVD |  | DURACLONE IM B CELLS TUBE | REACTIVOS IN VITRO | I
Beckman Coulter, Inc. | Colombia | IVD |  | DURACLONE IM PHENOTYPING BASIC TUBE | REACTIVOS IN VITRO | I
Beckman Coulter, Inc. | Colombia | IVD |  | DURACLONE IM TCRS TUBE | REACTIVOS IN VITRO | I
Beckman Coulter, Inc. | Colombia | IVD |  | DURACLONE RE CLB TUBE | REACTIVOS IN VITRO | I
Beckman Coulter, Inc. | Colombia | IVD |  | IOTEST CD94-PE | REACTIVOS IN VITRO | I
Beckman Coulter, Inc. | Colombia | IVD |  | IOTEST ANTI HUMAN IGM HEAVY CHAIN-PE | REACTIVOS IN VITRO | I
Beckman Coulter, Inc. | Colombia | IVD |  | IOTEST CD16-PC7 | REACTIVOS IN VITRO
Beckman Coulter, Inc. | Colombia | IVD |  | CD3-PE | REACTIVO DIAGNOSTICO | II
Beckman Coulter, Inc. | Colombia | IVD |  | COULTER CLONE MY7 | REACTIVOS IN VITRO | I
Beckman Coulter, Inc. | Colombia | IVD |  | IOTEST ANTI-KAPPA | REACTIVOS IN VITRO | I
Beckman Coulter, Inc. | Colombia | IVD |  | IOTEST ANTI-TCR V?17 | REACTIVOS IN VITRO | I
Beckman Coulter, Inc. | Colombia | IVD |  | IOTEST CD105 | REACTIVOS IN VITRO | I
Beckman Coulter, Inc. | Colombia | IVD |  | IOTEST CD11B | REACTIVOS IN VITRO | I
Beckman Coulter, Inc. | Colombia | IVD |  | IOTEST CD1A | REACTIVOS IN VITRO | I
Beckman Coulter, Inc. | Colombia | IVD |  | IOTEST CD21 | REACTIVOS IN VITRO | I
Beckman Coulter, Inc. | Colombia | IVD |  | IOTEST CD235A | REACTIVOS IN VITRO | I
Beckman Coulter, Inc. | Colombia | IVD |  | IOTEST CD29 | REACTIVOS IN VITRO | I
Beckman Coulter, Inc. | Colombia | IVD |  | IOTEST CD3 | REACTIVOS IN VITRO | I
Beckman Coulter, Inc. | Colombia | IVD |  | IOTEST CD36 | REACTIVOS IN VITRO | I
Beckman Coulter, Inc. | Colombia | IVD |  | IOTEST CD4 | REACTIVOS IN VITRO | I
Beckman Coulter, Inc. | Colombia | IVD |  | IOTEST CD43 | REACTIVOS IN VITRO | I
Beckman Coulter, Inc. | Colombia | IVD |  | IOTEST CD5 | REACTIVOS IN VITRO | I
Beckman Coulter, Inc. | Colombia | IVD |  | IOTEST CD54 | REACTIVOS IN VITRO | I
Beckman Coulter, Inc. | Colombia | IVD |  | IOTEST CD61 | REACTIVOS IN VITRO | I
Beckman Coulter, Inc. | Colombia | IVD |  | IOTEST CD62L | REACTIVOS IN VITRO | I
Beckman Coulter, Inc. | Colombia | IVD |  | IOTEST CD81 | REACTIVOS IN VITRO | I
Beckman Coulter, Inc. | Colombia | IVD |  | CYTOFLEX SHEATH FLUID | REACTIVOS IN VITRO
Beckman Coulter, Inc. | Colombia | IVD |  | OPTILYSE B LYSING SOLUTION | REACTIVOS IN VITRO | I
Beckman Coulter, Inc. | Colombia | IVD |  | DURACLONE IF T ACTIVATION TUBE | REACTIVOS IN VITRO | I
Beckman Coulter, Inc. | Colombia | IVD |  | DURACLONE IM COUNT TUBE | REACTIVOS IN VITRO | I
Beckman Coulter, Inc. | Colombia | IVD |  | DURACLONE IM T CELL SUBSETS TUBE | REACTIVOS IN VITRO | I
Beckman Coulter, Inc. | Colombia | IVD |  | DURACLONE IM TREG TUBE | REACTIVOS IN VITRO | I
Beckman Coulter, Inc. | Colombia | IVD |  | DURACLONE RE ALB TUBE | REACTIVOS IN VITRO | I
Beckman Coulter, Inc. | Colombia | IVD |  | DURACLONE RE PC TUBE | REACTIVOS IN VITRO | I
Beckman Coulter, Inc. | Colombia | IVD |  | IOTEST ANTI-HUMAN IGM HEAVY CHAIN-APC | REACTIVOS IN VITRO | I
Beckman Coulter, Inc. | Colombia | IVD |  | CD79B - APC | REACTIVO DIAGNOSTICO | II
Beckman Coulter, Inc. | Colombia | IVD |  | COULTER DXH DILUENT | REACTIVO DIAGNOSTICO | I
Beckman Coulter, Inc. | Colombia | IVD |  | COULTER RETIC-C CELL CONTROL | REACTIVO DIAGNOSTICO | II
Beckman Coulter, Inc. | Colombia | IVD |  | DXFLEX SHEATH FLUID | REACTIVO DIAGNOSTICO | I
Beckman Coulter, Inc. | Colombia | IVD |  | AGENCOURT RNACLEAN XP | REACTIVOS IN VITRO | I
Beckman Coulter, Inc. | Colombia | MD |  | CITÓMETRO DE FLUJO NAVIOS- | MEDICO QUIRURGICOS | IIa
Beckman Coulter, Inc. | Colombia | IVD |  | VERSACOMP ANTIBODY CAPTURE BEAD KIT | REACTIVOS IN VITRO
Beckman Coulter, Inc. | Colombia | IVD |  | AGENCOURT AMPURE XP SYSTEM | REACTIVOS IN VITRO
Beckman Coulter, Inc. | Colombia | IVD |  | DIGOXIN | REACTIVO DIAGNOSTICO | II
Beckman Coulter, Inc. | Colombia | IVD |  | ANTI-TCR PAN Y?-PC7 | REACTIVOS IN VITRO | I
Beckman Coulter, Inc. | Colombia | IVD |  | CD31-FITC | REACTIVOS IN VITRO | I
Beckman Coulter, Inc. | Colombia | IVD |  | CD39 PE | REACTIVOS IN VITRO | I
Beckman Coulter, Inc. | Colombia | IVD |  | CD8 KROME ORANGE | REACTIVOS IN VITRO | I
Beckman Coulter, Inc. | Colombia | IVD |  | CD8 PC5.5 | REACTIVOS IN VITRO | I
Beckman Coulter, Inc. | Colombia | IVD |  | CLEARLLAB COMPENSATION KIT | REACTIVO DIAGNOSTICO | II
Beckman Coulter, Inc. | Colombia | IVD |  | ACCESS PCT | REACTIVO DIAGNOSTICO | II
Beckman Coulter, Inc. | Colombia | IVD |  | CD66C(KOR-SA3544)-PE | REACTIVOS IN VITRO
Beckman Coulter, Inc. | Colombia | IVD |  | CD7-APC | REACTIVOS IN VITRO | I
Beckman Coulter, Inc. | Colombia | IVD |  | CD326 (EPCAM) APC | REACTIVOS IN VITRO | I
Beckman Coulter, Inc. | Colombia | IVD |  | LIN-X-LINEARITY | REACTIVO DIAGNOSTICO | II
Beckman Coulter, Inc. | Colombia | IVD |  | ACCESS HBS AG CONFIRMATORY | REACTIVO DIAGNOSTICO | III
Beckman Coulter, Inc. | Colombia | IVD |  | ACCESS GI MONITOR | REACTIVO DIAGNOSTICO | II
Beckman Coulter, Inc. | Colombia | MD |  | EUNICEL DXI ACCESS IMMUNOASAY SYSTEM-EQUIPO AUTOMATIZADO PARA ANÁLISIS INMUNOQUÍMICOS | MEDICO QUIRURGICOS | IIa
Beckman Coulter, Inc. | Colombia | IVD |  | CD45RA -ECD | REACTIVO DIAGNOSTICO | II
Beckman Coulter, Inc. | Colombia | IVD |  | CD7-FITC | REACTIVO DIAGNOSTICO | II
Beckman Coulter, Inc. | Colombia | IVD |  | ACCESS SARS-COV-2 IGG CALIBRATOR | REACTIVO DIAGNOSTICO | III
Beckman Coulter, Inc. | Colombia | IVD |  | AQUIOS VERSAFIX LYSING REAGENT | REACTIVO DIAGNOSTICO | I
Beckman Coulter, Inc. | Colombia | MD |  | UNICEL DXC CLINICAL CHEMISTRY ANALYZER- ANALIZADOR DE QUÍMICA | MEDICO QUIRURGICOS | IIa
Beckman Coulter, Inc. | Colombia | IVD |  | ACCESS SARS-COV-2 IGG QC | REACTIVO DIAGNOSTICO | III
Beckman Coulter, Inc. | Colombia | IVD |  | VALPROIC ACID REAGENT | REACTIVO DIAGNOSTICO | II
Beckman Coulter, Inc. | Colombia | MD |  | DXA AUTOMATION SYSTEM - SISTEMA DE MANIPULACIÓN DE MUESTRAS AUTOMÁTICO | MEDICO QUIRURGICOS | I
Beckman Coulter, Inc. | Colombia | IVD |  | SYNCHRON SYSTEMS FE/IBCT CALIBRADOR KIT | REACTIVO DIAGNOSTICO | II
Beckman Coulter, Inc. | Colombia | IVD |  | RNADVANCE VIRAL XP | REACTIVOS IN VITRO
Beckman Coulter, Inc. | Colombia | IVD |  | ACCESS SARS-COV-2 IGG | REACTIVO DIAGNOSTICO | III
Beckman Coulter, Inc. | Colombia | IVD |  | RNADVANCE VIRAL | REACTIVOS IN VITRO
Beckman Coulter, Inc. | Colombia | IVD |  | LEUKO-TROL PLATELET CONTROL CELLS | REACTIVO DIAGNOSTICO | II
Beckman Coulter, Inc. | Colombia | IVD |  | IMMUNOPREP REAGENT SYSTEM | REACTIVO DIAGNOSTICO | II
Beckman Coulter, Inc. | Colombia | IVD |  | ACCESS SARS-COV-2 IGM QC | REACTIVO DIAGNOSTICO | III
Beckman Coulter, Inc. | Colombia | IVD |  | ACCESS SARS-COV-2 IGM | REACTIVO DIAGNOSTICO | III
Beckman Coulter, Inc. | Colombia | IVD |  | ACCESS SARS-COV-2 IGM CALIBRATOR | REACTIVO DIAGNOSTICO | III
Beckman Coulter, Inc. | Colombia | IVD |  | ACCESS SARS-COV-2 IGG II CALIBRATORS | REACTIVO DIAGNOSTICO | III
Beckman Coulter, Inc. | Colombia | IVD |  | ACCESS SARS-COV-2 IGG II (REAGENT PACK) | REACTIVO DIAGNOSTICO | III
Beckman Coulter, Inc. | Colombia | IVD |  | ACCESS SARS-COV-2 IGG II QC | REACTIVO DIAGNOSTICO | III
Beckman Coulter, Inc. | Colombia | IVD |  | CA2+ ACTIVATION SOLUTION | REACTIVOS IN VITRO | I
Beckman Coulter, Inc. | Colombia | IVD |  | COULTER DNA-PREP REAGENTS KIT | REACTIVOS IN VITRO | I
Beckman Coulter, Inc. | Colombia | IVD |  | VIAKROME 405 FIXABLE VIABILITY DYE | REACTIVOS IN VITRO
Beckman Coulter, Inc. | Colombia | IVD |  | VIAKROME 808 FIXABLE VIABILITY DYE | REACTIVOS IN VITRO | I
Beckman Coulter, Inc. | Colombia | IVD |  | ACCESS SARS-COV-2 IGG (1ST IS) QC | REACTIVO DIAGNOSTICO | III
Beckman Coulter, Inc. | Colombia | IVD |  | COULTER CLONE KC57-FITC COULTER CLONE KC57-RD1 | REACTIVOS IN VITRO | I
Beckman Coulter, Inc. | Colombia | IVD |  | DURACLONE IF T HELPER | REACTIVOS IN VITRO
Beckman Coulter, Inc. | Colombia | IVD |  | DURACLONE SC MESENCHYMAL TUBE | REACTIVOS IN VITRO | I
Beckman Coulter, Inc. | Colombia | IVD |  | IOTEST MYELOID ACTIVATION CD169-PE/HLA-DR-APC/CD64-PB ANTIBODY COCKTAIL | REACTIVOS IN VITRO | I
Beckman Coulter, Inc. | Colombia | IVD |  | COSMCPREP | REACTIVOS IN VITRO | I
Beckman Coulter, Inc. | Colombia | IVD |  | DNADVANCE | REACTIVOS IN VITRO | I
Beckman Coulter, Inc. | Colombia | IVD |  | FORMAPURE XL RNA | REACTIVOS IN VITRO | I
Beckman Coulter, Inc. | Colombia | IVD |  | FORMAPURE XL TOTAL | REACTIVOS IN VITRO | I
Beckman Coulter, Inc. | Colombia | IVD |  | DURACTIVE 1 | REACTIVOS IN VITRO
Beckman Coulter, Inc. | Colombia | IVD |  | ACCESS SARS-COV-2 IGG (1ST IS) CALIBRATORS | REACTIVO DIAGNOSTICO | III
Beckman Coulter, Inc. | Colombia | IVD |  | CD19-SUPERNOVA V428 | REACTIVOS IN VITRO | I
Beckman Coulter, Inc. | Colombia | IVD |  | CD21-PACIFIC BLUE | REACTIVOS IN VITRO | I
Beckman Coulter, Inc. | Colombia | IVD |  | CD38-SUPERNOVA V428 | REACTIVOS IN VITRO
Beckman Coulter, Inc. | Colombia | IVD |  | DURACTIVE 2 | REACTIVOS IN VITRO | I
Beckman Coulter, Inc. | Colombia | IVD |  | VIAKROME 561 FIXABLE VIABILITY DYE | REACTIVOS IN VITRO | I
Beckman Coulter, Inc. | Colombia | IVD |  | VIAKROME 638 FIXABLE VIABILITY DYE | REACTIVOS IN VITRO | I
Beckman Coulter, Inc. | Colombia | IVD |  | ACCESS SARS-COV-2 IGG (1ST IS) | REACTIVO DIAGNOSTICO | III
Beckman Coulter, Inc. | Colombia | IVD |  | DURACLONE IF BASOPHIL ACTIVATION TUBE | REACTIVOS IN VITRO | I
Beckman Coulter, Inc. | Colombia | IVD |  | GENFIND V3 | REACTIVOS IN VITRO | I
Beckman Coulter, Inc. | Colombia | IVD |  | RNADVANCE BLOOD | REACTIVOS IN VITRO | I
Beckman Coulter, Inc. | Colombia | IVD |  | CYTOFLEX READY TO USE DAILY QC FLUOROSPHERES | REACTIVOS IN VITRO | I
Beckman Coulter, Inc. | Colombia | IVD |  | CD25-SUPERNOVA V428 | REACTIVOS IN VITRO | I
Beckman Coulter, Inc. | Colombia | IVD |  | FORMAPURE XL DNA | REACTIVOS IN VITRO | I
Beckman Coulter, Inc. | Colombia | IVD |  | RNADVANCE CELL V2 | REACTIVOS IN VITRO | I
Beckman Coulter, Inc. | Colombia | IVD |  | RNADVANCE TISSUE | REACTIVOS IN VITRO
Beckman Coulter, Inc. | Colombia | IVD |  | SPRISELECT | REACTIVOS IN VITRO | I
Beckman Coulter, Inc. | Colombia | IVD |  | CD117-EDC | REACTIVOS IN VITRO | I
Beckman Coulter, Inc. | Colombia | IVD |  | ANTI-TNF?-ALEXA FLUOR 700 | REACTIVOS IN VITRO | I
Beckman Coulter, Inc. | Colombia | IVD |  | CD107A-PACIFIC BLUE | REACTIVOS IN VITRO | I
Beckman Coulter, Inc. | Colombia | IVD |  | CD154(CD40L)-PE | REACTIVOS IN VITRO | I
Beckman Coulter, Inc. | Colombia | IVD |  | CD200-SNV786 | REACTIVOS IN VITRO | I
Beckman Coulter, Inc. | Colombia | IVD |  | CD25-SNV605 | REACTIVOS IN VITRO | I
Beckman Coulter, Inc. | Colombia | IVD |  | MICROSCAN NEG MIC 61 | REACTIVO DIAGNOSTICO | II
Beckman Coulter, Inc. | Colombia | IVD |  | ANTI-HLA-DR-SNV786 | REACTIVOS IN VITRO | I
Beckman Coulter, Inc. | Colombia | IVD |  | ANTI-HUMAN IGD-FITC | REACTIVOS IN VITRO | I
Beckman Coulter, Inc. | Colombia | IVD |  | ACCESS BNP | REACTIVO DIAGNOSTICO | II
Beckman Coulter, Inc. | Colombia | IVD |  | ANTI-PERFORIN-PACIFIC BLUE | REACTIVOS IN VITRO | I
Beckman Coulter, Inc. | Colombia | IVD |  | CD127-PC5 | REACTIVOS IN VITRO | I
Beckman Coulter, Inc. | Colombia | IVD |  | CD18-FITC | REACTIVOS IN VITRO | I
Beckman Coulter, Inc. | Colombia | IVD |  | CD197(CCR7)-PE | REACTIVOS IN VITRO | I
Beckman Coulter, Inc. | Colombia | IVD |  | CD31-PACIFIC BLUE | REACTIVOS IN VITRO | I
Beckman Coulter, Inc. | Colombia | IVD |  | CD40-PE | REACTIVOS IN VITRO | I
Beckman Coulter, Inc. | Colombia | IVD |  | CD69-PC7 | REACTIVOS IN VITRO | I
Beckman Coulter, Inc. | Colombia | IVD |  | CD99-APC | REACTIVOS IN VITRO | I
Beckman Coulter, Inc. | Colombia | IVD |  | CD99-ECD | REACTIVOS IN VITRO | I
Beckman Coulter, Inc. | Colombia | IVD |  | CD38-SNV605 | REACTIVOS IN VITRO
Beckman Coulter, Inc. | Colombia | IVD |  | KC57-RD1 | REACTIVOS IN VITRO | I
Beckman Coulter, Inc. | Colombia | IVD |  | ANTI-FOXP3-PACIFIC BLUE | REACTIVOS IN VITRO | I
Beckman Coulter, Inc. | Colombia | IVD |  | CD103-SNV786 | REACTIVOS IN VITRO | I
Beckman Coulter, Inc. | Colombia | IVD |  | CD20-SNV605 | REACTIVOS IN VITRO
Beckman Coulter, Inc. | Colombia | MD |  | IRIS URINE CHEMISTRY ANALYZER/ SISTEMA QUÍMICO DE ORINA | MEDICO QUIRURGICOS | IIa
Beckman Coulter, Inc. | Colombia | MD |  | IRIS AUTOMATED URINE MICROSCOPY SYSTEM/ SISTEMA AUTOMATIZADO DE MICROSCOPÍA DE ORINA | MEDICO QUIRURGICOS | IIa
Beckman Coulter, Inc. | Colombia | MD |  | CELLMEK SPS/ INSTRUMENTO DE PREPARACIÓN DE MUESTRAS | MEDICO QUIRURGICOS | I
Beckman Coulter, Inc. | Colombia | IVD |  | TOTAL IMMUNOGLOBULIN E (IGE) | REACTIVO DIAGNOSTICO | II
Beckman Coulter, Inc. | Colombia | IVD |  | CD15-PACIFIC BLUE | REACTIVO DIAGNOSTICO | II
Beckman Coulter, Inc. | Colombia | MD |  | DXI 9000 ACCESS IMMUNOASSAY ANALYZER - ANALIZADOR DE INMUNOENSAYOS | MEDICO QUIRURGICOS | IIa
Beckman Coulter, Inc. | Colombia | IVD |  | 2. ANTI-TNFA-PE | REACTIVOS IN VITRO | I
Beckman Coulter, Inc. | Colombia | IVD |  | ANNEXIN A5-FITC | REACTIVOS IN VITRO
Beckman Coulter, Inc. | Colombia | IVD |  | 1. CD305-PE | REACTIVOS IN VITRO
Beckman Coulter, Inc. | Colombia | IVD |  | 3. ANTI-IFN-Y-PE | REACTIVOS IN VITRO | I
Beckman Coulter, Inc. | Colombia | IVD |  | 4. ANTI-IFN-Y-FITC | REACTIVOS IN VITRO | I
Beckman Coulter, Inc. | Colombia | IVD |  | 7. CD45RA-PE | REACTIVOS IN VITRO | I
Beckman Coulter, Inc. | Colombia | IVD |  | 8. CD79A-PC5.5 | REACTIVOS IN VITRO | I
Beckman Coulter, Inc. | Colombia | IVD |  | 9. CD13-PC7 | REACTIVOS IN VITRO | I
Beckman Coulter, Inc. | Colombia | IVD |  | LUMI-PHOS PRO | REACTIVO DIAGNOSTICO | II
Beckman Coulter, Inc. | Colombia | IVD |  | 10. CD49D-FITC | REACTIVOS IN VITRO | I
Beckman Coulter, Inc. | Colombia | IVD |  | 5. ANTI-IL-2-FITC | REACTIVOS IN VITRO | I
Beckman Coulter, Inc. | Colombia | IVD |  | 6. ANTI-IL4-PC7 | REACTIVOS IN VITRO | I
Abbott | Colombia | IVD |  | 1- ARCHITECT PROBE CONDITIONING SOLUTION | REACTIVO DIAGNOSTICO | II
Abbott | Colombia | IVD |  | 1-RETICULOCYTE REAGENT CELL-DYN SAPPHIRE SYSTEM REAGENTS | REACTIVO DIAGNOSTICO | II
Abbott | Colombia | IVD |  | ARCHITECT CMV IGG REAGENT | REACTIVO DIAGNOSTICO | III
Abbott | Colombia | IVD |  | ARCHITECT CMV IGM REAGENT | REACTIVO DIAGNOSTICO | III
Abbott | Colombia | IVD |  | ARCHITECT TOXO IGG | REACTIVO DIAGNOSTICO | II
Abbott | Colombia | IVD |  | ARCHITECT RUBELLA IGM REAGENT | REACTIVO DIAGNOSTICO | III
Abbott | Colombia | MD |  | SISTEMA DE MEDICIÓN QUANTIEN , ACCESORIOS Y REPUESTOS | MEDICO QUIRURGICOS | IIb
Abbott | Colombia | MD |  | CATÉTER DE IMÁGENES DRAGONFLY | MEDICO QUIRURGICOS | III
Abbott | Colombia | IVD |  | 1. ARCHITECT ACTIVE-B12 (HOLOTRANSCOBALAMIN) REAGENT KIT | REACTIVO DIAGNOSTICO | II
Abbott | Colombia | IVD |  | ABBOTT REALTIME HIV - 1 QUALITATIVE AMPLIFICATION REAGENT KIT | REACTIVO DIAGNOSTICO | III
Abbott | Colombia | MD |  | STARCLOSE SE | MEDICO QUIRURGICOS | IIb
Abbott | Colombia | IVD |  | VYSIS LSI SNRPN SPECTRUMORANGE/CEP 15 (D15Z1) SPECTRUMAQUA/LSI PML SPECTRUMGREEN TRICOLOR PROBE | REACTIVO DIAGNOSTICO | II
Abbott | Colombia | IVD |  | ABBOTT CLINICAL CHEMISTRY ALBUMIN BCG | REACTIVO DIAGNOSTICO | II
Abbott | Colombia | IVD |  | 1. ARCHITECT HBA1C REAGENT KIT | REACTIVO DIAGNOSTICO | II
Abbott | Colombia | IVD |  | 1. ARCHITECT IVANCOMYCIN REAGENT KIT | REACTIVO DIAGNOSTICO | II
Abbott | Colombia | IVD |  | 1. ARCHITECT AFP REAGENT | REACTIVO DIAGNOSTICO | II
Abbott | Colombia | IVD |  | 1. ARCHITECT 2ND GENERATION TESTOSTERONE REAGENT KIT | REACTIVO DIAGNOSTICO | II
Abbott | Colombia | MD |  | MITRACLIP SYSTEM Y ACCESORIOS | MEDICO QUIRURGICOS | III
Abbott | Colombia | MD |  | FREESTYLE FREEDOM LITE SISTEMAS DE CONTROL DE GLUCOSA EN SANGRE - GLUCÓMETRO - FREESTYLE FREEDOM LITE SISTEMAS DE CONTROL DE GLUCOSA EN SANGRE | MEDICO QUIRURGICOS | IIa
Abbott | Colombia | MD |  | SISTEMA INTRODUCTOR DE ELECTRODOS EPIDUCER ® | MEDICO QUIRURGICOS | III
Abbott | Colombia | IVD |  | 1. ABBOTT CLINICAL CHEMISTRY MAGNESIUM | REACTIVO DIAGNOSTICO | II
Abbott | Colombia | MD |  | CERVICAL BRUSH - CEPILLO CERVICAL - ABBOTT | MEDICO QUIRURGICOS | I
Abbott | Colombia | MD |  | SISTEMA DE ARMAZON VASCULAR BIORREABSORBIBLE - ABSORB GT1 | MEDICO QUIRURGICOS | III
Abbott | Colombia | IVD |  | 1. TRANSPORT BUFFER | REACTIVO DIAGNOSTICO | I
Abbott | Colombia | MD |  | STERILE SWAB FOR COLLECTION OF MALE URETHRAL AND FEMALE ENDOCERVICAL OR VAGINAL SAMPLES - COPITO ESTÉRIL PARA RECOLECCIÓN DE MUESTRAS URETRALES MASCULINAS O ENDOCERVICALES O VAGINALES FEMENINAS - ABBOTT | MEDICO QUIRURGICOS | I
Abbott | Colombia | IVD |  | BIOLINE™ INFLUENZA ANTIGEN | REACTIVO DIAGNOSTICO | II
Abbott | Colombia | IVD |  | BINAXNOW™ STREPTOCOCCUS PNEUMONIAE ANTIGEN CARD | REACTIVO DIAGNOSTICO | II
Abbott | Colombia | IVD |  | 1. ARCHITECT PEPSINÓGENO I | REACTIVO DIAGNOSTICO | II
Abbott | Colombia | IVD |  | 1. ARCHITECT STAT HIGH SENSITIVE TROPONIN-I | REACTIVO DIAGNOSTICO | II
Abbott | Colombia | IVD |  | HEMOGLOBIN A1C REAGENT KIT (300 TEST) | REACTIVO DIAGNOSTICO | II
Abbott | Colombia | IVD |  | FREESTYLE PRECISION PRO BLOOD GLUCOSE TEST STRIPS | REACTIVO DIAGNOSTICO | II
Abbott | Colombia | IVD |  | ARCHITECT ANTI- HCV | REACTIVO DIAGNOSTICO | III
Abbott | Colombia | IVD |  | ARCHITECT CMV IGG CONTROL | REACTIVO DIAGNOSTICO | III
Abbott | Colombia | MD |  | 05H29-04 CELL-DYN SMS (SLIDE MAKER STAINER)/ COLOREADOR AUTOMÁTICO | MEDICO QUIRURGICOS | IIa
Abbott | Colombia | IVD |  | ARCHITECT RUBELLA IGM CONTROL | REACTIVO DIAGNOSTICO | III
Abbott | Colombia | IVD |  | ARCHITECT B?R?A?H?M?S PCT REAGENT KIT | REACTIVO DIAGNOSTICO | II
Abbott | Colombia | IVD |  | ARCHITEC HAVAB-IGM CONTROLS | REACTIVO DIAGNOSTICO | III
Abbott | Colombia | IVD |  | ALINITY I HBSAG QUALITATIVE II CALIBRATORS | REACTIVO DIAGNOSTICO | III
Abbott | Colombia | IVD |  | ALINITY I ANTI-HBC II REAGENT KIT | REACTIVO DIAGNOSTICO | III
Abbott | Colombia | IVD |  | ALINITY I HBSAG QUALITATIVE II REAGENT KIT | REACTIVO DIAGNOSTICO | III
Abbott | Colombia | IVD |  | ALINITY I RHTLV- I / II CALIBRATOR | REACTIVO DIAGNOSTICO | III
Abbott | Colombia | IVD |  | ALINITY I HBEAG REAGENT KIT (2X100 TESTS) | REACTIVO DIAGNOSTICO | III
Abbott | Colombia | IVD |  | ALINITY I RHTLV- I / II REAGENT KIT | REACTIVO DIAGNOSTICO | III
Abbott | Colombia | IVD |  | ABBOTT REAL TIME HCV CALIBRATOR KIT | REACTIVO DIAGNOSTICO | III
Abbott | Colombia | IVD |  | ARCHITECT ANTI-HBS SPECIMEN DILUENT | REACTIVO DIAGNOSTICO | III
Abbott | Colombia | IVD |  | ALINITY S HBSAG REAGENT KIT | REACTIVO DIAGNOSTICO | III
Abbott | Colombia | IVD |  | ARCHITECT HBSAG REAGENT | REACTIVO DIAGNOSTICO | III
Abbott | Colombia | IVD |  | ALINITY S ANTI-HCV REAGENT KIT | REACTIVO DIAGNOSTICO | III
Abbott | Colombia | IVD |  | SEQUENCING CONSUMABLES KIT | REACTIVOS IN VITRO
Abbott | Colombia | IVD |  | PCR CLEANUP KIT | REACTIVOS IN VITRO
Abbott | Colombia | IVD |  | ALINITY C ASPARTATE AMINOTRANSFERASE REAGENT KIT | REACTIVO DIAGNOSTICO | II
Abbott | Colombia | IVD |  | BIOLINE™ MALARIA AG P.F/P.F/P.V | REACTIVO DIAGNOSTICO | III
Abbott | Colombia | MD |  | GUIAS VASCULARES | MEDICO QUIRURGICOS | IIb
Abbott | Colombia | MD |  | GUIAS GUIDERIGHT - ST JUDE MEDICAL | MEDICO QUIRURGICOS | III
Abbott | Colombia | MD |  | MULTI-LINK MINI VISION RX CORONARY STENT SYSTEM / SISTEMA DE STENT CORONARIO | MEDICO QUIRURGICOS | III
Abbott | Colombia | MD |  | SISTEMA DE STENT PERIFERICO RX HERCULINK ELITE. | MEDICO QUIRURGICOS | IIb
Abbott | Colombia | IVD |  | 1. ARCHITECT ESTRADIOL CALIBRATORS | REACTIVO DIAGNOSTICO | II
Abbott | Colombia | IVD |  | 1. DILUENT CELL-DYN 1800 SYSTEM | REACTIVO DIAGNOSTICO | II
Abbott | Colombia | MD |  | MULTI-LINK VISION RX CORONARY STENT - SISTEMA DE STENT CORONARIO | MEDICO QUIRURGICOS | III
Abbott | Colombia | IVD |  | 1. ARCHITECT TSH CALIBRATORS | REACTIVO DIAGNOSTICO | II
Abbott | Colombia | IVD |  | 1. ARCHITECT CEA CALIBRATORS | REACTIVO DIAGNOSTICO | II
Abbott | Colombia | IVD |  | 1-ARCHITECT FOLATE CALIBRATORS | REACTIVO DIAGNOSTICO | II
Abbott | Colombia | IVD |  | 1. ARCHITECT FERRITIN CALIBRATORS | REACTIVO DIAGNOSTICO | II
Abbott | Colombia | IVD |  | 1. ARCHITECT T- UPTAKE REAGENT KIT | REACTIVO DIAGNOSTICO | II
Abbott | Colombia | IVD |  | 1. ARCHITECT CA 15-3 CALIBRATORS | REACTIVO DIAGNOSTICO | II
Abbott | Colombia | MD |  | CARDIOVERSORES / DESFIBRILADORES IMPLANTABLES | MEDICO QUIRURGICOS | III
Abbott | Colombia | IVD |  | 1. LACTIC ACID | REACTIVO DIAGNOSTICO | II
Abbott | Colombia | IVD |  | 1. ARCHITECT MANUAL DILUENT | REACTIVO DIAGNOSTICO | II
Abbott | Colombia | IVD |  | 1- ARCHITECT ANTI HCV CONTROLS | REACTIVO DIAGNOSTICO | III
Abbott | Colombia | IVD |  | ABBOTT REALTIME HIV - 1 AMPLIFICATION REAGENT KIT | REACTIVO DIAGNOSTICO | III
Abbott | Colombia | IVD |  | 1- ARCHITECT PROBE CONDITIONING SOLUTION | REACTIVO DIAGNOSTICO | II
Abbott | Colombia | IVD |  | 1-ARCHITECT FREE T3 REAGENT | REACTIVO DIAGNOSTICO | II
Abbott | Colombia | IVD |  | DETERMINE™ SYPHILIS TP | REACTIVO DIAGNOSTICO | III
Abbott | Colombia | MD |  | SISTEMA DE STENT CUBIERTO CORONARIO - GRAFTMASTER RX | MEDICO QUIRURGICOS | III
Abbott | Colombia | MD |  | ANALIZADOR DE HEMATOLOGIA AUTOMATICO Y CELL DYN 1800 | MEDICO QUIRURGICOS | IIa
Abbott | Colombia | MD |  | ANALIZADOR DE HEMATOLOGIA AUTOMATICO Y MULTIPARAMETRICO CELL DYN RUBY | MEDICO QUIRURGICOS | IIa
Abbott | Colombia | IVD |  | DETERMINE™ HIV-1/2 | REACTIVO DIAGNOSTICO | III
Abbott | Colombia | IVD |  | ARCHITECT TOXO IGG REAGENT KIT | REACTIVO DIAGNOSTICO | II
Abbott | Colombia | MD |  | ANALIZADOR DE HEMATOLOGIA AUTOMATICO Y MULTIPARAMETRICO CELL - DYN SAPPHIRE | MEDICO QUIRURGICOS | IIa
Abbott | Colombia | IVD |  | 1. PATHVYSION HER -2 DNA PROBE KIT | REACTIVO DIAGNOSTICO | II
Abbott | Colombia | MD |  | ENSITE SYSTEM, MODELO EE3000 Y ACCESORIOS ST JUDE MEDICAL - ENSITE / ESTACIÓN DE TRABAJO PARA ELECTROFISIOLOGÍA | MEDICO QUIRURGICOS | IIb
Abbott | Colombia | MD |  | SISTEMA DE STENT CORONARIO LIBERADOR DE EVEROLIMUS | MEDICO QUIRURGICOS | III
Abbott | Colombia | MD |  | SISTEMA DE INMUNOANÁLISIS AUTOMATIZADO ARCHITECT | MEDICO QUIRURGICOS | IIa
Abbott | Colombia | IVD |  | 1. ARCHITECT CORTISOL CALIBRATORS | REACTIVO DIAGNOSTICO | II
Abbott | Colombia | IVD |  | ARCHITECT ANTI-HBE REAGENT KIT | REACTIVO DIAGNOSTICO | III
Abbott | Colombia | IVD |  | ABBOTT REALTIME HBV AMPLIFICATION REAGENT KIT | REACTIVO DIAGNOSTICO | III
Abbott | Colombia | IVD |  | PANBIO DENGUE DUO CASSETTE | REACTIVO DIAGNOSTICO | III
Abbott | Colombia | MD |  | ANALIZADOR PARA INMUNOANÁLISIS POR QUIMIOLUMINISCENCIA COMPLETAMENTE AUTOMATIZADO ARCHITECT I1000SR | MEDICO QUIRURGICOS | IIa
Abbott | Colombia | IVD |  | ARCHITECT CMV IGM REAGENT KIT | REACTIVO DIAGNOSTICO | III
Abbott | Colombia | IVD |  | ARCHITECT RUBELLA IGM REAGENT | REACTIVO DIAGNOSTICO | III
Abbott | Colombia | MD |  | GUIAS VASCULARES | MEDICO QUIRURGICOS | III
Abbott | Colombia | MD |  | ANALIZADOR DE BIOQUÍMICA ABIERTO Y COMPLETAMENTE AUTOMATIZADO ARCHITECT C16000 | MEDICO QUIRURGICOS | IIa
Abbott | Colombia | IVD |  | ARCHITECT I PHENOBARBITAL REAGENT KIT | REACTIVO DIAGNOSTICO | II
Abbott | Colombia | IVD |  | 1, CELL-DYN 18 PLUS CALIBRATOR | REACTIVO DIAGNOSTICO | II
Abbott | Colombia | IVD |  | PANBIO DENGUE IGM CAPTURE ELISA | REACTIVO DIAGNOSTICO | III
Abbott | Colombia | IVD |  | ARCHITECT ANTI- HBC II | REACTIVO DIAGNOSTICO | III
Abbott | Colombia | IVD |  | ARCHITECT RHTLV I//II | REACTIVO DIAGNOSTICO | III
Abbott | Colombia | IVD |  | ARCHITECT TOXO IGG AVIDITY REAGENT KIT | REACTIVO DIAGNOSTICO | II
Abbott | Colombia | IVD |  | ABBOTT REALTIME HIGH RISK HPV AMPLIFICATION REAGENT KIT | REACTIVO DIAGNOSTICO | II
Abbott | Colombia | MD |  | SISTEMA QUIRURGICO VASCULAR PERCUTANEO PROSTAR | MEDICO QUIRURGICOS | III
Abbott | Colombia | IVD |  | ABBOTT REALTIME HCV GENOTYPE II | REACTIVO DIAGNOSTICO | III
Abbott | Colombia | MD |  | ANALIZADORES-ARCHITECT C-4000 | MEDICO QUIRURGICOS | IIa
Abbott | Colombia | IVD |  | 1. FOLATE LYSIS REAGENT | REACTIVO DIAGNOSTICO | II
Abbott | Colombia | IVD |  | CELL-DYN EMERALD CN-FREE LYSE | REACTIVO DIAGNOSTICO | II
Abbott | Colombia | IVD |  | ARCHITECT CHAGAS REAGENT KIT | REACTIVO DIAGNOSTICO | III
Abbott | Colombia | MD |  | PIMA ANALYSER - CITOMETRO POR EL CUAL, MEDIANTE FLUORECENCIA LAS CELULAS SON DETECTADAS POR UN SISTEMA BASADO EN CCD - PIMA | MEDICO QUIRURGICOS | IIa
Abbott | Colombia | IVD |  | 1. ARCHITECT URINE NGAL | REACTIVO DIAGNOSTICO | II
Abbott | Colombia | IVD |  | 1. ARCHITECT CYFRA 21-1 REAGENT KIT | REACTIVO DIAGNOSTICO | II
Abbott | Colombia | MD |  | TAPONES VASCULARES AMPLATZER TORQVUE - TAPONES VASCULARES | MEDICO QUIRURGICOS | IIb
Abbott | Colombia | IVD |  | PIMA CD4 | REACTIVO DIAGNOSTICO | III
Abbott | Colombia | IVD |  | 1.ARCHITECT ICARBAMAZEPINE REAGENT KIT | REACTIVO DIAGNOSTICO | II
Abbott | Colombia | IVD |  | 1.VYSIS DDIT3 BREAK APART FISH PROBE KIT | REACTIVO DIAGNOSTICO | II
Abbott | Colombia | MD |  | SISTEMA DE OCLUSION CARDIACA AMPLATZER® | MEDICO QUIRURGICOS | III
Abbott | Colombia | IVD |  | 1. VYSIS ETV6 BREAK APART FISH PROBE KIT | REACTIVO DIAGNOSTICO | II
Abbott | Colombia | IVD |  | ARCHITECT I GENTAMICIN REAGENT KIT | REACTIVO DIAGNOSTICO | II
Abbott | Colombia | IVD |  | ARCHITECT HIV AG / AB COMBO REAGENT KIT | REACTIVO DIAGNOSTICO | III
Abbott | Colombia | IVD |  | TIRAS DE PRUEBA DE LA GLUCOSA SANGUINEA FREESTYLE OPTIUM | REACTIVO DIAGNOSTICO | II
Abbott | Colombia | MD |  | SISTEMA DE ADQUISICIÓN DE IMÁGENES INTRAVASCULARES | MEDICO QUIRURGICOS | IIb
Abbott | Colombia | IVD |  | ABBOTT REALTIME CMV AMPLIFICATION REAGENT KIT | REACTIVO DIAGNOSTICO | III
Abbott | Colombia | IVD |  | 1.ABBOTT REALTIME CT/NG AMPLIFICATION REAGENT KIT | REACTIVO DIAGNOSTICO | II
Abbott | Colombia | MD |  | STARCLOSE SE / SISTEMA DE CIERRE VASCULAR | MEDICO QUIRURGICOS | IIb
Abbott | Colombia | IVD |  | 1.VYSIS MYC BREAK APART FISH PROBE KIT | REACTIVO DIAGNOSTICO | II
Abbott | Colombia | IVD |  | 1. TRICYCLIC ANTIDEPRESSANTS | REACTIVO DIAGNOSTICO | II
Abbott | Colombia | MD |  | SET DE NUTRICIÓN ENTERAL FREEGO PARA USO CON BOMBAS FREEGO | MEDICO QUIRURGICOS | IIa
Abbott | Colombia | IVD |  | 1. ARCHITECT 2ND GENERATION TESTOSTERONE CALIBRATORS | REACTIVO DIAGNOSTICO | II
Abbott | Colombia | IVD |  | 1.VYSIS IGH/MAF DF FISH PROBE KIT | REACTIVO DIAGNOSTICO | II
Abbott | Colombia | IVD |  | 1.VYSIS LSI 21 SPECTRUMORANGE PROBE | REACTIVO DIAGNOSTICO | II
Abbott | Colombia | IVD |  | 1. CEP 8 SPECTRUMORANGE DNA PROBE KIT | REACTIVO DIAGNOSTICO | II
Abbott | Colombia | IVD |  | 1. ARCHITECT CA 125 II REAGENT KIT | REACTIVO DIAGNOSTICO | II
Abbott | Colombia | IVD |  | ARCHITECT HBSAG QUALITATIVE II CONFIRMATORY REAGENT KIT | REACTIVO DIAGNOSTICO | III
Abbott | Colombia | IVD |  | ARCHITECT HBSAG QUALITATIVE II REAGENT | REACTIVO DIAGNOSTICO | III
Abbott | Colombia | IVD |  | ABBOTT REALTIME HIV-1 QUALITATIVE AMPLIFICATION REAGENT KIT | REACTIVO DIAGNOSTICO | III
Abbott | Colombia | MD |  | SISTEMA DE CIERRE MEDIANTE SUTURA PERCLOSE PROGLIDE. | MEDICO QUIRURGICOS | IIb
Abbott | Colombia | MD |  | CATETER BALON PARA ANGIOPLASTIA TRANSLUMINAL PERCUTANEA (ATP) ARMADA 14 PERIPHERAL BALLON - ABBOTT | MEDICO QUIRURGICOS | III
Abbott | Colombia | IVD |  | 1. ARCHITECT AFP REAGENT KIT | REACTIVO DIAGNOSTICO | II
Abbott | Colombia | IVD |  | 1. VYSIS ALK BREAK APART FISH PROBE KIT | REACTIVO DIAGNOSTICO | II
Abbott | Colombia | IVD |  | . | REACTIVO DIAGNOSTICO | II
Abbott | Colombia | MD |  | STENT PERIFERICO DE VIAS BILIARES OMNILINK ELITE STENT PERIFERICO-ABBOTT | MEDICO QUIRURGICOS | IIb
Abbott | Colombia | IVD |  | BIOLINE™ DENGUE DUO | REACTIVO DIAGNOSTICO | III
Abbott | Colombia | IVD |  | ABBOTT REALTIME HCV AMPLIFICATION REAGENT KIT | REACTIVO DIAGNOSTICO | III
Abbott | Colombia | IVD |  | PANBIO DENGUE IGG INDIRECT ELISA | REACTIVO DIAGNOSTICO | III
Abbott | Colombia | IVD |  | UROCOLOR | REACTIVO DIAGNOSTICO | II
Abbott | Colombia | IVD |  | BIOLINE™HBSAG | REACTIVO DIAGNOSTICO | III
Abbott | Colombia | IVD |  | 1. ABBOTT CERVI-COLLECT SPECIMEN COLLECTION KIT | REACTIVO DIAGNOSTICO | I
Abbott | Colombia | IVD |  | BIOLINE TM HCV | REACTIVO DIAGNOSTICO | III
Abbott | Colombia | IVD |  | 1. ARCHITECT PEPSINOGEN I REAGENT KIT | REACTIVO DIAGNOSTICO | II
Abbott | Colombia | IVD |  | BINAXNOW™ STREPTOCOCCUS PNEUMONIAE ANTIGEN CARD | REACTIVO DIAGNOSTICO | II
Abbott | Colombia | IVD |  | BIOLINE™ CHAGAS AB | REACTIVO DIAGNOSTICO | III
Abbott | Colombia | MD |  | SISTEMA MITRACLIP Y ACCESORIOS/SISTEMA DISPENSADOR DE PINZAS Y CATÉTER GUÍA DIRECCIONABLE | MEDICO QUIRURGICOS | III
Abbott | Colombia | IVD |  | BIOLINE™ ROTA/ADENO RAPID | REACTIVO DIAGNOSTICO | II
Abbott | Colombia | MD |  | ABSOLUTE PRO STENT PERIFÉRICO - STENT PERIFÉRICO PARA VIAS BILIARES / ABBOT | MEDICO QUIRURGICOS | IIb
Abbott | Colombia | MD |  | CATETER DE DILATACION PERIFERICA VIATRAC 14 PLUS | MEDICO QUIRURGICOS | IIb
Abbott | Colombia | IVD |  | BIOLINE™ DENGUE IGG/IGM | REACTIVO DIAGNOSTICO | III
Abbott | Colombia | MD |  | XACT STENT CAROTIDEO - SISTEMA DE STENT CAROTIDEO | MEDICO QUIRURGICOS | III
Abbott | Colombia | MD |  | SISTEMA DE PROTECCION EMBOLICA EMBOSHIELD NAV6 Y ALAMBRE GUIA BAREWIRE | MEDICO QUIRURGICOS | III
Abbott | Colombia | IVD |  | BIOLINE™ CHLAMYDIA | REACTIVO DIAGNOSTICO | II
Abbott | Colombia | IVD |  | ARCHITECT EBV VCA IGM | REACTIVO DIAGNOSTICO | III
Abbott | Colombia | IVD |  | 1. ARCHITECT STAT HIGH SENSITIVE TROPONIN-I REAGENT KIT | REACTIVO DIAGNOSTICO | II
Abbott | Colombia | MD |  | STENT CAROTIDEO RX ACCULINK | MEDICO QUIRURGICOS | III
Abbott | Colombia | MD |  | HI- TORQUE VERSACORE GUIDE WIRE - GUIA DIRIGIBLE HI- TORQUE - ABBOTT | MEDICO QUIRURGICOS | IIa
Abbott | Colombia | IVD |  | ARCHITECT EBV EBNA-1 IGG | REACTIVO DIAGNOSTICO | III
Abbott | Colombia | MD |  | HT COMMAND GUIDE WIRE - GUIA DIRIGIBLE HI- TORQUE - ABBOTT | MEDICO QUIRURGICOS | IIa
Abbott | Colombia | IVD |  | ARCHITECT EBV VCA IGG | REACTIVO DIAGNOSTICO | III
Abbott | Colombia | MD |  | HI-DIRIGIBLE HI- TORQUE - ABBOTT | MEDICO QUIRURGICOS | III
Abbott | Colombia | IVD |  | PANBIO DENGUE EARLY RAPID | REACTIVO DIAGNOSTICO | III
Abbott | Colombia | IVD |  | FREESTYLE OPTIUM NEO H BLOOD GLUCOSE TEST STRIPS (TIRAS REACTIVAS DE GLUCOSA EN SANGRE) | REACTIVO DIAGNOSTICO | II
Abbott | Colombia | IVD |  | DETERMINE™ TB LAM AG | REACTIVO DIAGNOSTICO | II
Abbott | Colombia | MD |  | CATETER DE DILATACION ARMADA 35 - ABBOTT | MEDICO QUIRURGICOS | IIa
Abbott | Colombia | MD |  | FREESTYLE OPTIUM NEO- NEO H BLOOD GLUCOSE AND KETONE MONITORING SYSTEM - MONITOR DE GLUCOSA Y CETONA - FREESTYLE OPTIUM NEO ? NEO H | MEDICO QUIRURGICOS | IIa
Abbott | Colombia | IVD |  | PIMA ? BEAD STANDARD | REACTIVO DIAGNOSTICO | II
Abbott | Colombia | IVD |  | ARCHITECT PROGRP CONTROLS | REACTIVO DIAGNOSTICO | II
Abbott | Colombia | MD |  | PORTICO TRANSCATHETER HEART VALVE / SISTEMA DE IMPLANTACION DE VALVULAS CARDIACAS TRANSCATETER | MEDICO QUIRURGICOS | III
Abbott | Colombia | MD |  | SUPERA PERIPHERAL STENT SYSTEM- SISTEMA DE STENT PERIFERICO SUPERA. STENT PERIFERICO. | MEDICO QUIRURGICOS | IIb
Abbott | Colombia | IVD |  | ABBOTT REAL TIME MTB AMPLIFICATION REAGENT KIT | REACTIVO DIAGNOSTICO | III
Abbott | Colombia | MD |  | CATETER DE ABLACION FLEXABILITY | MEDICO QUIRURGICOS | III
Abbott | Colombia | IVD |  | ABBOTT REALTIME MTB CONTROL KIT | REACTIVO DIAGNOSTICO | III
Abbott | Colombia | IVD |  | CLEARBLUE PLUS PREGNANCY TEST / CLEARBLUE PLUS TEST DE EMBARAZO | REACTIVO DIAGNOSTICO | II
Abbott | Colombia | IVD |  | ARCHITECT CHAGAS CALIBRATOR | REACTIVO DIAGNOSTICO | III
Abbott | Colombia | IVD |  | CLEARBLUE DIGITAL OVULATION TEST / CLEARBLUE TEST DE OVULACIÓN DIGITAL | REACTIVO DIAGNOSTICO | II
Abbott | Colombia | IVD |  | CLEARBLUE DIGITAL PREGNANCY TEST WITH WEEKS INDICATOR / CLEARBLUE PRUEBA DE EMBARAZO CON INDICADOR DE CONCEPCIÓN DIGITAL | REACTIVO DIAGNOSTICO | II
Abbott | Colombia | IVD |  | ARCHITECT CHAGAS CONTROLS | REACTIVO DIAGNOSTICO | III
Abbott | Colombia | IVD |  | ABBOTT REALTIME MTB RIF/ INH RESISTANCE CONTROL KIT | REACTIVO DIAGNOSTICO | III
Abbott | Colombia | IVD |  | ABBOTT REALTIME MTB RIF/INH RESISTANCE AMPLIFICATION REAGENT KIT | REACTIVO DIAGNOSTICO | III
Abbott | Colombia | MD |  | ARMADA 18 CATETER PTA | MEDICO QUIRURGICOS | IIa
Abbott | Colombia | IVD |  | DETERMINE™ HIV EARLY DETECT | REACTIVO DIAGNOSTICO | III
Abbott | Colombia | IVD |  | ARCHITECT HIV AG/ AB COMBO CALIBRATOR | REACTIVO DIAGNOSTICO | III
Abbott | Colombia | IVD |  | ARCHITECT RUBELLA IGG CONTROLS | REACTIVO DIAGNOSTICO | III
Abbott | Colombia | IVD |  | ARCHITECT ANTI- HCV CALIBRATOR | REACTIVO DIAGNOSTICO | III
Abbott | Colombia | IVD |  | ARCHITECT RUBELLA IGG REAGENT KIT | REACTIVO DIAGNOSTICO | III
Abbott | Colombia | IVD |  | ARCHITECT RUBELLA IGG CALIBRATORS | REACTIVO DIAGNOSTICO | III
Abbott | Colombia | IVD |  | ABBOTT REAL TIME HIV- 1 CALIBRATOR KIT | REACTIVO DIAGNOSTICO | III
Abbott | Colombia | IVD |  | ABBOTT REALTIME HIV-1 CONTROL KIT | REACTIVO DIAGNOSTICO | III
Abbott | Colombia | MD |  | MULTI-LINK 8 - MULTI-LINK 8 SV - MULTI LINK 8 LL - SISTEMA DE STENT CORONARIO METALICO | MEDICO QUIRURGICOS | III
Abbott | Colombia | IVD |  | ARCHITECT ANTI- HBE CONTROLS | REACTIVO DIAGNOSTICO | III
Abbott | Colombia | IVD |  | AFINION ACR | REACTIVO DIAGNOSTICO | II
Abbott | Colombia | IVD |  | ARCHITEC HIV AG/ AB COMBO CONTROLS | REACTIVO DIAGNOSTICO | III
Abbott | Colombia | MD |  | AFINION™ 2 | MEDICO QUIRURGICOS | IIa
Abbott | Colombia | IVD |  | ARCHITECT HAVAB-IGG REAGENT KIT | REACTIVO DIAGNOSTICO | III
Abbott | Colombia | IVD |  | ARCHITECT ANTI-HBC II CONTROLS | REACTIVO DIAGNOSTICO | III
Abbott | Colombia | IVD |  | ARCHITECT HBEAG REAGENT KIT | REACTIVO DIAGNOSTICO | III
Abbott | Colombia | IVD |  | ARCHITECT ANTI-HBC II CALIBRATOR | REACTIVO DIAGNOSTICO | III
Abbott | Colombia | MD |  | NYCOCARDTM READER II / REFLECTOMETRO | MEDICO QUIRURGICOS | IIa
Abbott | Colombia | IVD |  | ARCHITECT HBEAG QUANTITATIVE CALIBRATORS | REACTIVO DIAGNOSTICO | III
Abbott | Colombia | IVD |  | ARCHITECT HBSAG QUALITATIVE II CALIBRATORS | REACTIVO DIAGNOSTICO | III
Abbott | Colombia | IVD |  | CELL-DYN 22 PLUS CALIBRATOR | REACTIVO DIAGNOSTICO | II
Abbott | Colombia | IVD |  | ARCHITECT HBEAG QUANTITATIVE CONTROLS | REACTIVO DIAGNOSTICO | III
Abbott | Colombia | IVD |  | ARCHITECT HBSAG QUALITATIVE II CONFIRMATORY MANUAL DILUENT | REACTIVO DIAGNOSTICO | III
Abbott | Colombia | MD |  | CELL-DYN EMERALD 22 - ANALIZADOR HEMATOLÓGICO AUTOMÁTICO MULTIPARAMÉTRICO | MEDICO QUIRURGICOS | IIa
Abbott | Colombia | IVD |  | ARCHITECT HBSAG QUALITATIVE II CONTROLS | REACTIVO DIAGNOSTICO | III
Abbott | Colombia | IVD |  | CELL-DYN EMERALD 22 DILUENT | REACTIVO DIAGNOSTICO | II
Abbott | Colombia | IVD |  | NYCOCARDTM CRP | REACTIVO DIAGNOSTICO | II
Abbott | Colombia | IVD |  | ABBOTT REALTIME HIV-1 AMPLIFICATION REAGENT KIT | REACTIVO DIAGNOSTICO | III
Abbott | Colombia | IVD |  | ARCHITECT EBV VCA IGM CALIBRATOR | REACTIVO DIAGNOSTICO | III
Abbott | Colombia | IVD |  | ARCHITECT EBV VCA IGM CONTROLS | REACTIVO DIAGNOSTICO | III
Abbott | Colombia | IVD |  | ARCHITECT CMV IGM CALIBRATOR | REACTIVO DIAGNOSTICO | III
Abbott | Colombia | IVD |  | ABBOTT REALTIME EBV CALIBRATOR KIT | REACTIVO DIAGNOSTICO | III
Abbott | Colombia | IVD |  | ABBOTT REALTIME EBV | REACTIVO DIAGNOSTICO | III
Abbott | Colombia | IVD |  | ARCHITECT EBV VCA IGG CALIBRATOR | REACTIVO DIAGNOSTICO | III
Abbott | Colombia | IVD |  | ARCHITECT HBEAG CALIBRATORS | REACTIVO DIAGNOSTICO | III
Abbott | Colombia | IVD |  | VYSIS WILLIAMS REGION ELN /D7S486, D7S522 FISH PROBE KIT | REACTIVO DIAGNOSTICO | II
Abbott | Colombia | MD |  | TREK OTW TREK RX MINI TREK RX NC TREK RX CATETER DE DILATACIÓN CORONARIA | MEDICO QUIRURGICOS | III
Abbott | Colombia | IVD |  | ARCHITECT CMV IGM CONTROLS | REACTIVO DIAGNOSTICO | III
Abbott | Colombia | IVD |  | ARCHITECT ANTI-HBC IGM CALIBRATORS | REACTIVO DIAGNOSTICO | III
Abbott | Colombia | IVD |  | ARCHITECT ANTI-HBC IGM REAGENT KIT | REACTIVO DIAGNOSTICO | III
Abbott | Colombia | IVD |  | ARCHITECT CMV IGG AVIDITY CALIBRATOR AND CONTROLS | REACTIVO DIAGNOSTICO | III
Abbott | Colombia | IVD |  | ARCHITECT TOXO IGG AVIDITY CALIBRATOR AND CONTROLS | REACTIVO DIAGNOSTICO | II
Abbott | Colombia | IVD |  | I-STAT CHEM8+ CARTRIDGE | REACTIVO DIAGNOSTICO | II
Abbott | Colombia | IVD |  | ARCHITECT HCV AG CONTROLS | REACTIVO DIAGNOSTICO | III
Abbott | Colombia | IVD |  | ARCHITECT ANTI-HBC IGM CONTROLS | REACTIVO DIAGNOSTICO | III
Abbott | Colombia | IVD |  | ARCHITECT CMV IGG CALIBRATOR | REACTIVO DIAGNOSTICO | III
Abbott | Colombia | IVD |  | ARCHITECT EBV EBNA-1 IGG CALIBRATOR | REACTIVO DIAGNOSTICO | III
Abbott | Colombia | IVD |  | ARCHITECT EBV VCA IGG CONTROLS | REACTIVO DIAGNOSTICO | III
Abbott | Colombia | IVD |  | ARCHITECT HBEAG CONTROLS | REACTIVO DIAGNOSTICO | III
Abbott | Colombia | IVD |  | ARCHITECT CMV IGG CONTROLS | REACTIVO DIAGNOSTICO | III
Abbott | Colombia | IVD |  | ARCHITECT EBV EBNA-1 IGG CONTROLS | REACTIVO DIAGNOSTICO | III
Abbott | Colombia | IVD |  | I-STAT PT/INR CARTRIDGE | REACTIVO DIAGNOSTICO | II
Abbott | Colombia | IVD |  | I-STAT TRICONTROLS CONTROL LEVEL 1 | REACTIVO DIAGNOSTICO | II
Abbott | Colombia | IVD |  | ARCHITECT RUBELLA IGM CALIBRATOR | REACTIVO DIAGNOSTICO | III
Abbott | Colombia | IVD |  | I-STAT CONTROL LEVEL 1 | REACTIVO DIAGNOSTICO | II
Abbott | Colombia | MD |  | I-STAT 1 ANALYZER / ANALIZADOR CLINICO PORTATIL | MEDICO QUIRURGICOS | IIa
Abbott | Colombia | IVD |  | I-STAT ACT CONTROL LEVEL 1 | REACTIVO DIAGNOSTICO | II
Abbott | Colombia | IVD |  | I-STAT CK-MB CARTRIDGE | REACTIVO DIAGNOSTICO | II
Abbott | Colombia | IVD |  | I-STAT ACT CONTROL LEVEL 2 | REACTIVO DIAGNOSTICO | II
Abbott | Colombia | IVD |  | ARCHITECT TOXO IGG CALIBRATORS | REACTIVO DIAGNOSTICO | II
Abbott | Colombia | IVD |  | ARCHITECT HAVAB-IGG CONTROLS | REACTIVO DIAGNOSTICO | III
Abbott | Colombia | IVD |  | ARCHITECT HAVAB-IGG CALIBRATOR | REACTIVO DIAGNOSTICO | III
Abbott | Colombia | IVD |  | ABBOTT REALTIME HIV-1 QUALITATIVE CONTROL KIT | REACTIVO DIAGNOSTICO | III
Abbott | Colombia | IVD |  | VYSIS PRADER-WILLI/ANGELMAN REGION SNRPN/CEP 15/PML FISH PROBE KIT | REACTIVO DIAGNOSTICO | II
Abbott | Colombia | IVD |  | ARCHITECT STAT MYOGLOBIN REAGENT KIT | REACTIVO DIAGNOSTICO | II
Abbott | Colombia | IVD |  | ARCHITECT RUBELLA IGM CONTROLS | REACTIVO DIAGNOSTICO | III
Abbott | Colombia | IVD |  | ALINITY I TSH REAGENT KIT | REACTIVO DIAGNOSTICO | II
Abbott | Colombia | IVD |  | ALINITY I HAVAB-IGG CONTROLS | REACTIVO DIAGNOSTICO | III
Abbott | Colombia | IVD |  | ALINITY I HAVAB - IGG REAGENT KIT | REACTIVO DIAGNOSTICO | III
Abbott | Colombia | IVD |  | ABBOTT REALTIME CMV CALIBRATOR KIT | REACTIVO DIAGNOSTICO | III
Abbott | Colombia | MD |  | ALINITY I PROCESSING MODULE | MEDICO QUIRURGICOS | IIa
Abbott | Colombia | MD |  | ALINITY C - ALINITY C PROCESSING MODULE | MEDICO QUIRURGICOS | IIa
Abbott | Colombia | IVD |  | ARCHITECT TOXO IGM REAGENT KIT | REACTIVO DIAGNOSTICO | II
Abbott | Colombia | IVD |  | ARCHITECT HAVAB-IGM CALIBRATOR | REACTIVO DIAGNOSTICO | III
Abbott | Colombia | IVD |  | ALINITY I HBSAG REAGENT KIT | REACTIVO DIAGNOSTICO | III
Abbott | Colombia | IVD |  | ALINITY I HBSAG CONTROLS | REACTIVO DIAGNOSTICO | III
Abbott | Colombia | IVD |  | ALINITY I CMV IGM CONTROLS | REACTIVO DIAGNOSTICO | III
Abbott | Colombia | IVD |  | ALINITY I HBSAG CONFIRMATORY V.1 CALIBRATORS | REACTIVO DIAGNOSTICO | III
Abbott | Colombia | IVD |  | ABBOTT REALTIME CMV CONTROL KIT | REACTIVO DIAGNOSTICO | III
Abbott | Colombia | IVD |  | VIROSEQ HIV-1 GENOTYPING SYSTEM V2.0 | REACTIVO DIAGNOSTICO | III
Abbott | Colombia | IVD |  | ALINITY I AFP REAGENT KIT | REACTIVO DIAGNOSTICO | II
Abbott | Colombia | IVD |  | VYSIS SRY/CEP X FISH PROBE KIT | REACTIVO DIAGNOSTICO | II
Abbott | Colombia | IVD |  | ALINITY I FERRITIN REAGENT KIT | REACTIVO DIAGNOSTICO | II
Abbott | Colombia | IVD |  | ALINITY I TOTAL ?-HCG REAGENT KIT | REACTIVO DIAGNOSTICO | II
Abbott | Colombia | IVD |  | ALINITY I CEA REAGENT KIT | REACTIVO DIAGNOSTICO | II
Abbott | Colombia | IVD |  | ALINITY I PROLACTIN REAGENT KIT | REACTIVO DIAGNOSTICO | II
Abbott | Colombia | IVD |  | ALINITY I CMV IGG CALIBRATORS | REACTIVO DIAGNOSTICO | III
Abbott | Colombia | IVD |  | DETERMINE™ HIV CONTROLS | REACTIVO DIAGNOSTICO | III
Abbott | Colombia | IVD |  | ALINITY C CARBON DIOXIDE REAGENT KIT | REACTIVO DIAGNOSTICO | II
Abbott | Colombia | IVD |  | ALINITY I ANTI-HBC II CALIBRATOR | REACTIVO DIAGNOSTICO | III
Abbott | Colombia | IVD |  | ALINITY I ANTI-HBE CALIBRATOR | REACTIVO DIAGNOSTICO | III
Abbott | Colombia | IVD |  | ALINITY I HIV AG/AB COMBO CONTROLS | REACTIVO DIAGNOSTICO | III
Abbott | Colombia | IVD |  | ALINITY I ANTI-HBC II REAGENT KIT | REACTIVO DIAGNOSTICO | III
Abbott | Colombia | IVD |  | ALINITY I HBSAG QUALITATIVE II CONFIRMATORY REAGENT KIT | REACTIVO DIAGNOSTICO | III
Abbott | Colombia | IVD |  | ALINITY I HBSAG QUALITATIVE II CALIBRATORS | REACTIVO DIAGNOSTICO | III
Abbott | Colombia | IVD |  | ARCHITECT HAVAB-IGM REAGENT KIT | REACTIVO DIAGNOSTICO | III
Abbott | Colombia | IVD |  | ARCHITECT HAVAB-IGM CONTROLS | REACTIVO DIAGNOSTICO | III
Abbott | Colombia | IVD |  | ALINITY I HBSAG REAGENT KIT | REACTIVO DIAGNOSTICO | III
Abbott | Colombia | IVD |  | ALINITY I HBSAG CALIBRATORS | REACTIVO DIAGNOSTICO | III
Abbott | Colombia | IVD |  | ALINITY I CMV IGM CALIBRATOR | REACTIVO DIAGNOSTICO | III
Abbott | Colombia | IVD |  | ALINITY I CMV IGM REAGENT KIT | REACTIVO DIAGNOSTICO | III
Abbott | Colombia | IVD |  | ARCHITECT B-R-A-H-M-S PCT REAGENT KIT | REACTIVO DIAGNOSTICO | II
Abbott | Colombia | IVD |  | ALINITY I HBSAG CONFIRMATORY V.1 CONTROLS | REACTIVO DIAGNOSTICO | III
Abbott | Colombia | IVD |  | ALINITY I HBSAG CONFIRMATORY V.1 REAGENT KIT | REACTIVO DIAGNOSTICO | III
Abbott | Colombia | IVD |  | ALINITY I TOTAL T4 REAGENT KIT | REACTIVO DIAGNOSTICO | II
Abbott | Colombia | IVD |  | ALINITY I SYPHILIS TP CONTROLS | REACTIVO DIAGNOSTICO | III
Abbott | Colombia | IVD |  | VYSIS LSI BCR/ABL DUAL COLOR, DUAL FUSION TRANSLOCATION PROBE SET | REACTIVO DIAGNOSTICO | II
Abbott | Colombia | IVD |  | ALINITY I ANTI- HBC IGM REAGENT KIT | REACTIVO DIAGNOSTICO | III
Abbott | Colombia | IVD |  | ALINITY I ANTI-HBE REAGENT KIT | REACTIVO DIAGNOSTICO | III
Abbott | Colombia | IVD |  | ALINITY I ANTI-HBC II CONTROLS | REACTIVO DIAGNOSTICO | III
Abbott | Colombia | IVD |  | ALINITY I HIV AG/AB COMBO CALIBRATOR | REACTIVO DIAGNOSTICO | III
Abbott | Colombia | IVD |  | ALINITY I HBSAG QUALITATIVE II CONTROLS | REACTIVO DIAGNOSTICO | III
Abbott | Colombia | IVD |  | ALINITY I RUBELLA IGM CALIBRATOR | REACTIVO DIAGNOSTICO | III
Abbott | Colombia | IVD |  | ALINITY C ULTRA HDL REAGENT KIT | REACTIVO DIAGNOSTICO | II
Abbott | Colombia | IVD |  | ALINITY I ANTI-HBE CONTROLS | REACTIVO DIAGNOSTICO | III
Abbott | Colombia | IVD |  | ALINITY C GLUCOSE REAGENT KIT | REACTIVO DIAGNOSTICO | II
Abbott | Colombia | IVD |  | ARCHITECT ANTI-HBS CONTROLS | REACTIVO DIAGNOSTICO | III
Abbott | Colombia | IVD |  | ARCHITECT ANTI-HBS REAGENT KIT | REACTIVO DIAGNOSTICO | III
Abbott | Colombia | IVD |  | ALINITY I CMV IGG AVIDITY CONTROLS | REACTIVO DIAGNOSTICO | III
Abbott | Colombia | IVD |  | ARCHITECT ANTI-HBS CALIBRATORS | REACTIVO DIAGNOSTICO | III
Abbott | Colombia | MD |  | KIT DE ACCESORIOS 20/30 PRIORITY PACK, 20/30 PRIORITY PACK CON VÁLVULA DE CONTROL DE ESCAPE RETRÓGRADO -COPILOT®, DISPOSITIVO PARA INFLADO 20/30 INDEFLATOR® | MEDICO QUIRURGICOS | IIa
Abbott | Colombia | IVD |  | ALINITY I HBSAG QUALITATIVE II REAGENT KIT | REACTIVO DIAGNOSTICO | III
Abbott | Colombia | IVD |  | ALINITY I CMV IGG CONTROLS | REACTIVO DIAGNOSTICO | III
Abbott | Colombia | IVD |  | ARCHITECT TOTAL T3 REAGENT KIT | REACTIVO DIAGNOSTICO | II
Abbott | Colombia | IVD |  | VYSIS LSI IGH DUAL COLOR, BREAK APART REARRANGEMENT PROBE | REACTIVO DIAGNOSTICO | II
Abbott | Colombia | IVD |  | ALINITY I ANTI-HBS CALIBRATORS | REACTIVO DIAGNOSTICO | III
Abbott | Colombia | IVD |  | ALINITY C ICT URINE CALIBRATOR KIT | REACTIVO DIAGNOSTICO | II
Abbott | Colombia | IVD |  | ALINITY I ANTI-HBC IGM CALIBRATORS | REACTIVO DIAGNOSTICO | III
Abbott | Colombia | IVD |  | ALINITY I RUBELLA IGM REAGENT KIT | REACTIVO DIAGNOSTICO | III
Abbott | Colombia | IVD |  | ALINITY C TOTAL PROTEIN REAGENT KIT | REACTIVO DIAGNOSTICO | II
Abbott | Colombia | IVD |  | ALINITY I RUBELLA IGM CONTROLS | REACTIVO DIAGNOSTICO | III
Abbott | Colombia | IVD |  | ALINITY C ALANINE AMINOTRANSFERASE REAGENT KIT | REACTIVO DIAGNOSTICO | II
Abbott | Colombia | IVD |  | ALINITY I HIV AG/AB COMBO REAGENT KIT | REACTIVO DIAGNOSTICO | III
Abbott | Colombia | IVD |  | ABBOTT REALTIME HCV CALIBRATOR KIT | REACTIVO DIAGNOSTICO | III
Abbott | Colombia | IVD |  | ABBOTT REAL TIME HCV CONTROL KIT | REACTIVO DIAGNOSTICO | III
Abbott | Colombia | IVD |  | ARCHITECT FREE T3 REAGENT KIT | REACTIVO DIAGNOSTICO | II
Abbott | Colombia | IVD |  | VYSIS LSI ETV6 (TEL) /RUNX1 (AML) ES DUAL COLOR TRANSLOCATION PROBE SET | REACTIVO DIAGNOSTICO | II
Abbott | Colombia | IVD |  | VYSIS LSI BCR/ABL ES DUAL COLOR TRANSLOCATION PROBE SET | REACTIVO DIAGNOSTICO | II
Abbott | Colombia | IVD |  | ALINITY TRIGGER SOLUTION | REACTIVO DIAGNOSTICO | I
Abbott | Colombia | IVD |  | ALINITY I HBEAG CALIBRATORS | REACTIVO DIAGNOSTICO | III
Abbott | Colombia | IVD |  | ALINITY I ANTI-HBS REAGENT KIT | REACTIVO DIAGNOSTICO | III
Abbott | Colombia | IVD |  | ALINITY I ANTI-HBS CONTROLS | REACTIVO DIAGNOSTICO | III
Abbott | Colombia | IVD |  | ALINITY I HBSAG QUALITATIVE II CONFIRMATORY MANUAL DILUENT | REACTIVO DIAGNOSTICO | III
Abbott | Colombia | IVD |  | ALINITY C- SERIES ICT REFERENCE SOLUTION | REACTIVO DIAGNOSTICO | I
Abbott | Colombia | IVD |  | VYSIS LSI PML/RARA DUAL COLOR, DUAL FUSION TRANSLOCATION PROBE SET | REACTIVO DIAGNOSTICO | II
Abbott | Colombia | IVD |  | ALINITY I FREE T3 REAGENT KIT | REACTIVO DIAGNOSTICO | II
Abbott | Colombia | IVD |  | VYSIS PRADER- WILLI/ANGELMAN REGION D15S10/CEP 15/PML FISH PROBE KIT | REACTIVO DIAGNOSTICO | II
Abbott | Colombia | IVD |  | ALINITY I TOTAL T3 REAGENT KIT | REACTIVO DIAGNOSTICO | II
Abbott | Colombia | IVD |  | ALINITY I HBSAG MANUAL DILUENT | REACTIVO DIAGNOSTICO | III
Abbott | Colombia | IVD |  | ALINITY I HBEAG CONTROLS | REACTIVO DIAGNOSTICO | III
Abbott | Colombia | IVD |  | ALINITY I HAVAB-IGG CALIBRATOR | REACTIVO DIAGNOSTICO | III
Abbott | Colombia | IVD |  | ALINITY C AMYLASE REAGENT KIT | REACTIVO DIAGNOSTICO | II
Abbott | Colombia | IVD |  | ALINITY I ANTI-HBC IGM CONTROLS | REACTIVO DIAGNOSTICO | III
Abbott | Colombia | IVD |  | MEDISENSE GLUCOSE AND KETONE CONTROL SOLUTIONS (SOLUCIÓN DE CONTROL DE GLUCOSA Y CETONA MEDISENSE ) | REACTIVO DIAGNOSTICO | II
Abbott | Colombia | IVD |  | ALINITY I ANTI-HBS SPECIMEN DILUENT | REACTIVO DIAGNOSTICO | III
Abbott | Colombia | IVD |  | ALINITY C URINE/CSF PROTEIN REAGENT KIT | REACTIVO DIAGNOSTICO | II
Abbott | Colombia | IVD |  | ALINITY I SYPHILIS TP REAGENT KIT | REACTIVO DIAGNOSTICO | III
Abbott | Colombia | IVD |  | ALINITY I MULTI-ASSAY MANUAL DILUENT | REACTIVO DIAGNOSTICO | I
Abbott | Colombia | IVD |  | VYSIS LSI IGH/BCL2 DUAL COLOR, DUAL FUSION TRANSLOCATION PROBE SET | REACTIVO DIAGNOSTICO | II
Abbott | Colombia | IVD |  | ALINITY S HBSAG RELEASE CONTROL KIT | REACTIVO DIAGNOSTICO | III
Abbott | Colombia | IVD |  | ALINITY I SYPHILIS TP CALIBRATOR | REACTIVO DIAGNOSTICO | III
Abbott | Colombia | IVD |  | ALINITY I TOXO IGG REAGENT KIT | REACTIVO DIAGNOSTICO | II
Abbott | Colombia | IVD |  | ALINITY I HBEAG QUANTITATIVE CONTROLS | REACTIVO DIAGNOSTICO | III
Abbott | Colombia | IVD |  | ALINITY I HBEAG QUANTITATIVE CALIBRATORS | REACTIVO DIAGNOSTICO | III
Abbott | Colombia | IVD |  | ALINITY I RUBELLA IGG CONTROLS | REACTIVO DIAGNOSTICO | III
Abbott | Colombia | IVD |  | ALINITY I RHTLV- I / II CONTROLS | REACTIVO DIAGNOSTICO | III
Abbott | Colombia | IVD |  | ALINITY I RHTLV-I/II CALIBRATOR | REACTIVO DIAGNOSTICO | III
Abbott | Colombia | IVD |  | ALINITY I RUBELLA IGG REAGENT KIT | REACTIVO DIAGNOSTICO | III
Abbott | Colombia | IVD |  | ALINITY C CREATININE REAGENT KIT | REACTIVO DIAGNOSTICO | II
Abbott | Colombia | IVD |  | ALINITY S HBSAG CONFIRMATORY REAGENT KIT | REACTIVO DIAGNOSTICO | III
Abbott | Colombia | IVD |  | ALINITY S CONCENTRATED WASH BUFFER | REACTIVO DIAGNOSTICO | I
Abbott | Colombia | IVD |  | ALINITY S CMV IGG QUALITATIVE REAGENT KIT | REACTIVO DIAGNOSTICO | III
Abbott | Colombia | IVD |  | ALINITY S CMV IGG QUALITATIVE ASSAY CONTROL KIT | REACTIVO DIAGNOSTICO | III
Abbott | Colombia | IVD |  | ALINITY I HBEAG REAGENT KIT | REACTIVO DIAGNOSTICO | III
Abbott | Colombia | MD |  | ALINITY S SYSTEM | MEDICO QUIRURGICOS | IIa
Abbott | Colombia | IVD |  | ALINITY C LIPID MULTICONSTITUENT CALIBRATOR KIT | REACTIVO DIAGNOSTICO | II
Abbott | Colombia | IVD |  | ALINITY I CORTISOL REAGENT KIT | REACTIVO DIAGNOSTICO | II
Abbott | Colombia | IVD |  | ALINITY I RHTLV-I/II REAGENT KIT | REACTIVO DIAGNOSTICO | III
Abbott | Colombia | IVD |  | ALINITY I RUBELLA IGG CALIBRATORS | REACTIVO DIAGNOSTICO | III
Abbott | Colombia | IVD |  | ARCHITECT CA 19-9 XR REAGENT KIT | REACTIVO DIAGNOSTICO | II
Abbott | Colombia | IVD |  | ALINITY I TOXO IGG AVIDITY REAGENT KIT | REACTIVO DIAGNOSTICO | II
Abbott | Colombia | IVD |  | ALINITY C ALBUMIN BCP REAGENT KIT | REACTIVO DIAGNOSTICO | II
Abbott | Colombia | MD |  | FREESTYLE LIBRE PRO FLASH GLUCOSE MONITORING SYSTEM (READER KIT, SENSOR KIT, SOFTWARE) - SISTEMA DE MONITOREO DE GLUCOSA FREESTYLE LIBRE PRO FLASH | MEDICO QUIRURGICOS | IIa
Abbott | Colombia | IVD |  | ALINITY I HE4 REAGENT KIT | REACTIVO DIAGNOSTICO | II
Abbott | Colombia | IVD |  | ALINITY S HBSAG ASSAY CONTROL KIT | REACTIVO DIAGNOSTICO | III
Abbott | Colombia | IVD |  | ALINITY S HBSAG CALIBRATOR KIT | REACTIVO DIAGNOSTICO | III
Abbott | Colombia | IVD |  | ALINITY I-SERIES CONCENTRATED WASH BUFFER | REACTIVO DIAGNOSTICO | I
Abbott | Colombia | IVD |  | VYSIS LSI MLL DUAL COLOR, BREAK APART REARRANGEMENT PROBE | REACTIVO DIAGNOSTICO | II
Abbott | Colombia | IVD |  | ALINITY S HBSAG REAGENT KIT | REACTIVO DIAGNOSTICO | III
Abbott | Colombia | IVD |  | ALINITY I CA 125 II REAGENT KIT | REACTIVO DIAGNOSTICO | II
Abbott | Colombia | IVD |  | ALINITY C ALBUMIN BCG REAGENT KIT | REACTIVO DIAGNOSTICO | II
Abbott | Colombia | IVD |  | ARCHITECT HBSAG REAGENT KIT | REACTIVO DIAGNOSTICO | III
Abbott | Colombia | IVD |  | ALINITY I CA 15-3 REAGENT KIT | REACTIVO DIAGNOSTICO | II
Abbott | Colombia | IVD |  | ALINITY I FREE T4 REAGENT KIT | REACTIVO DIAGNOSTICO | II
Abbott | Colombia | IVD |  | ALINITY S CMV IGG QUALITATIVE RELEASE CONTROL KIT | REACTIVO DIAGNOSTICO | III
Abbott | Colombia | IVD |  | ALINITY S CMV IGG QUALITATIVE CALIBRATOR KIT | REACTIVO DIAGNOSTICO | III
Abbott | Colombia | IVD |  | ALINITY C CARBON DIOXIDE CALIBRATOR KIT | REACTIVO DIAGNOSTICO | II
Abbott | Colombia | IVD |  | ALKALINE PHOSPHATASE | REACTIVO DIAGNOSTICO | II
Abbott | Colombia | IVD |  | ALINITY S SYPHILIS RELEASE CONTROL KIT | REACTIVO DIAGNOSTICO | III
Abbott | Colombia | IVD |  | ALINITY S SYPHILIS ASSAY CONTROL KIT | REACTIVO DIAGNOSTICO | III
Abbott | Colombia | IVD |  | ALINITY S ANTI-HBC RELEASE CONTROL KIT | REACTIVO DIAGNOSTICO | III
Abbott | Colombia | IVD |  | ALINITY S ANTI-HBC REAGENT KIT | REACTIVO DIAGNOSTICO | III
Abbott | Colombia | IVD |  | ALINITY S SYPHILIS REAGENT KIT | REACTIVO DIAGNOSTICO | III
Abbott | Colombia | IVD |  | ALINITY S HIV AG/AB COMBO RELEASE CONTROL KIT | REACTIVO DIAGNOSTICO | III
Abbott | Colombia | IVD |  | ARCHITECT HBSAG CALIBRATORS | REACTIVO DIAGNOSTICO | III
Abbott | Colombia | IVD |  | ARCHITECT HBSAG CONTROLS | REACTIVO DIAGNOSTICO | III
Abbott | Colombia | IVD |  | ALINITY S HIV AG/AB COMBO CALIBRATOR KIT | REACTIVO DIAGNOSTICO | III
Abbott | Colombia | IVD |  | ALINITY S ANTI-HBC ASSAY CONTROL KIT | REACTIVO DIAGNOSTICO | III
Abbott | Colombia | IVD |  | ALINITY S ANTI- HCV RELEASE CONTROL KIT | REACTIVO DIAGNOSTICO | III
Abbott | Colombia | IVD |  | ALINITY S ANTI-HCV REAGENT KIT | REACTIVO DIAGNOSTICO | III
Abbott | Colombia | IVD |  | ALINITY I INTACT PTH REAGENT KIT | REACTIVO DIAGNOSTICO | II
Abbott | Colombia | IVD |  | ALINITY S ANTI-HBC CALIBRATOR KIT | REACTIVO DIAGNOSTICO | III
Abbott | Colombia | IVD |  | ALINITY S ANTI-HCV ASSAY CONTROL KIT | REACTIVO DIAGNOSTICO | III
Abbott | Colombia | IVD |  | ALINITY S HTLV I/II CALIBRATOR KIT | REACTIVO DIAGNOSTICO | III
Abbott | Colombia | IVD |  | ALINITY S CHAGAS CALIBRATOR KIT | REACTIVO DIAGNOSTICO | III
Abbott | Colombia | IVD |  | ALINITY S CHAGAS ASSAY CONTROL KIT | REACTIVO DIAGNOSTICO | III
Abbott | Colombia | IVD |  | ALINITY S SYPHILIS CALIBRATOR KIT | REACTIVO DIAGNOSTICO | III
Abbott | Colombia | IVD |  | ALINITY S HIV AG/AB COMBO REAGENT KIT | REACTIVO DIAGNOSTICO | III
Abbott | Colombia | IVD |  | ALINITY S HIV AG/AB COMBO ASSAY CONTROL KIT | REACTIVO DIAGNOSTICO | III
Abbott | Colombia | IVD |  | ALINITY S ANTI HCV CALIBRATOR KIT | REACTIVO DIAGNOSTICO | III
Abbott | Colombia | MD |  | M-PIMA TM ANALIZADOR AUTOMATICO ACCESORIOS Y REPUESTOS. | MEDICO QUIRURGICOS | IIa
Abbott | Colombia | IVD |  | VYSIS BRAF SPECTRUMGOLD FISH PROBE KIT | REACTIVO DIAGNOSTICO | II
Abbott | Colombia | IVD |  | ALINITY C ICT SAMPLE DILUENT | REACTIVO DIAGNOSTICO | II
Abbott | Colombia | IVD |  | M-PIMA ™ HIV-1/2 DETECT | REACTIVO DIAGNOSTICO | III
Abbott | Colombia | IVD |  | VYSIS MDM2/CEP 12 FISH PROBE KIT | REACTIVO DIAGNOSTICO | II
Abbott | Colombia | IVD |  | ALINITY S CHAGAS REAGENT KIT | REACTIVO DIAGNOSTICO | III
Abbott | Colombia | IVD |  | ALINITY H-SERIES WBC REAGENT | REACTIVO DIAGNOSTICO | II
Abbott | Colombia | IVD |  | ALINITY S HTLV I/II RELEASE CONTROL KIT | REACTIVO DIAGNOSTICO | III
Abbott | Colombia | IVD |  | ALINITY I CHAGAS CONTROLS | REACTIVO DIAGNOSTICO | III
Abbott | Colombia | IVD |  | ALINITY S HTLV I/II ASSAY CONTROL KIT | REACTIVO DIAGNOSTICO | III
Abbott | Colombia | IVD |  | ALINITY S HTLV I/II REAGENT KIT | REACTIVO DIAGNOSTICO | III
Abbott | Colombia | IVD |  | ALINITY I CHAGAS REAGENT KIT | REACTIVO DIAGNOSTICO | III
Abbott | Colombia | IVD |  | ALINITY S CHAGAS RELEASE CONTROL KIT | REACTIVO DIAGNOSTICO | III
Abbott | Colombia | IVD |  | ALINITY I CHAGAS CALIBRATOR | REACTIVO DIAGNOSTICO | III
Abbott | Colombia | IVD |  | ALINITY I TOTAL PSA REAGENT KIT | REACTIVO DIAGNOSTICO | II
Abbott | Colombia | MD |  | EQUIPOS PARA ALIMENTACIÓN ENTERAL PARA USO CON BOMBAS PATROL - EQUIPOS PARA ALIMENTACION ENTERAL | MEDICO QUIRURGICOS | IIa
Abbott | Colombia | IVD |  | ALINITY I FREE PSA REAGENT KIT | REACTIVO DIAGNOSTICO | II
Abbott | Colombia | MD |  | ALINITY HQ ANALYZER-ANALIZADOR HEMATOLÓGICO MULTIPARAMÉTRICO AUTOMATIZADO | MEDICO QUIRURGICOS | IIa
Abbott | Colombia | MD |  | CAPILLARY TUBES 5 µL-CAPILLARY TUBE - TUBOS CAPILARES | MEDICO QUIRURGICOS | I
Abbott | Colombia | IVD |  | ABBOTT REALTIME HBV CONTROL KIT | REACTIVO DIAGNOSTICO | III
Abbott | Colombia | IVD |  | ALINITY C COMPLEMENT C3 REAGENT KIT | REACTIVO DIAGNOSTICO | II
Abbott | Colombia | IVD |  | ABBOTT REALTIME HBV CALIBRATOR KIT | REACTIVO DIAGNOSTICO | III
Abbott | Colombia | IVD |  | ABBOTT REALTIME HCV GENOTYPE II CONTROL KIT | REACTIVO DIAGNOSTICO | III
Abbott | Colombia | IVD |  | ALINITY I HAVAB IGM CONTROLS | REACTIVO DIAGNOSTICO | III
Abbott | Colombia | IVD |  | ALINITY H-SERIES PHOSPHATE BUFFER | REACTIVO DIAGNOSTICO | I
Abbott | Colombia | MD |  | ALINITY HS SLIDE MAKER STAINER - SISTEMA MULTIPARAMÉTRICO AUTOMATIZADO PARA LA PREPARACIÓN DE LA TINCIÓN DE MUESTRAS HEMATOLÓGICAS | MEDICO QUIRURGICOS | IIa
Abbott | Colombia | IVD |  | ALINITY I INSULIN REAGENT KIT | REACTIVO DIAGNOSTICO | II
Abbott | Colombia | IVD |  | ALINITY I HAVAB IGM REAGENT KIT | REACTIVO DIAGNOSTICO | III
Abbott | Colombia | IVD |  | ALINITY I FOLATE LYSIS REAGENT | REACTIVO DIAGNOSTICO | II
Abbott | Colombia | IVD |  | ALINITY C SPECIFIC PROTEINS MULTICONSTITUENT CALIBRATOR KIT | REACTIVO DIAGNOSTICO | II
Abbott | Colombia | IVD |  | ID NOW™ I INFLUEZA A&B 2 | REACTIVO DIAGNOSTICO | III
Abbott | Colombia | IVD |  | ALINITY I C-PEPTIDE REAGENT KIT | REACTIVO DIAGNOSTICO | II
Abbott | Colombia | IVD |  | ALINITY I ANTI- TG CALIBRATORS | REACTIVO DIAGNOSTICO | II
Abbott | Colombia | IVD |  | ALINITY C HAPTOGLOBIN REAGENT KIT | REACTIVO DIAGNOSTICO | II
Abbott | Colombia | IVD |  | ALINITY I HAVAB IGM CALIBRATOR | REACTIVO DIAGNOSTICO | III
Abbott | Colombia | IVD |  | ID NOW RSV | REACTIVO DIAGNOSTICO | II
Abbott | Colombia | IVD |  | ALINITY I LH REAGENT KIT | REACTIVO DIAGNOSTICO | II
Abbott | Colombia | IVD |  | ALINITY I EBV EBNA-1 IGG REAGENT KIT | REACTIVO DIAGNOSTICO | III
Abbott | Colombia | IVD |  | ALINITY I FOLATE CALIBRATORS | REACTIVO DIAGNOSTICO | II
Abbott | Colombia | IVD |  | ALINITY I EBV VCA IGM CONTROLS | REACTIVO DIAGNOSTICO | III
Abbott | Colombia | IVD |  | ALINITY I SHBG REAGENT KIT | REACTIVO DIAGNOSTICO | II
Abbott | Colombia | IVD |  | ALINITY I B12 REAGENT KIT | REACTIVO DIAGNOSTICO | II
Abbott | Colombia | IVD |  | ALINITY I EBV EBNA -1 IGG CONTROLS | REACTIVO DIAGNOSTICO | III
Abbott | Colombia | IVD |  | ALINITY I EBV VCA IGG REAGENT KIT | REACTIVO DIAGNOSTICO | III
Abbott | Colombia | IVD |  | ALINITY I EBV VCA IGG CALIBRATOR | REACTIVO DIAGNOSTICO | III
Abbott | Colombia | IVD |  | ALINITY I EBV VCA IGM REAGENT KIT | REACTIVO DIAGNOSTICO | III
Abbott | Colombia | IVD |  | ALINITY I EBV VCA IGM CALIBRATOR | REACTIVO DIAGNOSTICO | III
Abbott | Colombia | MD |  | INTRODUCTORES | MEDICO QUIRURGICOS | IIa
Abbott | Colombia | IVD |  | ALINITY I EBV EBNA-1 IGG CALIBRATOR | REACTIVO DIAGNOSTICO | III
Abbott | Colombia | IVD |  | ALINITY I EBV VCA IGG CONTROLS | REACTIVO DIAGNOSTICO | III
Abbott | Colombia | IVD |  | ALINITY I PROGRP REAGENT KIT | REACTIVO DIAGNOSTICO | II
Abbott | Colombia | IVD |  | ARCHITECT PROGRP REAGENT KIT | REACTIVO DIAGNOSTICO | II
Abbott | Colombia | IVD |  | ALINITY C IRON CALIBRATOR KIT | REACTIVO DIAGNOSTICO | II
Abbott | Colombia | IVD |  | ARCHITECT BNP CALIBRATORS | REACTIVO DIAGNOSTICO | II
Abbott | Colombia | IVD |  | ARCHITECT IPHENYTOIN CALIBRATORS | REACTIVO DIAGNOSTICO | II
Abbott | Colombia | IVD |  | ARCHITECT INSULIN CALIBRATORS | REACTIVO DIAGNOSTICO | II
Abbott | Colombia | IVD |  | DETERMINE HBSAG 2 | REACTIVO DIAGNOSTICO | III
Abbott | Colombia | IVD |  | ARCHITECT I THEOPHYLLINE REAGENT KIT | REACTIVO DIAGNOSTICO | II
Abbott | Colombia | IVD |  | ICT URINE CALIBRATOR | REACTIVO DIAGNOSTICO | II
Abbott | Colombia | IVD |  | LACTATE DEHYDROGENASE | REACTIVO DIAGNOSTICO | II
Abbott | Colombia | IVD |  | ARCHITECT HBSAG NEXT QUALITATIVE REAGENT KIT | REACTIVO DIAGNOSTICO | III
Abbott | Colombia | IVD |  | ARCHITECT HBSAG NEXT CONFIRMATORY REAGENT KIT | REACTIVO DIAGNOSTICO | III
Abbott | Colombia | IVD |  | ARCHITECT HBSAG NEXT CONFIRMATORY MANUAL DILUENT | REACTIVO DIAGNOSTICO | III
Abbott | Colombia | MD |  | CELL-DYN EMERALD 22 AL SYSTEM | MEDICO QUIRURGICOS | IIa
Abbott | Colombia | IVD |  | M-PIMA™ HIV-1/2 VL | REACTIVO DIAGNOSTICO | III
Abbott | Colombia | IVD |  | ARCHITECT HBSAG NEXT QUALITATIVE CALIBRATORS | REACTIVO DIAGNOSTICO | III
Abbott | Colombia | IVD |  | ARCHITECT HBSAG NEXT QUALITATIVE CONTROLS | REACTIVO DIAGNOSTICO | III
Abbott | Colombia | IVD |  | LIPID MULTICONSTITUENT CALIBRATOR | REACTIVO DIAGNOSTICO | II
Abbott | Colombia | IVD |  | BILIRUBIN CALIBRATOR | REACTIVO DIAGNOSTICO | II
Abbott | Colombia | IVD |  | ALINITY I PEPSINOGEN I CALIBRATORS | REACTIVO DIAGNOSTICO | II
Abbott | Colombia | IVD |  | PROTEINASE K RECOMBINANT PCR GRADE | REACTIVOS IN VITRO
Abbott | Colombia | IVD |  | VYSIS LSI BCL6 DUAL COLOR BREAK APART REARRANGEMENT PROBE | REACTIVOS IN VITRO | I
Abbott | Colombia | IVD |  | VYSIS LSI TUPLE1 SPECTRUMORANGE/ TELVYSION 22Q SPECTRUMGREEN PROBES | REACTIVO DIAGNOSTICO
Abbott | Colombia | IVD |  | ANTIFADE II SOLUTION | REACTIVOS IN VITRO | I
Abbott | Colombia | IVD |  | NP-40 | REACTIVOS IN VITRO | I
Abbott | Colombia | IVD |  | VP 2000 REAGENTS 2M MGCL 2 | REACTIVOS IN VITRO | I
Abbott | Colombia | IVD |  | VP 2000 REAGENTS PROTEASE I | REACTIVOS IN VITRO | I
Abbott | Colombia | IVD |  | VP 2000 REAGENTS PROTEASE II | REACTIVOS IN VITRO | I
Abbott | Colombia | IVD |  | VYSIS INTELLIFISH UNIVERSAL FFPE TISSUE PRETREATMENT PROTEASE | REACTIVOS IN VITRO | I
Abbott | Colombia | IVD |  | VP 2000 REAGENTS PROTEASE BUFFER | REACTIVOS IN VITRO | I
Abbott | Colombia | IVD |  | . | REACTIVOS IN VITRO | I
Abbott | Colombia | IVD |  | VYSIS INTELLIFISH UNIVERSAL FFPE TISSUE PRETREATMENT AND WASH REAGENTS | REACTIVOS IN VITRO | I
Abbott | Colombia | IVD |  | VYSIS PARAFFIN PRETREATMENT REAGENT KIT | REACTIVOS IN VITRO
Abbott | Colombia | IVD |  | 20X SSC | REACTIVOS IN VITRO | I
Abbott | Colombia | IVD |  | ANTIFADE SOLUTION | REACTIVOS IN VITRO | I
Abbott | Colombia | IVD |  | DAPI I COUNTERSTAIN | REACTIVOS IN VITRO | I
Abbott | Colombia | IVD |  | DAPI II COUNTERSTAIN | REACTIVOS IN VITRO | I
Abbott | Colombia | IVD |  | VP 2000 REAGENTS PRETREATMENT REAGENT | REACTIVOS IN VITRO
Abbott | Colombia | IVD |  | VYSIS LSI/WCP HYBRIDIZATION BUFFER | REACTIVOS IN VITRO | I
Abbott | Colombia | IVD |  | ALINITY M HIV-1 CAL KIT | REACTIVO DIAGNOSTICO | III
Abbott | Colombia | IVD |  | ALINITY I PIVKA-II CALIBRATORS | REACTIVO DIAGNOSTICO | II
Abbott | Colombia | IVD |  | ALINITY M HR HPV AMP KIT | REACTIVO DIAGNOSTICO | II
Abbott | Colombia | IVD |  | ALINITY M HBV CAL KIT | REACTIVO DIAGNOSTICO | III
Abbott | Colombia | IVD |  | ALINITY M HCV CAL KIT | REACTIVO DIAGNOSTICO | III
Abbott | Colombia | IVD |  | VYSIS INTELLIFISH HYBRIDIZATION BUFFER | REACTIVOS IN VITRO | I
Abbott | Colombia | MD |  | ALINITY M SYSTEM | MEDICO QUIRURGICOS | IIa
Abbott | Colombia | IVD |  | ALINITY M HIV-1 AMP KIT | REACTIVO DIAGNOSTICO | III
Abbott | Colombia | IVD |  | ALINITY M HIV-1 CTRL KIT | REACTIVO DIAGNOSTICO | III
Abbott | Colombia | IVD |  | ALINITY M HCV AMP KIT | REACTIVO DIAGNOSTICO | III
Abbott | Colombia | IVD |  | ALINITY M HCV CTRL KIT | REACTIVO DIAGNOSTICO | III
Abbott | Colombia | IVD |  | ALINITY M HBV CTRL KIT | REACTIVO DIAGNOSTICO | III
Abbott | Colombia | IVD |  | ALINITY M LYSIS SOLUTION | REACTIVO DIAGNOSTICO | I
Abbott | Colombia | IVD |  | ALINITY M HBV AMP KIT | REACTIVO DIAGNOSTICO | III
Abbott | Colombia | IVD |  | ALINITY M SAMPLE PREP KIT 1 | REACTIVO DIAGNOSTICO | I
Abbott | Colombia | IVD |  | 6Q22ROS1 BREAK APART FISH PROBE RUO KIT | REACTIVOS IN VITRO
Abbott | Colombia | IVD |  | ALINITY I GALECTIN-3 REAGENT KIT | REACTIVO DIAGNOSTICO | II
Abbott | Colombia | IVD |  | ALINITY I DHEA-S CALIBRATORS | REACTIVO DIAGNOSTICO | II
Abbott | Colombia | IVD |  | ALINITY I SIROLIMUS CALIBRATORS | REACTIVO DIAGNOSTICO | II
Abbott | Colombia | MD |  | SISTEMA ALINITY M CERVI-COLLECT SPECIMEN COLLECTION KIT | MEDICO QUIRURGICOS | I
Abbott | Colombia | MD |  | ALINITY M MULTI-COLLECT SPECIMEN COLLECTION KIT | MEDICO QUIRURGICOS | I
Abbott | Colombia | IVD |  | ALINITY I HBSAG NEXT QUALITATIVE REAGENT KIT | REACTIVO DIAGNOSTICO | III
Abbott | Colombia | IVD |  | ALINITY I HBSAG NEXT QUALITATIVE CALIBRATORS | REACTIVO DIAGNOSTICO | III
Abbott | Colombia | IVD |  | ALINITY I HBSAG NEXT CONFIRMATORY REAGENT KIT | REACTIVO DIAGNOSTICO | III
Abbott | Colombia | IVD |  | ID NOW ™ STREP A 2 | REACTIVO DIAGNOSTICO | II
Abbott | Colombia | IVD |  | ARCHITECT ANTI-HCV CALIBRATOR | REACTIVO DIAGNOSTICO | III
Abbott | Colombia | IVD |  | ARCHITECT ANTI-HCV REAGENT KIT | REACTIVO DIAGNOSTICO | III
Abbott | Colombia | IVD |  | ALINITY I HBSAG NEXT QUALITATIVE CONTROLS | REACTIVO DIAGNOSTICO | III
Abbott | Colombia | IVD |  | ARCHITECT 25-OH VITAMIN D REAGENT KIT | REACTIVO DIAGNOSTICO | II
Abbott | Colombia | IVD |  | NSE CALIBRATORS | REACTIVO DIAGNOSTICO | II
Abbott | Colombia | IVD |  | ARCHITECT ANTI-HCV CONTROLS | REACTIVO DIAGNOSTICO | III
Abbott | Colombia | IVD |  | ARCHITECT TOTAL PSA CALIBRATORS | REACTIVO DIAGNOSTICO | II
Abbott | Colombia | IVD |  | ALINITY I TOTAL PSA CALIBRATORS | REACTIVO DIAGNOSTICO | II
Abbott | Colombia | IVD |  | ALINITY I 25-OH VITAMIN D REAGENT KIT | REACTIVO DIAGNOSTICO | II
Abbott | Colombia | IVD |  | ALINITY I HBSAG NEXT CONFIRMATORY MANUAL DILUENT | REACTIVO DIAGNOSTICO | III
Abbott | Colombia | IVD |  | TOTAL BILIRUBIN | REACTIVO DIAGNOSTICO | II
Abbott | Colombia | IVD |  | PREALBUMIN CALIBRATOR | REACTIVO DIAGNOSTICO | II
Abbott | Colombia | IVD |  | SPECIFIC PROTEINS MULTICONSTITUENT CALIBRATOR | REACTIVO DIAGNOSTICO | II
Abbott | Colombia | IVD |  | ALINITY I CYCLOSPORINE CALIBRATORS | REACTIVO DIAGNOSTICO | II
Abbott | Colombia | IVD |  | ARCHITECT CYCLOSPORINE CALIBRATORS | REACTIVO DIAGNOSTICO | II
Abbott | Colombia | IVD |  | SARS-COV-2 IGG CONTROL KIT | REACTIVO DIAGNOSTICO | III
Abbott | Colombia | IVD |  | ABBOTT REALTIME SARS-COV-2 AMPLIFICATION REAGENT KIT | REACTIVO DIAGNOSTICO | III
Abbott | Colombia | IVD |  | SARS-COV-2 IGG CALIBRATOR KIT | REACTIVO DIAGNOSTICO | III
Abbott | Colombia | IVD |  | ABBOTT REALTIME SARS-COV-2 CONTROL KIT | REACTIVO DIAGNOSTICO | III
Abbott | Colombia | IVD |  | SARS-COV-2 IGG REAGENT KIT | REACTIVO DIAGNOSTICO | III
Abbott | Colombia | IVD |  | SARS-COV-2 IGG CALIBRATOR KIT | REACTIVO DIAGNOSTICO | III
Abbott | Colombia | IVD |  | SARS-COV-2 IGM REAGENT KIT | REACTIVO DIAGNOSTICO | III
Abbott | Colombia | IVD |  | ARCHITECT RHTLV-I/II CALIBRATOR | REACTIVO DIAGNOSTICO | III
Abbott | Colombia | IVD |  | ALINITY I ESTRADIOL REAGENT KIT | REACTIVO DIAGNOSTICO | II
Abbott | Colombia | IVD |  | ARCHITECT SYPHILIS TP CALIBRATOR | REACTIVO DIAGNOSTICO | III
Abbott | Colombia | IVD |  | ARCHITECT SYPHILIS TP REAGENT KIT | REACTIVO DIAGNOSTICO | III
Abbott | Colombia | IVD |  | ALINITY C CALCIUM REAGENT KIT | REACTIVO DIAGNOSTICO | II
Abbott | Colombia | IVD |  | ARCHITECT LH CALIBRATORS | REACTIVO DIAGNOSTICO | II
Abbott | Colombia | IVD |  | ALINITY I LH CALIBRATORS | REACTIVO DIAGNOSTICO | II
Abbott | Colombia | IVD |  | ALINITY C BENZODIAZEPINES QUAL CALIBRATOR KIT | REACTIVO DIAGNOSTICO | II
Abbott | Colombia | IVD |  | CALCIUM | REACTIVO DIAGNOSTICO | II
Abbott | Colombia | IVD |  | ARCHITECT ESTRADIOL REAGENT KIT | REACTIVO DIAGNOSTICO | II
Abbott | Colombia | IVD |  | LITHIUM | REACTIVO DIAGNOSTICO | II
Abbott | Colombia | IVD |  | PANBIO™ COVID-19 AG RAPID TEST DEVICE (NASOPHARYNGEAL) | REACTIVO DIAGNOSTICO | III
Abbott | Colombia | IVD |  | ARCHITECT ANTI-CCP REAGENT KIT | REACTIVO DIAGNOSTICO | II
Abbott | Colombia | IVD |  | ARCHITECT ANTI-HBE CALIBRATOR | REACTIVO DIAGNOSTICO | III
Abbott | Colombia | IVD |  | SARS-COV-2 IGM CALIBRATOR KIT | REACTIVO DIAGNOSTICO | III
Abbott | Colombia | IVD |  | ARCHITECT RHTLV-I/II CONTROLS | REACTIVO DIAGNOSTICO | III
Abbott | Colombia | IVD |  | SARS-COV-2 IGM CONTROL KIT | REACTIVO DIAGNOSTICO | III
Abbott | Colombia | IVD |  | ARCHITECT SYPHILIS TP CONTROLS | REACTIVO DIAGNOSTICO | III
Abbott | Colombia | IVD |  | ALINITY C UIBC REAGENT KIT | REACTIVO DIAGNOSTICO | II
Abbott | Colombia | IVD |  | PROBECHEK PRENATAL POSITIVE CONTROL SLIDES | REACTIVO DIAGNOSTICO | II
Abbott | Colombia | MD |  | OCLUSOR VALVULAR III AMPLATZER™ (VALVULAR PLUG III AMPLATZER™) | MEDICO QUIRURGICOS | III
Abbott | Colombia | IVD |  | ARCHITECT TRIGGER SOLUTION | REACTIVO DIAGNOSTICO | I
Abbott | Colombia | IVD |  | ALINITY I ANTI-HCV CONTROLS | REACTIVO DIAGNOSTICO | III
Abbott | Colombia | IVD |  | ALINITY I ANTI-HCV REAGENT KIT | REACTIVO DIAGNOSTICO | III
Abbott | Colombia | IVD |  | BIOLINE™ INFLUENZA ULTRA | REACTIVO DIAGNOSTICO | III
Abbott | Colombia | IVD |  | HAPTOGLOBIN | REACTIVO DIAGNOSTICO | II
Abbott | Colombia | IVD |  | IMMUNOGLOBULIN M | REACTIVO DIAGNOSTICO | II
Abbott | Colombia | IVD |  | SARS-COV-2 IGG II QUANT CALIBRATOR KIT | REACTIVO DIAGNOSTICO | III
Abbott | Colombia | IVD |  | ALINITY S ANTI-HCV II REAGENT KIT | REACTIVO DIAGNOSTICO | III
Abbott | Colombia | IVD |  | TRANSFERRIN | REACTIVO DIAGNOSTICO | II
Abbott | Colombia | IVD |  | ALINITY S ANTI-HCV II CALIBRATOR KIT | REACTIVO DIAGNOSTICO | III
Abbott | Colombia | IVD |  | MAGNESIUM | REACTIVO DIAGNOSTICO | II
Abbott | Colombia | IVD |  | ALINITY I FSH REAGENT KIT | REACTIVO DIAGNOSTICO | II
Abbott | Colombia | IVD |  | PREALBUMIN | REACTIVO DIAGNOSTICO | II
Abbott | Colombia | IVD |  | ALINITY I URINE NGAL REAGENT KIT | REACTIVO DIAGNOSTICO | II
Abbott | Colombia | IVD |  | ALINITY M RESP-4-PLEX CTRL KIT | REACTIVO DIAGNOSTICO | III
Abbott | Colombia | IVD |  | ALINITY TRIGGER SOLUTION | REACTIVO DIAGNOSTICO | I
Abbott | Colombia | IVD |  | ID NOW™ COVID-19 CONTROL SWAB KIT | REACTIVO DIAGNOSTICO | III
Abbott | Colombia | IVD |  | ARCHITECT URINE NGAL REAGENT KIT | REACTIVO DIAGNOSTICO | II
Abbott | Colombia | IVD |  | ALINITY I ANTI-HCV CALIBRATOR | REACTIVO DIAGNOSTICO | III
Abbott | Colombia | IVD |  | PANBIO™ COVID-19 AG RAPID TEST DEVICE (NASAL) | REACTIVO DIAGNOSTICO | III
Abbott | Colombia | IVD |  | SARS-COV-2 IGG II QUANT REAGENT KIT | REACTIVO DIAGNOSTICO | III
Abbott | Colombia | IVD |  | CREATININE2 | REACTIVO DIAGNOSTICO | II
Abbott | Colombia | IVD |  | ALINITY M SARS-COV-2 AMP KIT | REACTIVO DIAGNOSTICO | III
Abbott | Colombia | IVD |  | ALINITY S ANTI-HCV II ASSAY CONTROL KIT | REACTIVO DIAGNOSTICO | III
Abbott | Colombia | IVD |  | ALINITY S ANTI-HCV II RELEASE CONTROL KIT | REACTIVO DIAGNOSTICO | III
Abbott | Colombia | IVD |  | COMPLEMENT C3 | REACTIVO DIAGNOSTICO | II
Abbott | Colombia | IVD |  | SARS-COV-2 IGG II QUANT CONTROL KIT | REACTIVO DIAGNOSTICO | III
Abbott | Colombia | IVD |  | ALINITY I STAT HIGH SENSITIVE TROPONIN-I REAGENT KIT | REACTIVO DIAGNOSTICO | II
Abbott | Colombia | IVD |  | ALINITY M RESP-4-PLEX AMP KIT | REACTIVO DIAGNOSTICO | III
Abbott | Colombia | IVD |  | RHEUMATOID FACTOR | REACTIVO DIAGNOSTICO | II
Abbott | Colombia | IVD |  | TOTAL PROTEIN2 | REACTIVO DIAGNOSTICO | II
Abbott | Colombia | IVD |  | ARCHITECT FSH REAGENT KIT | REACTIVO DIAGNOSTICO | II
Abbott | Colombia | IVD |  | PANBIO™ DENGUE EARLY ELISA | REACTIVO DIAGNOSTICO | III
Abbott | Colombia | IVD |  | ARCHITECT PROGESTERONE REAGENT KIT | REACTIVO DIAGNOSTICO | II
Abbott | Colombia | IVD |  | ALINITY M SARS-COV-2 CTRL KIT | REACTIVO DIAGNOSTICO | III
Abbott | Colombia | IVD |  | MICROALBUMIN | REACTIVO DIAGNOSTICO | II
Abbott | Colombia | IVD |  | BIOLINE™ MALARIA AG P.F/P.F/P.V | REACTIVO DIAGNOSTICO | III
Abbott | Colombia | IVD |  | POSITIVE CONTROLS FOR PANBIO™ COVID-19/FLU A&B RAPID PANEL | REACTIVOS IN VITRO | I
Abbott | Colombia | MD |  | SISTEMA TRICLIP | MEDICO QUIRURGICOS | III
Abbott | Colombia | MD |  | SISTEMA DE VÁLVULA MITRAL TENDYNE™/ SISTEMA DE VALVULA MITRAL | MEDICO QUIRURGICOS | III
Abbott | Colombia | IVD |  | BIOLINE™ DENGUE DUO 2.0 | REACTIVO DIAGNOSTICO | III
Abbott | Colombia | MD |  | AMPLATZER™ GUIDEWIRE - GUÍA AMPLATZER | MEDICO QUIRURGICOS | III
Abbott | Colombia | IVD |  | ALINITY I PROGESTERONE REAGENT KIT | REACTIVO DIAGNOSTICO | II
Abbott | Colombia | IVD |  | UREA NITROGEN2 | REACTIVO DIAGNOSTICO | II
Abbott | Colombia | IVD |  | PANBIO™ COVID-19/FLU A&B RAPID PANEL (NASAL) | REACTIVOS IN VITRO
Abbott | Colombia | IVD |  | ALINITY M CMV AMP KIT | REACTIVO DIAGNOSTICO | III
Abbott | Colombia | MD |  | MULTI-COLLECT SPECIMEN COLLECTION KIT | MEDICO QUIRURGICOS | I
Abbott | Colombia | MD |  | AMPLATZERTM STEERABLE DELIVERY SHEATH/ VAINA INTRODUCTORA DIRIGIBLE | MEDICO QUIRURGICOS | III
Abbott | Colombia | IVD |  | ALINITY M CMV CAL KIT | REACTIVO DIAGNOSTICO | III
Abbott | Colombia | IVD |  | TRIGLYCERIDE2 | REACTIVO DIAGNOSTICO | II
Abbott | Colombia | IVD |  | TRIGLYCERIDE2 | REACTIVO DIAGNOSTICO | II
Abbott | Colombia | IVD |  | ARCHITECT T-UPTAKE REAGENT KIT | REACTIVO DIAGNOSTICO | II
Abbott | Colombia | IVD |  | ALINITY M CMV CTRL KIT | REACTIVO DIAGNOSTICO | III
Abbott | Colombia | MD |  | ALINITY MP SYSTEM | MEDICO QUIRURGICOS | I
Abbott | Colombia | MD |  | NAVITOR™ LOADING SYSTEM-SISTEMA DE CARGA | MEDICO QUIRURGICOS | I
Abbott | Colombia | IVD |  | ALANINE AMINOTRANSFERASE2 | REACTIVO DIAGNOSTICO | II
Abbott | Colombia | IVD |  | ALKALINE PHOSPHATASE2 | REACTIVO DIAGNOSTICO | II
Abbott | Colombia | MD |  | AMPLATZER™ MEMBRANOUS VSD OCCLUDER /OCLUSOR DE CIV PERIMEMBRANOS | MEDICO QUIRURGICOS | III
Abbott | Colombia | IVD |  | ALINITY M EBV CTRL KIT | REACTIVO DIAGNOSTICO | III
Abbott | Colombia | MD |  | AMPLATZER™ TALISMAN™ PFO OCCLUDER - OCLUSOR DE PFO | MEDICO QUIRURGICOS | III
Abbott | Colombia | IVD |  | PANBIO™ COVID-19 ANTIGEN SELF TEST | REACTIVO DIAGNOSTICO | III
Abbott | Colombia | MD |  | AMPLATZER™ TALISMAN™ DELIVERY SHEATH/VAINA INTRODUCTORA | MEDICO QUIRURGICOS | III
Abbott | Colombia | MD |  | XIENCE PROS EVEROLIMUS ELUTING CORONARY STENT SYSTEM / SISTEMA DE STENT CORONARIO LIBERADOR DE EVEROLIMUS | MEDICO QUIRURGICOS | III
Abbott | Colombia | IVD |  | ALINITY M EBV AMP KIT | REACTIVO DIAGNOSTICO | III
Abbott | Colombia | MD |  | AMPLATZER™ MULTI-FENESTRATED SEPTAL OCCLUDER “CRIBRIFORM” | MEDICO QUIRURGICOS | III
Abbott | Colombia | IVD |  | PANBIO™ COVID-19 IGG CONTROLS | REACTIVO DIAGNOSTICO | III
Abbott | Colombia | MD |  | AMPLATZER™ SIZING BALLOON II / BALÓN DIMENSIONADOR | MEDICO QUIRURGICOS | III
Abbott | Colombia | IVD |  | ALINITY M EBV CAL KIT | REACTIVO DIAGNOSTICO | III
Abbott | Colombia | IVD |  | 1. GFAP CALIBRATORS | REACTIVO DIAGNOSTICO | II
Abbott | Colombia | IVD |  | ALINITY I CMV IGG AVIDITY REAGENT KIT | REACTIVO DIAGNOSTICO | III
Abbott | Colombia | MD |  | CATETER PARA LA OBTENCION DE IMAGENES DRAGONFLY | MEDICO QUIRURGICOS | III
Abbott | Colombia | IVD |  | PANBIO™ COVID-19 AG RAPID TEST DEVICE POSITIVE CONTROL KIT | REACTIVO DIAGNOSTICO | III
Abbott | Colombia | MD |  | SISTEMA DE MONITOR CARDÍACO INSERTABLE (MCI) JOT DX™/SISTEMA DE MONITOR CARDÍACO INSERTABLE | MEDICO QUIRURGICOS | III
Abbott | Colombia | MD |  | ABBOTT CERVI-COLLECT SPECIMEN COLLECTION KIT/ EQUIPO DE RECOGIDA DE MUESTRAS | MEDICO QUIRURGICOS | I
Abbott | Colombia | IVD |  | PANBIO™ COVID-19/FLU A&B, RAPID PANEL (NASOPHARYNGEAL) | REACTIVO DIAGNOSTICO | III
Abbott | Colombia | IVD |  | ABBOTT REALTIME M2000 MONKEYPOX MPXV+ CONTROL KIT | REACTIVOS IN VITRO
Abbott | Colombia | IVD |  | ABBOTT REALTIME M2000 MONKEYPOX MPXVS AMPLIFICATION REAGENT KIT | REACTIVOS IN VITRO
Abbott | Colombia | IVD |  | ABBOTT REALTIME M2000 MONKEYPOX MPXVS CONTROL KIT | REACTIVOS IN VITRO
Abbott | Colombia | MD |  | AMPLATZER™ TORQVUE™ LP DELIVERY SYSTEM / SISTEMA DE LIBERACION | MEDICO QUIRURGICOS | III
Abbott | Colombia | MD |  | AMPLATZER™ TORQVUE™ EXCHANGE SYSTEM/SISTEMA DE INTERCAMBIO | MEDICO QUIRURGICOS | III
Abbott | Colombia | IVD |  | ALINITY I CMV IGG REAGENT KIT | REACTIVO DIAGNOSTICO | III
Abbott | Colombia | IVD |  | PANBIO™ HIV SELF TEST | REACTIVO DIAGNOSTICO | III
Abbott | Colombia | IVD |  | 1. ALINITY I GALECTIN-3 CALIBRATORS | REACTIVO DIAGNOSTICO | II
Abbott | Colombia | MD |  | GUÍA CON RECUBRIMIENTO HIDRÓFILO HI-TORQUE PROCEED/GUÍAS VASCULARES PERÍFÉRICAS | MEDICO QUIRURGICOS | IIa
Abbott | Colombia | IVD |  | ABBOTT REALTIME M2000 MONKEYPOX MPXV+ AMPLIFICATION REAGENT KIT | REACTIVOS IN VITRO
Abbott | Colombia | IVD |  | POSITIVE CONTROLS FOR PANBIO™ COVID-19/FLU A&B RAPID PANEL | REACTIVO DIAGNOSTICO | III
Abbott | Colombia | IVD |  | ARCHITECT CA 19-9XR REAGENT KIT | REACTIVO DIAGNOSTICO | II
Abbott | Colombia | IVD |  | ARCHITECT CMV IGG AVIDITY | REACTIVO DIAGNOSTICO | III
Abbott | Colombia | IVD |  | LACTIC ACID2 | REACTIVO DIAGNOSTICO | II
Abbott | Colombia | IVD |  | ARCHITECT CMV IGG REAGENT KIT | REACTIVO DIAGNOSTICO | III
Abbott | Colombia | IVD |  | BIOLINE™ INFLUENZA ANTIGEN A/B/A (H1N1) | REACTIVO DIAGNOSTICO | III
Abbott | Colombia | IVD |  | 1. ARCHITECT TACROLIMUS REAGENT KIT | REACTIVO DIAGNOSTICO | II
Abbott | Colombia | MD |  | LIBRE VIEW MODEL / VERSION: SOFTWARE - SOFTWARE LIBREVIEW | MEDICO QUIRURGICOS | IIa
Siemens Healthcare | Colombia | MD |  | CATETER DE DIAGNOSTICO POR ULTRASONIDO ACUNAV | MEDICO QUIRURGICOS | III
Siemens Healthcare | Colombia | MD |  | CATETER PARA MAPEO CARDIACO SOUNDSTAR 3D ULTRASOUND CATHETER | MEDICO QUIRURGICOS | III
Siemens Healthcare | Colombia | IVD |  | 1, REACTIVO CKMB TEST PACK | REACTIVO DIAGNOSTICO | II
Siemens Healthcare | Colombia | IVD |  | 1. REACTIVO BETAHCG TEST PACK | REACTIVO DIAGNOSTICO | II
Siemens Healthcare | Colombia | IVD |  | ANTI-TROMBINA III | REACTIVO DIAGNOSTICO | II
Siemens Healthcare | Colombia | IVD |  | 1. ESTRADIOL EE2 | REACTIVO DIAGNOSTICO | II
Siemens Healthcare | Colombia | IVD |  | 1. POSITIVE COMBO PANEL TIPO 34 | REACTIVO DIAGNOSTICO | II
Siemens Healthcare | Colombia | IVD |  | 1. HEMOGLOBINA A1C | REACTIVO DIAGNOSTICO | II
Siemens Healthcare | Colombia | IVD |  | 1. LACTATO RP500 MCART | REACTIVO DIAGNOSTICO | II
Siemens Healthcare | Colombia | MD |  | STRATUS ® STAT ANALIZADOR FLUOROMETRICO - ANALIZADOR FLUOROMETRICO - STRATUS ® | MEDICO QUIRURGICOS | IIa
Siemens Healthcare | Colombia | IVD |  | ADVIA CENTAUR CALIBRADOR 80 | REACTIVO DIAGNOSTICO | II
Siemens Healthcare | Colombia | IVD |  | BETA2 MICROGLOBULINA | REACTIVO DIAGNOSTICO | II
Siemens Healthcare | Colombia | IVD |  | ACIDO MICOFENOLICO MPTA | REACTIVO DIAGNOSTICO | II
Siemens Healthcare | Colombia | IVD |  | HIGH SENSITIVITY C-REACTIVE PROTEIN TESTPACK (CCRP) | REACTIVO DIAGNOSTICO | II
Siemens Healthcare | Colombia | MD |  | AUDIFONOSD PARA DISCAPACIDAD AUDITIVA SERIE REXTON® DE SIEMENS - REXTON® | MEDICO QUIRURGICOS | IIa
Siemens Healthcare | Colombia | IVD |  | ENZYGNOST ANTI-MEASLES VIRUS IGM (SARAMPION IGM) | REACTIVO DIAGNOSTICO | III
Siemens Healthcare | Colombia | IVD |  | ENZYGNOST ANTI- MEASLES VIRUS IGG (SARAMPION IGG) | REACTIVO DIAGNOSTICO | III
Siemens Healthcare | Colombia | IVD |  | ADVIA CENTAUR HAV IGM (AHAVM) | REACTIVO DIAGNOSTICO | III
Siemens Healthcare | Colombia | IVD |  | ADVIA CENTAUR HAV IGM (AHAVM) QC MATERIAL | REACTIVO DIAGNOSTICO | III
Siemens Healthcare | Colombia | IVD |  | ADVIA CENTAUR HAV TOTAL (AHAVT) | REACTIVO DIAGNOSTICO | III
Siemens Healthcare | Colombia | MD |  | CATETER DE DIAGNOSTICO POR ULTRASONIDO ACUNAV | MEDICO QUIRURGICOS | III
Siemens Healthcare | Colombia | IVD |  | ANTI HBC IGM | REACTIVO DIAGNOSTICO | III
Siemens Healthcare | Colombia | MD |  | EQUIPO DE FLUOROSCOPÍA LUMINOS / EQUIPO DE FLUOROSCOPÍA | MEDICO QUIRURGICOS | IIb
Siemens Healthcare | Colombia | MD |  | SISTEMA PARA ANGIOGRAFIA AXIOM ARTIS SIEMENS / SISTEMA PARA ANGIOGRAFIA | MEDICO QUIRURGICOS | IIb
Siemens Healthcare | Colombia | MD |  | SYMBIA - TOMOGRAFO COMPUTARIZADO POR EMISION DE FOTON UNICO - SPECT | MEDICO QUIRURGICOS | IIb
Siemens Healthcare | Colombia | MD |  | SISTEMA DE MAMOGRAFIA SIEMENS - SISTEMA DE MAMOGRAFÍA | MEDICO QUIRURGICOS | IIb
Siemens Healthcare | Colombia | IVD |  | CMV IGM (CITOMEGALOVIRUS IGM) | REACTIVO DIAGNOSTICO | III
Siemens Healthcare | Colombia | MD |  | TOMOGRAFO COMPUTARIZADO SOMATOM / TOMOGRAFO | MEDICO QUIRURGICOS | IIb
Siemens Healthcare | Colombia | MD |  | SISTEMA DE RADIOGRAFIA SIEMENS / SISTEMA DE RADIOGRAFIA | MEDICO QUIRURGICOS | IIb
Siemens Healthcare | Colombia | IVD |  | RUBEOLA CUANTITATIVA IGG | REACTIVO DIAGNOSTICO | III
Siemens Healthcare | Colombia | MD |  | EQUIPO DE RAYOS X PARA CIRUGIA ARCO EN C SIEMENS | MEDICO QUIRURGICOS | IIb
Siemens Healthcare | Colombia | IVD |  | ADVIA CENTAUR RUBELLA G (RUB G) | REACTIVO DIAGNOSTICO | III
Siemens Healthcare | Colombia | MD |  | EQUIPO HIBRIDO SPECT-CT SYMBIA/ SPECT CT | MEDICO QUIRURGICOS | IIb
Siemens Healthcare | Colombia | MD |  | EQUIPO HÍBRIDO BIOGRAPH PET-CT COMPUESTO POR TOMÓGRAFO POR EMISIÓN DE POSITRONES PET Y UN TOMÓGRAFO COMPUTARIZADO CT SIEMENS / PET CT | MEDICO QUIRURGICOS | IIb
Siemens Healthcare | Colombia | MD |  | SISTEMA DE UROLOGIA SIEMENS /SISTEMA DE UROLOGIA | MEDICO QUIRURGICOS | IIb
Siemens Healthcare | Colombia | IVD |  | SYPHILIS SCREEN | REACTIVO DIAGNOSTICO | III
Siemens Healthcare | Colombia | IVD |  | IMMULITE 2000 EBV-VCA IGM | REACTIVO DIAGNOSTICO | III
Siemens Healthcare | Colombia | IVD |  | IMMULITE 2000 EBV-VCA IGG | REACTIVO DIAGNOSTICO | III
Siemens Healthcare | Colombia | IVD |  | ADVIA CENTAUR HIV AG/AB COMBO (CHIV) | REACTIVO DIAGNOSTICO | III
Siemens Healthcare | Colombia | IVD |  | IMMULITE 2000 EBV-EBNA IGG | REACTIVO DIAGNOSTICO | III
Siemens Healthcare | Colombia | IVD |  | ENZYGNOST ANTI - RUBELLA VIRUS/IGG | REACTIVO DIAGNOSTICO | III
Siemens Healthcare | Colombia | IVD |  | ENZYGNOST ANTI-RUBELLA VIRUS/ IGM | REACTIVO DIAGNOSTICO | III
Siemens Healthcare | Colombia | IVD |  | N LÁTEX CLL KAPPA (N FLC KAPPA) | REACTIVO DIAGNOSTICO | II
Siemens Healthcare | Colombia | MD |  | PROTESIS AUDITIVA - AUDIFONOS - REXTON | MEDICO QUIRURGICOS | IIa
Siemens Healthcare | Colombia | IVD |  | SYVA RAPID TEST D.A.U. BAR (BARBITÚRICOS) | REACTIVO DIAGNOSTICO | II
Siemens Healthcare | Colombia | IVD |  | CASSETTE PARA UROANALISIS 10 CLINITEK NOVUS | REACTIVO DIAGNOSTICO | II
Siemens Healthcare | Colombia | MD |  | RAPIDLAB 348EX - ANALIZADOR DE GASES Y ELECTROLITOS - SIEMENS? | MEDICO QUIRURGICOS | IIa
Siemens Healthcare | Colombia | IVD |  | CARTUCHO DE REACTIVOS RP 400 | REACTIVO DIAGNOSTICO | II
Siemens Healthcare | Colombia | MD |  | BEP-III SYSTEM; BEP-2000 SYSTEM / BEP 2000 ADVANCE SYSTEM / QUADRIGA BEFREE SYSTEM - PROCESADORES DE MICROPLACAS PARA ELISA - SIEMENS? | MEDICO QUIRURGICOS | IIa
Siemens Healthcare | Colombia | MD |  | ANALIZADOR DE UROANÁLISIS AUTOMATIZADO CLINITEK NOVUS - ANALIZADOR DE ORINAS - SIEMENS? | MEDICO QUIRURGICOS | IIa
Siemens Healthcare | Colombia | IVD |  | EMIT II PLUS 6-ACETYLMORPHINE ASSAY (ENSAYO DE ACETILMORFINA) | REACTIVO DIAGNOSTICO | II
Siemens Healthcare | Colombia | IVD |  | MICROSCAN POS MIC PANEL TYPE 28 | REACTIVO DIAGNOSTICO | II
Siemens Healthcare | Colombia | IVD |  | EMIT 2000 VANCOMYCIN ASSAY (ANÁLISIS DE VANCOMICINA) | REACTIVO DIAGNOSTICO | II
Siemens Healthcare | Colombia | IVD |  | EMIT 2000 VALPROIC ACID ASSAY (PRUEBA PARA ÁCIDO VALPROICO) | REACTIVO DIAGNOSTICO | II
Siemens Healthcare | Colombia | IVD |  | CALIBRATOR/CONTROL 6-AM/ECSTASY LEVEL 4 | REACTIVO DIAGNOSTICO | II
Siemens Healthcare | Colombia | IVD |  | DIMENSION PHOSPHORUS FLEX REAGENT CARTRIDGE (FOSFORO) | REACTIVO DIAGNOSTICO | II
Siemens Healthcare | Colombia | IVD |  | ADVIA CENTAUR BR (CA 27-29) | REACTIVO DIAGNOSTICO | II
Siemens Healthcare | Colombia | IVD |  | PROC AC R | REACTIVO DIAGNOSTICO | II
Siemens Healthcare | Colombia | MD |  | ADVIA CHEMISTRY XPT SYSTEM - ANALIZADOR PARA QUIMICA SANGUINEA - CENTAUR? SIEMENS® | MEDICO QUIRURGICOS | IIa
Siemens Healthcare | Colombia | MD |  | ADVIA CENTAUR XPT SYSTEM - ANALIZADOR DE INMUNOANALISIS - CENTAUR? SIEMENS® | MEDICO QUIRURGICOS | IIa
Siemens Healthcare | Colombia | IVD |  | ADVIA CENTAUR HBSAGII | REACTIVO DIAGNOSTICO | III
Siemens Healthcare | Colombia | IVD |  | DIMENSION ALKALINE PHOSPHATASA CALIBRATOR | REACTIVO DIAGNOSTICO | II
Siemens Healthcare | Colombia | IVD |  | DIMENSION AMMONIA FLEX REAGENT CARTRIDGE | REACTIVO DIAGNOSTICO | II
Siemens Healthcare | Colombia | IVD |  | XPRECIA SYSTEM PT/INR TEST STRIPS | REACTIVO DIAGNOSTICO | II
Siemens Healthcare | Colombia | IVD |  | TAC DIMENSION TACROLIMUS FLEX REAGENT CARTRIDGE | REACTIVO DIAGNOSTICO | II
Siemens Healthcare | Colombia | IVD |  | DIMENSION SAMPLE DILUENT | REACTIVO DIAGNOSTICO | II
Siemens Healthcare | Colombia | IVD |  | ADVIA 360/560 CALIBRATOR | REACTIVO DIAGNOSTICO | II
Siemens Healthcare | Colombia | IVD |  | VERSANT SAMPLE PREPARATION 1.2 REAGENTS BOX 1 Y 2 | REACTIVO DIAGNOSTICO | II
Siemens Healthcare | Colombia | IVD |  | VERSANT SAMPLE PREPARATION 1.0 REAGENTS (KPCR) BOX 1-2 | REACTIVO DIAGNOSTICO | II
Siemens Healthcare | Colombia | IVD |  | ADVIA CENTAUR ELF QUALITY CONTROL MATERIAL | REACTIVO DIAGNOSTICO | II
Siemens Healthcare | Colombia | MD |  | ANALIZADOR FLUOROMETRICO STRATUS CS200 STAT - ANALIZADOR DE LABORATORIO POR FLUOROMETRÍA - SIEMENS | MEDICO QUIRURGICOS | IIa
Siemens Healthcare | Colombia | IVD |  | IMMULITE ID2 SAMPLE DILUENT MODULE | REACTIVO DIAGNOSTICO | I
Siemens Healthcare | Colombia | IVD |  | CA 15-3 CALIBRATOR (CAL 43) | REACTIVO DIAGNOSTICO | II
Siemens Healthcare | Colombia | IVD |  | AMPHETAMINES_2 (AMPH_2) | REACTIVO DIAGNOSTICO | II
Siemens Healthcare | Colombia | IVD |  | DIMENSION CHEMISTRY I CALIBRATOR | REACTIVO DIAGNOSTICO | II
Siemens Healthcare | Colombia | IVD |  | ADVIA CENTAUR SHBG | REACTIVO DIAGNOSTICO | II
Siemens Healthcare | Colombia | IVD |  | ADVIA CENTAUR MULTI DILUENT 13 | REACTIVO DIAGNOSTICO | I
Siemens Healthcare | Colombia | IVD |  | ADVIA CENTAUR HA TEST | REACTIVO DIAGNOSTICO | II
Siemens Healthcare | Colombia | IVD |  | DADE OWREN´S VERONAL BUFFER | REACTIVO DIAGNOSTICO | I
Siemens Healthcare | Colombia | IVD |  | ADVIA CENTAUR CHIV QUALITY CONTROL MATERIAL | REACTIVO DIAGNOSTICO | III
Siemens Healthcare | Colombia | IVD |  | TSI | REACTIVO DIAGNOSTICO | II
Siemens Healthcare | Colombia | IVD |  | PYRILINKS-D SAMPLE DILUENT | REACTIVO DIAGNOSTICO | II
Siemens Healthcare | Colombia | IVD |  | MANDARIN (TANGERINE) | REACTIVO DIAGNOSTICO | II
Siemens Healthcare | Colombia | IVD |  | XPT ISE BASELINE SOLUTION | REACTIVO DIAGNOSTICO | II
Siemens Healthcare | Colombia | IVD |  | INNOVANCE HEPARIN | REACTIVO DIAGNOSTICO | II
Siemens Healthcare | Colombia | IVD |  | N LATEX STFR | REACTIVO DIAGNOSTICO | II
Siemens Healthcare | Colombia | IVD |  | ADVIA CENTAUR SYSTEMS ACTIVE B12 ASSAY (ENSAYO ADVIA CENTAUR ACTIVE B-12) | REACTIVO DIAGNOSTICO | II
Siemens Healthcare | Colombia | IVD |  | IMMULITE 1000/2000 TOXOPLASMA IGM CAPTURA | REACTIVO DIAGNOSTICO | II
Siemens Healthcare | Colombia | IVD |  | DADE CI-TROL COAGULATION CONTROL LEVEL 1 | REACTIVO DIAGNOSTICO | II
Siemens Healthcare | Colombia | IVD |  | IMMULITE /IMMULITE 1000 SYSTEMS ACTH SAMPLE DILUENT | REACTIVO DIAGNOSTICO | I
Siemens Healthcare | Colombia | MD |  | SISTEMA DE ULTRASONIDO ACUSON NX3, SISTEMA DE ULTRASONIDO ACUSON NX3 ELITE - SISTEMA DE ULTRASONIDO | MEDICO QUIRURGICOS | IIa
Siemens Healthcare | Colombia | IVD |  | IMMULITE SYSTEMS OSTEOCALCIN CONTROL MODULE | REACTIVO DIAGNOSTICO | II
Siemens Healthcare | Colombia | IVD |  | IMMULITE 1000/2000 ACTH (HORMONA ADENOCORTICOTROPICA) | REACTIVO DIAGNOSTICO | II
Siemens Healthcare | Colombia | IVD |  | COAGULATION FACTOR II DEFICIENT PLASMA | REACTIVO DIAGNOSTICO | II
Siemens Healthcare | Colombia | IVD |  | DIMENSION Y-GLUTAMYL TRANSFERASE FLEX REAGENT CARTRIDGE | REACTIVO DIAGNOSTICO | II
Siemens Healthcare | Colombia | IVD |  | 3G ALLERGY SPECIFIC ALLERGENS NUTMEG (NUEZ MOSCADA | REACTIVO DIAGNOSTICO | II
Siemens Healthcare | Colombia | IVD |  | IMMULITE 1000 SYSTEM PSA SAMPLE DILUENT | REACTIVO DIAGNOSTICO | I
Siemens Healthcare | Colombia | IVD |  | IMMULITE/ IMMULITE 1000 IGF-1 | REACTIVO DIAGNOSTICO | II
Siemens Healthcare | Colombia | IVD |  | IMMULITE 1000/2000 ESTRADIOL | REACTIVO DIAGNOSTICO | II
Siemens Healthcare | Colombia | IVD |  | DIMENSION TOTAL PROTEIN FLEX REAGENT CARTRIDGE | REACTIVO DIAGNOSTICO | II
Siemens Healthcare | Colombia | IVD |  | INNOVANCE D-DIMER | REACTIVO DIAGNOSTICO | II
Siemens Healthcare | Colombia | IVD |  | LA 1 SCREENING REAGENT, LA 2 CONFIRMATION REAGENT | REACTIVO DIAGNOSTICO | II
Siemens Healthcare | Colombia | IVD |  | DIMENSION C-REACTIVE PROTEIN EXTENDED RANGE FLEX REAGENT CARTRIDGE | REACTIVO DIAGNOSTICO | II
Siemens Healthcare | Colombia | IVD |  | ENZYME 1 CALIBRATOR (ENZ 1 CAL) (CALIBRADOR ENZIMATICO 1) | REACTIVO DIAGNOSTICO | II
Siemens Healthcare | Colombia | IVD |  | DIMENSION CYCLOSPORINE FLEX REAGENT CARTRIDGE | REACTIVO DIAGNOSTICO | II
Siemens Healthcare | Colombia | IVD |  | DADE ACTIN FS ACTIVATED PTT REAGENT (REACTIVO DADE ACTIN FS PARA LA DETERMINACIÓN DEL APTT) | REACTIVO DIAGNOSTICO | II
Siemens Healthcare | Colombia | IVD |  | FOOD PANEL 2 | REACTIVO DIAGNOSTICO | II
Siemens Healthcare | Colombia | IVD |  | ADVIA CHEMISTRY C-REACTIVA PROTEINA -2 (CRP-2) | REACTIVO DIAGNOSTICO | II
Siemens Healthcare | Colombia | IVD |  | IMMULITE 2000 SYSTEMS VITAMIN B12/FOLIC ACID SAMPLE DILUENT | REACTIVO DIAGNOSTICO | I
Siemens Healthcare | Colombia | IVD |  | DADE ACTIN ACTIVATED CEPHALOPLASTIN REAGENT (DADE ACTIN REACTIVO DE CEFALOPLASTINA ACTIVADA) | REACTIVO DIAGNOSTICO | II
Siemens Healthcare | Colombia | IVD |  | NA/K/CL/ FILL SOLUTION | REACTIVO DIAGNOSTICO | II
Siemens Healthcare | Colombia | MD |  | HEMATEK 3000 SYSTEM | MEDICO QUIRURGICOS | I
Siemens Healthcare | Colombia | IVD |  | DIMENSION THYROID CALIBRATOR | REACTIVO DIAGNOSTICO | II
Siemens Healthcare | Colombia | MD |  | SISTEMA PARA VISUALIZACION Y POST-PROCESAMIENTO DE IMÁGENES SYNGO - SYNGO.VIA | MEDICO QUIRURGICOS | IIa
Siemens Healthcare | Colombia | IVD |  | GI-MA SAMPLE DILUENT | REACTIVO DIAGNOSTICO | II
Siemens Healthcare | Colombia | IVD |  | ADVIA CHEMISTRY UREA NITROGENO (UN) | REACTIVO DIAGNOSTICO | II
Siemens Healthcare | Colombia | IVD |  | VON WILLEBRAND REAGENT | REACTIVO DIAGNOSTICO | II
Siemens Healthcare | Colombia | IVD |  | ADVIA CHEMISTRY TOTAL PROTEIN URINE CALIBRATOR | REACTIVO DIAGNOSTICO | II
Siemens Healthcare | Colombia | IVD |  | H. PYLORI IGG | REACTIVO DIAGNOSTICO | II
Siemens Healthcare | Colombia | IVD |  | ADVIA CENTAUR TESTOSTERONE II (TST II) | REACTIVO DIAGNOSTICO | II
Siemens Healthcare | Colombia | IVD |  | HEMATOCRIT (HCT) SLOPE AMPULES | REACTIVO DIAGNOSTICO | II
Siemens Healthcare | Colombia | IVD |  | IMMULITE / IMMULITE 1000 TURBO NT-PROBNP | REACTIVO DIAGNOSTICO | II
Siemens Healthcare | Colombia | MD |  | SISTEMAS DE IMÁGENES POR RESONANCIA MAGNETICA | MEDICO QUIRURGICOS | IIa
Siemens Healthcare | Colombia | IVD |  | TURBO D-DIMER | REACTIVO DIAGNOSTICO | II
Siemens Healthcare | Colombia | IVD |  | 3GALLERGY SPECIFIC IGE UNIVERSAL KIT | REACTIVO DIAGNOSTICO | II
Siemens Healthcare | Colombia | IVD |  | DIGOXIN | REACTIVO DIAGNOSTICO | II
Siemens Healthcare | Colombia | IVD |  | HOMOCYSTEINE | REACTIVO DIAGNOSTICO | II
Siemens Healthcare | Colombia | IVD |  | CALCITONIN CONTROL MODULE | REACTIVO DIAGNOSTICO | II
Siemens Healthcare | Colombia | IVD |  | ADVIA CENTAUR INTACT PARATHYROID | REACTIVO DIAGNOSTICO | II
Siemens Healthcare | Colombia | IVD |  | CYTOKINE CONTROL MODULE | REACTIVO DIAGNOSTICO | II
Siemens Healthcare | Colombia | IVD |  | 3GALLERGY SPECIFIC IGE UNIVERSAL KIT (SET DE ALERGENOS DE ANIMALES) | REACTIVO DIAGNOSTICO | II
Siemens Healthcare | Colombia | IVD |  | DIMENSION FREE PROSTATIC SPECIFIC ANTIGEN FLEX REAGENT CARTRIDGE (ANTIGENO PROSTATICO ESPECIFICO LIBRE) | REACTIVO DIAGNOSTICO | II
Siemens Healthcare | Colombia | IVD |  | DIMENSION IMMUNOGLOBULIN A FLEX REAGENT CARTRIDGE (INMUNOGLOBULINA A) | REACTIVO DIAGNOSTICO | II
Siemens Healthcare | Colombia | IVD |  | ADVIA CHEMISTRY CREATINE KINASE (CK_L) ASSAY (CREATINA CINASA) | REACTIVO DIAGNOSTICO | II
Siemens Healthcare | Colombia | IVD |  | DIMENSION CTNI SAMPLE DILUENT | REACTIVO DIAGNOSTICO | I
Siemens Healthcare | Colombia | IVD |  | DIMENSION LOCI FREE TRIIODOTHYRONINE FLEX REAGENT CARTRIDGE | REACTIVO DIAGNOSTICO | II
Siemens Healthcare | Colombia | IVD |  | ADVIA CENTAUR HAV IGM | REACTIVO DIAGNOSTICO | III
Siemens Healthcare | Colombia | IVD |  | ANTI-CCP IGG | REACTIVO DIAGNOSTICO | II
Siemens Healthcare | Colombia | IVD |  | ADVIA CENTAUR TOTAL IGE | REACTIVO DIAGNOSTICO | II
Siemens Healthcare | Colombia | MD |  | AUTOSCAN-4 SYSTEM - ANALIZADOR DE MICROBIOLOGÍA | MEDICO QUIRURGICOS | IIa
Siemens Healthcare | Colombia | IVD |  | ADVIA CENTAUR T4 (TIROXINA) | REACTIVO DIAGNOSTICO | II
Siemens Healthcare | Colombia | IVD |  | ADVIA CENTAUR MULTI-DILUENT 15 | REACTIVO DIAGNOSTICO | I
Siemens Healthcare | Colombia | IVD |  | ADVIA CENTAUR HAV TOTAL | REACTIVO DIAGNOSTICO | III
Siemens Healthcare | Colombia | IVD |  | ADVIA CENTAUR HAV TOTAL (AHAVT) QC MATERIAL | REACTIVO DIAGNOSTICO | III
Siemens Healthcare | Colombia | IVD |  | ADVIA CENTAUR HAV LGM QC KIT | REACTIVO DIAGNOSTICO | III
Siemens Healthcare | Colombia | IVD |  | ADVIA CENTAUR VALPROIC ACID (VALP) | REACTIVO DIAGNOSTICO | II
Siemens Healthcare | Colombia | IVD |  | DIMENSION LOCI VITAMIN D CALIBRATOR | REACTIVO DIAGNOSTICO | II
Siemens Healthcare | Colombia | IVD |  | IMMULITE 2000 SYSTEMS FSH SAMPLE DILUENT | REACTIVO DIAGNOSTICO | I
Siemens Healthcare | Colombia | IVD |  | DIMENSION LOCI VITAMIN D TOTAL ASSAY FLEX | REACTIVO DIAGNOSTICO | II
Siemens Healthcare | Colombia | IVD |  | ADVIA CENTAUR RUBELLA M (RUB M) | REACTIVO DIAGNOSTICO | III
Siemens Healthcare | Colombia | IVD |  | ADVIA CENTAUR INSULIN DILUENT | REACTIVO DIAGNOSTICO | I
Siemens Healthcare | Colombia | IVD |  | ANTI-HBC (ANTÍGENO CORE DE LA HEPATITIS B-ANTICUERPOS) | REACTIVO DIAGNOSTICO | III
Siemens Healthcare | Colombia | IVD |  | HBSAG (ANTIGENO DE SUPERFICIE DE LA HEPATITIS B) | REACTIVO DIAGNOSTICO | III
Siemens Healthcare | Colombia | IVD |  | ADVIA CENTAUR HBSAG CONFIRMATORY (CONF) | REACTIVO DIAGNOSTICO | III
Siemens Healthcare | Colombia | IVD |  | ADVIA CENTAUR/CENTAUR XP HBSAGII (HBSII) | REACTIVO DIAGNOSTICO | III
Siemens Healthcare | Colombia | IVD |  | ADVIA CENTAUR RUBELLA M (RUB M) QC MATERIAL | REACTIVO DIAGNOSTICO | III
Siemens Healthcare | Colombia | IVD |  | ADVIA CENTAUR HERPES - 1 IGG (HSV1) | REACTIVO DIAGNOSTICO | III
Siemens Healthcare | Colombia | IVD |  | ADVIA CENTAUR HBSAG (HBS) QC MATERIAL | REACTIVO DIAGNOSTICO | III
Siemens Healthcare | Colombia | IVD |  | ADVIA CENTAUR HBSAG (HBS) | REACTIVO DIAGNOSTICO | III
Siemens Healthcare | Colombia | IVD |  | SUPLEMENTARY REAGENT FOR ENZYGNOST/TMB | REACTIVO DIAGNOSTICO | I
Siemens Healthcare | Colombia | IVD |  | CLINITEK MICROALBUMIN 2 | REACTIVO DIAGNOSTICO | II
Siemens Healthcare | Colombia | IVD |  | CLINITEK ATLAS CONTROL - (NEGATIVE) | REACTIVO DIAGNOSTICO | II
Siemens Healthcare | Colombia | IVD |  | ADVIA CENTAUR T4 DILUENT | REACTIVO DIAGNOSTICO | I
Siemens Healthcare | Colombia | IVD |  | HEMATEK STAIN PAK - MODIFIED WRIGHTS STAIN | REACTIVO DIAGNOSTICO | I
Siemens Healthcare | Colombia | IVD |  | ATELLICA CH A1C_3 CALIBRATOR (A1C_3 CAL) - CALIBRADOR HEMOGLOBINA GLUCOSILADA | REACTIVO DIAGNOSTICO | II
Siemens Healthcare | Colombia | IVD |  | ANTI-HBS (ANTIGENO DE SUPERFICIE DE LA HEPATITIS B-ANTICUERPOS) | REACTIVO DIAGNOSTICO | III
Siemens Healthcare | Colombia | IVD |  | ATELLICA CH ALBUMIN BCP (ALBP) | REACTIVO DIAGNOSTICO | II
Siemens Healthcare | Colombia | MD |  | VERSANT KPCR MOLECULAR SYSTEM AD - ANALIZADOR PARA MICROBIOLOGÍA MOLECULAR | MEDICO QUIRURGICOS | IIa
Siemens Healthcare | Colombia | IVD |  | ADVIA CENTAUR HBC TOTAL (HBCT) | REACTIVO DIAGNOSTICO | III
Siemens Healthcare | Colombia | IVD |  | ADVIA CENTAUR SYPHILIS QC MATERIAL | REACTIVO DIAGNOSTICO | III
Siemens Healthcare | Colombia | IVD |  | ADVIA CENTAUR HCV (AHCV) QC MATERIAL | REACTIVO DIAGNOSTICO | III
Siemens Healthcare | Colombia | IVD |  | ADVIA CENTAUR HCV (AHCV) | REACTIVO DIAGNOSTICO | III
Siemens Healthcare | Colombia | IVD |  | ATELLICA IM RUBELLA IGM QUALITY CONTROL ( RUB M QC) | REACTIVO DIAGNOSTICO | III
Siemens Healthcare | Colombia | IVD |  | ATELLICA CH DRUG CAL II (DRUG II CAL) | REACTIVO DIAGNOSTICO | II
Siemens Healthcare | Colombia | IVD |  | ATELLICA IM RUBELLA IGG (RUB G) | REACTIVO DIAGNOSTICO | III
Siemens Healthcare | Colombia | IVD |  | CLINITEK ATLAS 10 REAGENT PAK | REACTIVO DIAGNOSTICO | II
Siemens Healthcare | Colombia | IVD |  | ATELLICA IM RUBELLA IGM (RUB M) | REACTIVO DIAGNOSTICO | III
Siemens Healthcare | Colombia | IVD |  | ATELLICA IM DHEA-SO4 (DHEAS) | REACTIVO DIAGNOSTICO | II
Siemens Healthcare | Colombia | IVD |  | ADVIA CENTAUR TOXO G | REACTIVO DIAGNOSTICO | II
Siemens Healthcare | Colombia | IVD |  | A-LYTE IMT DILUENT | REACTIVO DIAGNOSTICO | II
Siemens Healthcare | Colombia | IVD |  | ATELLICA IM CYCLOSPORINE (CSA) | REACTIVO DIAGNOSTICO | II
Siemens Healthcare | Colombia | IVD |  | ATELLICA IM RUBELLA IGG QUALITY CONTROL (RUB G QC) | REACTIVO DIAGNOSTICO | III
Siemens Healthcare | Colombia | IVD |  | ADVIA CENTAUR HERPES - 1 IGG (HSV1) QUALITY CONTROL | REACTIVO DIAGNOSTICO | II
Siemens Healthcare | Colombia | IVD |  | ATELLICA IM ANTI-THYROGLOBULIN QUALITY CONTROL (ATG QC) | REACTIVO DIAGNOSTICO | II
Siemens Healthcare | Colombia | IVD |  | ATELLICA IM HEPATITIS A IGM QUALITY CONTROL (AHAVM QC) | REACTIVO DIAGNOSTICO | III
Siemens Healthcare | Colombia | IVD |  | ATELLICA IM SYPHILIS QUALITY CONTROL (SYPH QC) | REACTIVO DIAGNOSTICO | III
Siemens Healthcare | Colombia | IVD |  | ATELLICA CH CHOLINESTERASE (CHE) | REACTIVO DIAGNOSTICO | II
Siemens Healthcare | Colombia | IVD |  | ATELLICA IM DIGITOXIN (DGTN) | REACTIVO DIAGNOSTICO | II
Siemens Healthcare | Colombia | IVD |  | ADVIA CENTAUR SYPHILIS | REACTIVO DIAGNOSTICO | III
Siemens Healthcare | Colombia | IVD |  | ADVIA CENTAUR HBC IGM (AHBCM) QC MATERIAL | REACTIVO DIAGNOSTICO | III
Siemens Healthcare | Colombia | MD |  | ATELLICA SOLUTION - SISTEMA MULTICOMPONENTE PARA PRUEBAS DE DIAGNÓSTICO IN VITRO | MEDICO QUIRURGICOS | IIa
Siemens Healthcare | Colombia | IVD |  | ATELLICA CH TOTAL PROTEIN_2 (URINE) (UPRO) | REACTIVO DIAGNOSTICO | II
Siemens Healthcare | Colombia | IVD |  | ATELLICA IM HEPATITIS A TOTAL QUALITY CONTROL (HAVT QC) | REACTIVO DIAGNOSTICO | III
Siemens Healthcare | Colombia | IVD |  | ATELLICA CH CARBON DIOXIDE, CONCENTRATED (CO2_C) | REACTIVO DIAGNOSTICO | II
Siemens Healthcare | Colombia | IVD |  | ADVIA CENTAUR HBC IGM (AHBCM) | REACTIVO DIAGNOSTICO | III
Siemens Healthcare | Colombia | IVD |  | ATELLICA IM HEPATITIS A TOTAL (HAVT) | REACTIVO DIAGNOSTICO | III
Siemens Healthcare | Colombia | IVD |  | ADVIA CENTAUR HBC TOTAL (HBCT)QC MATERIAL | REACTIVO DIAGNOSTICO | III
Siemens Healthcare | Colombia | IVD |  | ATELLICA IM BR 27.29 (BR) | REACTIVO DIAGNOSTICO | II
Siemens Healthcare | Colombia | IVD |  | ATELLICA IM TOXOPLASMA IGM (TOXO M) | REACTIVO DIAGNOSTICO | II
Siemens Healthcare | Colombia | IVD |  | VERSANT HCV RNA 1.0 ASSAY (KPCR) | REACTIVO DIAGNOSTICO | III
Siemens Healthcare | Colombia | IVD |  | ADVIA CENTAUR NT-PROBNP | REACTIVO DIAGNOSTICO | II
Siemens Healthcare | Colombia | IVD |  | VERSANT CT /GC DNA 1.0 ASSAY (KPCR) | REACTIVO DIAGNOSTICO | III
Siemens Healthcare | Colombia | IVD |  | ATELLICA IM HEPATITIS C (AHCV) | REACTIVO DIAGNOSTICO | III
Siemens Healthcare | Colombia | IVD |  | ATELLICA IM HEPATITIS C QUALITY CONTROL (AHCV QC) | REACTIVO DIAGNOSTICO | III
Siemens Healthcare | Colombia | IVD |  | ADVIA CENTAUR HIGH-SENSITIVITY TROPONIN I | REACTIVO DIAGNOSTICO | II
Siemens Healthcare | Colombia | IVD |  | ATELLICA IM HEPATITIS B CORE ANTIGEN (AHBCM) | REACTIVO DIAGNOSTICO | III
Siemens Healthcare | Colombia | IVD |  | ADVIA CENTAUR RUBELLA G (RUB G) QC MATERIAL | REACTIVO DIAGNOSTICO | III
Siemens Healthcare | Colombia | IVD |  | ATELLICA CH MULTI-DRUG URINE CONTROLS (MULTIDRUG QC) | REACTIVO DIAGNOSTICO | II
Siemens Healthcare | Colombia | IVD |  | ATELLICA IM MULTI-DILUENT 3 | REACTIVO DIAGNOSTICO | I
Siemens Healthcare | Colombia | IVD |  | CMV IGG | REACTIVO DIAGNOSTICO | III
Siemens Healthcare | Colombia | IVD |  | ADVIA CENTAUR SYSTEMS HIV 1/O/2 ENHANCED (EHIV) | REACTIVO DIAGNOSTICO | III
Siemens Healthcare | Colombia | IVD |  | ATELLICA IM INTACT PARATHYROID HORMONE (PTH) | REACTIVO DIAGNOSTICO | II
Siemens Healthcare | Colombia | IVD |  | ATELLICA IM FERRITIN (FER) | REACTIVO DIAGNOSTICO | II
Siemens Healthcare | Colombia | IVD |  | ATELLICA IM HEPATITIS B CORE ANTIGEN QUALITY CONTROL (AHBCM QC) | REACTIVO DIAGNOSTICO | III
Siemens Healthcare | Colombia | IVD |  | ADVIA CENTAUR / CENTAUR XP TOXO M | REACTIVO DIAGNOSTICO | II
Siemens Healthcare | Colombia | IVD |  | ATELLICA IM ANTI-HEPATITIS B SURFACE ANTIGEN 2 QUALITY CONTROL (AHBS2 QC) | REACTIVO DIAGNOSTICO | III
Siemens Healthcare | Colombia | IVD |  | HERPES I & II IGG | REACTIVO DIAGNOSTICO | II
Siemens Healthcare | Colombia | IVD |  | ATELLICA IM HEPATITIS B SURFACE ANTIGEN II QUALITY CONTROL (HBSII QC) | REACTIVO DIAGNOSTICO | III
Siemens Healthcare | Colombia | IVD |  | ATELLICA IM CALIBRATOR 80 (CAL 80) | REACTIVO DIAGNOSTICO | II
Siemens Healthcare | Colombia | IVD |  | ATELLICA IM ANTI-HEPATITIS B SURFACE ANTIGEN 2 (AHBS2) | REACTIVO DIAGNOSTICO | III
Siemens Healthcare | Colombia | IVD |  | RUBELLA IGM | REACTIVO DIAGNOSTICO | III
Siemens Healthcare | Colombia | IVD |  | ADVIA CENTAUR SYSTEMS HIV 1/0/2 ENHANCED ( EHIV) QC MATERIAL | REACTIVO DIAGNOSTICO | III
Siemens Healthcare | Colombia | IVD |  | ADVIA CENTAUR HCY DILUENT (DILUYENTE HCY) | REACTIVO DIAGNOSTICO | I
Siemens Healthcare | Colombia | MD |  | DCA VANTAGE ANALYZER - ANALIZADORES PARA QUÌMICA SANGUÌNEA | MEDICO QUIRURGICOS | IIa
Siemens Healthcare | Colombia | MD |  | ADVIA 1800 SYSTEM - ANALIZADOR DE QUÍMICA SANGUINEA | MEDICO QUIRURGICOS | IIa
Siemens Healthcare | Colombia | IVD |  | RUBELLA IGM (CONTROL MODULE) | REACTIVO DIAGNOSTICO | III
Siemens Healthcare | Colombia | MD |  | BLOOD GAS ANALYSER + CO-OX SERIE RAPIDLAB 1200 - ANALIZADOR DE ELECTROLITOS Y GASES SANGUINEOS | MEDICO QUIRURGICOS | IIa
Siemens Healthcare | Colombia | MD |  | ADVIA HEMATOLOGY SYSTEM - ANALIZADOR DE HEMATOLOGÍA POR CITOMETRÍA DE FLUJO | MEDICO QUIRURGICOS | IIa
Siemens Healthcare | Colombia | MD |  | IMMULITE SYSTEM - ANALIZADOR DE INMUNOANÁLISIS | MEDICO QUIRURGICOS | IIa
Siemens Healthcare | Colombia | IVD |  | ATELLICA IM HIGH SENSIVITY TROPONIN I (TNIH) | REACTIVO DIAGNOSTICO | II
Siemens Healthcare | Colombia | IVD |  | ATELLICA IM ACID AND IM BASE (ACIDO BASE) | REACTIVO DIAGNOSTICO | I
Siemens Healthcare | Colombia | IVD |  | ADVIA CENTAUR LIPOPOLYSACCHARIDE BINDING PROTEIN (LBP) | REACTIVO DIAGNOSTICO | II
Siemens Healthcare | Colombia | IVD |  | ADVIA CENTAUR INTERLEUKIN-6 | REACTIVO DIAGNOSTICO | II
Siemens Healthcare | Colombia | MD |  | B4170-00 PFA-100 SYSTEM / B4170-100 INNOVANCE PFA-200 SYSTEM. | MEDICO QUIRURGICOS | IIa
Siemens Healthcare | Colombia | MD |  | ADVIA CENTAUR SYSTEM - UNIDAD DE INMUNOANÁLISIS | MEDICO QUIRURGICOS | IIa
Siemens Healthcare | Colombia | IVD |  | DIMENSION EXL LOCI HIGH SENSITIVITY TROPONIN I FLEX REAGENT CARTRIDGE | REACTIVO DIAGNOSTICO | II
Siemens Healthcare | Colombia | IVD |  | ATELLICA IM HEPATITIS B SURFACE ANTIGEN II CONFIRMATORY (HBSII CONF) | REACTIVO DIAGNOSTICO | III
Siemens Healthcare | Colombia | MD |  | BFT II ANALYZER - ANALIZADOR PARA COAGULACIÓN | MEDICO QUIRURGICOS | IIa
Siemens Healthcare | Colombia | MD |  | BN II SYSTEM / BN PROSPEC SYSTEM - ANALIZADOR POR NEFELOMETRÍA | MEDICO QUIRURGICOS | IIa
Siemens Healthcare | Colombia | IVD |  | ADVIA CENTAUR INTACT PARATHYROID HORMONE (PTH) | REACTIVO DIAGNOSTICO | II
Siemens Healthcare | Colombia | IVD |  | ATELLICA IM HIV 1/O/2 ENHANCED (EHIV) | REACTIVO DIAGNOSTICO | III
Siemens Healthcare | Colombia | IVD |  | ATELLICA CH ALANINE AMINOTRANSFERASE P5P (ALTPLC) | REACTIVO DIAGNOSTICO | II
Siemens Healthcare | Colombia | IVD |  | ATELLICA IM INSULIN (IRI) | REACTIVO DIAGNOSTICO | II
Siemens Healthcare | Colombia | IVD |  | ATELLICA IM PROSTATESPECIFIC ANTIGEN (PSA) | REACTIVO DIAGNOSTICO | II
Siemens Healthcare | Colombia | IVD |  | ATELLICA IM VITAMIN B12 DTT/RELEASING AGENT (VB12 DTT/REL) | REACTIVO DIAGNOSTICO | I
Siemens Healthcare | Colombia | IVD |  | ATELLICA IM COMPLEXED PROSTATESPECIFIC ANTIGEN (CPSA) | REACTIVO DIAGNOSTICO | II
Siemens Healthcare | Colombia | MD |  | DIMENSION EXL 200 INTEGRATED CHEMISTRY SYSTEM / DIMENSION EXL WITH LM INTEGRATED CHEMISTRY SYSTEM / DIMENSION RXL MAX CLINICAL CHEMISTRY SYSTEM / DIMENSION RXL MAX CLINICAL CHEMISTRY SYSTEM WITH HM. | MEDICO QUIRURGICOS | IIa
Siemens Healthcare | Colombia | IVD |  | ATELLICA IM HEPATITIS B E ANTIGEN (HBEAG) | REACTIVO DIAGNOSTICO | III
Siemens Healthcare | Colombia | IVD |  | ATELLICA IM HIV 1/O/2 ENHANCED QUALITY CONTROL (EHIV QC) | REACTIVO DIAGNOSTICO | III
Siemens Healthcare | Colombia | IVD |  | ATELLICA IM HIV AG/ AB COMBO (CHIV) | REACTIVO DIAGNOSTICO | III
Siemens Healthcare | Colombia | IVD |  | ATELLICA IM HEPATITIS B E ANTIGEN QUALITY CONTROL (HBEAG QC) | REACTIVO DIAGNOSTICO | III
Siemens Healthcare | Colombia | IVD |  | ADVIA CENTAUR CALIBRATOR D (CAL D) | REACTIVO DIAGNOSTICO | II
Siemens Healthcare | Colombia | IVD |  | ATELLICA IM ANTI-HEPATITIS B CORE TOTAL (HBCT) | REACTIVO DIAGNOSTICO | III
Siemens Healthcare | Colombia | IVD |  | DIMENSION LOCI THYROID CALIBRATOR | REACTIVO DIAGNOSTICO | II
Siemens Healthcare | Colombia | IVD |  | DIMENSION IRON FLEX REAGENT CARTRIDGE | REACTIVO DIAGNOSTICO | II
Siemens Healthcare | Colombia | IVD |  | ATELLICA IM HIV AG/AB COMBO QUALITY CONTROL (CHIV QC) | REACTIVO DIAGNOSTICO | III
Siemens Healthcare | Colombia | IVD |  | ATELLICA IM ANTI-HEPATITIS B CORE TOTAL QUALITY CONTROL (HBCT QC) | REACTIVO DIAGNOSTICO | III
Siemens Healthcare | Colombia | IVD |  | DIMENSION VANCOMYCIN FLEX REAGENT CARTRIDGE | REACTIVO DIAGNOSTICO | II
Siemens Healthcare | Colombia | IVD |  | ATELLICA IM FOLATE DILUENT (FOL DIL) | REACTIVO DIAGNOSTICO | I
Siemens Healthcare | Colombia | IVD |  | ATELLICA CH CO2 CALIBRATOR/DILUENBT (CO2 CAL) | REACTIVO DIAGNOSTICO | II
Siemens Healthcare | Colombia | IVD |  | IMMULITE / IMMULITE 1000 TOXOPLASMA QUANTITATIVE IGG | REACTIVO DIAGNOSTICO | II
Siemens Healthcare | Colombia | IVD |  | DIMENSION HUMAN CHORIONIC GONADOTROPIN CALIBRATOR | REACTIVO DIAGNOSTICO | II
Siemens Healthcare | Colombia | IVD |  | ADVIA CENTAUR CYCLOSPORINE (CSA) | REACTIVO DIAGNOSTICO | II
Siemens Healthcare | Colombia | IVD |  | DIMENSION DIGOXIN FLEX REAGENT CARTRIDGE | REACTIVO DIAGNOSTICO | II
Siemens Healthcare | Colombia | IVD |  | DIMENSION HUMAN CHORIONIC GONADOTROPIN FLEX REAGENT CARTRIDGE | REACTIVO DIAGNOSTICO | II
Siemens Healthcare | Colombia | IVD |  | DIMENSION FERRITIN FLEX REAGENT CARTRIDGE | REACTIVO DIAGNOSTICO | II
Siemens Healthcare | Colombia | IVD |  | DIMENSION TOTAL PROSTATE SPECIFIC ANTIGEN FLEX REAGENT CARTRIDGE | REACTIVO DIAGNOSTICO | II
Siemens Healthcare | Colombia | IVD |  | ATELLICA IM CMV IGG QUALITY CONTROL (CMV IGG QC) | REACTIVO DIAGNOSTICO | III
Siemens Healthcare | Colombia | IVD |  | ATELLICA IM CMV IGG (CMV IGG) | REACTIVO DIAGNOSTICO | III
Siemens Healthcare | Colombia | IVD |  | ADVIA CHEMISTRY ENZYMATIC HEMOGLOBIN A1C (A1C_E) ASSAY | REACTIVO DIAGNOSTICO | II
Siemens Healthcare | Colombia | IVD |  | ATELLICA CH TACROLIMUS | REACTIVO DIAGNOSTICO | II
Siemens Healthcare | Colombia | IVD |  | DIMENSION CREATINE KINASE FLEX REAGENT CARTRIDGE | REACTIVO DIAGNOSTICO | II
Siemens Healthcare | Colombia | IVD |  | ATELLICA IM RBC FOLATE ASCORBIC ACID/ASCORBIC ACID DILUENT (RBC FOL) | REACTIVO DIAGNOSTICO | I
Siemens Healthcare | Colombia | IVD |  | DIMENSION SIROLIMUS CALIBRATOR | REACTIVO DIAGNOSTICO | II
Siemens Healthcare | Colombia | MD |  | ANALIZADORES RAPIDPOINT DE SIEMENS-ANALIZADOR DE GASES SANGUÍNEOS | MEDICO QUIRURGICOS | IIa
Siemens Healthcare | Colombia | IVD |  | ADVIA AUTOSLIDE MODIFIED WRIGHT´S BUFFER | REACTIVO DIAGNOSTICO | I
Siemens Healthcare | Colombia | IVD |  | ADVIA CENTAUR CYTOMEGALOVIRUS IGG QUALITY CONTROL (CMV IGG) | REACTIVO DIAGNOSTICO | III
Siemens Healthcare | Colombia | IVD |  | ATELLICA IM FREE PROSTATE SPECIFIC ANTIGEN (FPSA) | REACTIVO DIAGNOSTICO | II
Siemens Healthcare | Colombia | IVD |  | ADVIA CENTAUR CYTOMEGALOVIRUS IGG (CMV IGG) ASSAY | REACTIVO DIAGNOSTICO | III
Siemens Healthcare | Colombia | IVD |  | AUTO RETIC REAGENT | REACTIVO DIAGNOSTICO | II
Siemens Healthcare | Colombia | IVD |  | DIMENSION CKI/MBI CALIBRATOR | REACTIVO DIAGNOSTICO | II
Siemens Healthcare | Colombia | IVD |  | DIMENSION ACETAMINOPHEN FLEX REAGENT CARTRIDGE | REACTIVO DIAGNOSTICO | II
Siemens Healthcare | Colombia | IVD |  | ATELLICA IM NT-PROBNP (PBNP) | REACTIVO DIAGNOSTICO | II
Siemens Healthcare | Colombia | IVD |  | ATELLICA IM NT-PROBNP (PBNP) | REACTIVO DIAGNOSTICO | II
Siemens Healthcare | Colombia | MD |  | SISTEMA DE ARCHIVO Y COMUNICACIÓN DE IMÁGENES RADIOLÓGICAS | MEDICO QUIRURGICOS | I
Siemens Healthcare | Colombia | IVD |  | TOTAL BILE ACIDS LIQUID | REACTIVO DIAGNOSTICO | II
Siemens Healthcare | Colombia | IVD |  | ADVIA CENTAUR QHBS | REACTIVO DIAGNOSTICO | III
Siemens Healthcare | Colombia | IVD |  | ATELLICA IM MULTI-DILUENT 14 | REACTIVO DIAGNOSTICO | I
Siemens Healthcare | Colombia | IVD |  | ADVIA CENTAUR QC QHBS | REACTIVO DIAGNOSTICO | III
Siemens Healthcare | Colombia | IVD |  | ADVIA CENTAUR DHEA-SO4 (DHEAS) | REACTIVO DIAGNOSTICO | II
Siemens Healthcare | Colombia | IVD |  | ATELLICA IM QHBS QUALITY CONTROL QHBS | REACTIVO DIAGNOSTICO | III
Siemens Healthcare | Colombia | IVD |  | ATELLICA IM QHBS | REACTIVO DIAGNOSTICO | III
Siemens Healthcare | Colombia | IVD |  | ATELLICA IM HER-2/NEU QUALITY CONTROL (H2N QC) | REACTIVO DIAGNOSTICO | II
Siemens Healthcare | Colombia | IVD |  | ATELLICA IM SARS-COV-2 TOTAL (COV2T) | REACTIVO DIAGNOSTICO | III
Siemens Healthcare | Colombia | IVD |  | ADVIA CENTAUR SARS-COV-2 TOTAL (COV2T) | REACTIVO DIAGNOSTICO | III
Siemens Healthcare | Colombia | IVD |  | ATELLICA IM ANTI-HEPATITIS B E ANTIGEN (AHBE) | REACTIVO DIAGNOSTICO | III
Siemens Healthcare | Colombia | IVD |  | DIMENSION VISTA/DIMENSION EXL SARS-COV-2 TOTAL ANTIBODY QUALITY CONTROL (COV2T/CV2T POS/NEG) | REACTIVO DIAGNOSTICO | III
Siemens Healthcare | Colombia | IVD |  | ATELLICA IM ANTI-HEPATITIS B E ANTIGEN QUALITY CONTROL (AHBE QC) | REACTIVO DIAGNOSTICO | III
Siemens Healthcare | Colombia | IVD |  | BERICHROM C1-INHIBITOR | REACTIVO DIAGNOSTICO | II
Siemens Healthcare | Colombia | IVD |  | ADVIA CENTAUR COV2T QC | REACTIVO DIAGNOSTICO | III
Siemens Healthcare | Colombia | IVD |  | ADVIA CENTAUR SARS-COV-2 IGG QUALITY CONTROL (COV2G QC) | REACTIVO DIAGNOSTICO | III
Siemens Healthcare | Colombia | IVD |  | ATELLICA IM SARS-COV-2 TOTAL QUALITY CONTROL (COV2T QC) | REACTIVO DIAGNOSTICO | III
Siemens Healthcare | Colombia | IVD |  | ADVIA CENTAUR RUBELLA G II QUALITY CONTROL (QC RBGII) | REACTIVO DIAGNOSTICO | III
Siemens Healthcare | Colombia | IVD |  | ATELLICA CH A1C_E ASSAY | REACTIVO DIAGNOSTICO | II
Siemens Healthcare | Colombia | IVD |  | DIMENSION EXL SARS-COV-2 TOTAL ANTIBODY ASSAY | REACTIVO DIAGNOSTICO | III
Siemens Healthcare | Colombia | IVD |  | DIMENSION VISTA/DIMENSION EXL SARS-COV-2 TOTAL ANTIBODY CALIBRATOR (COV2T CAL/CV2T CAL) | REACTIVO DIAGNOSTICO | III
Siemens Healthcare | Colombia | IVD |  | ADVIA CENTAUR ANDROSTENEDIONE (ANDRO) | REACTIVO DIAGNOSTICO | II
Siemens Healthcare | Colombia | IVD |  | INNOVANCE D-DIMER SAMPLE DILUENT | REACTIVO DIAGNOSTICO | I
Siemens Healthcare | Colombia | IVD |  | ADVIA CENTAUR ANTI-HBS2 QUALITY CONTROL MATERIAL | REACTIVO DIAGNOSTICO | III
Siemens Healthcare | Colombia | IVD |  | ADVIA CENTAUR HER-2/NEU QUALITY CONTROL MATERIAL | REACTIVO DIAGNOSTICO | II
Siemens Healthcare | Colombia | IVD |  | DIMENSION CARDIAC TROPONIN I FLEX REAGENT CARTRIDGE | REACTIVO DIAGNOSTICO | II
Siemens Healthcare | Colombia | IVD |  | ATELLICA IM SARS-COV-2 IGG (COV2G) | REACTIVO DIAGNOSTICO | III
Siemens Healthcare | Colombia | IVD |  | ADVIA CENTAUR SARS-COV-2 IGG (COV2G) | REACTIVO DIAGNOSTICO | III
Siemens Healthcare | Colombia | IVD |  | ADVIA CENTAUR CORTISOL URINE RECONSTITUTION BUFFER | REACTIVO DIAGNOSTICO | I
Siemens Healthcare | Colombia | IVD |  | ADVIA CENTAUR FREE PSA (FPSA) REAGENT | REACTIVO DIAGNOSTICO | II
Siemens Healthcare | Colombia | IVD |  | ATELLICA IM SARS-COV-2 IGG QUALITY CONTROL (COV2G QC) | REACTIVO DIAGNOSTICO | III
Siemens Healthcare | Colombia | IVD |  | ADVIA CENTAUR RUBELLA G II (RBGII) | REACTIVO DIAGNOSTICO | III
Siemens Healthcare | Colombia | IVD |  | ADVIA CENTAUR QC HBEAG | REACTIVO DIAGNOSTICO | III
Siemens Healthcare | Colombia | IVD |  | DIMENSION URINE ECSTASY SCREEN FLEX REAGENT CARTRIDGE | REACTIVO DIAGNOSTICO | II
Siemens Healthcare | Colombia | IVD |  | ADVIA CENTAUR ANTI-HBE | REACTIVO DIAGNOSTICO | III
Siemens Healthcare | Colombia | IVD |  | DIMENSION LOCI FREE THYROXINE FLEX REAGENT CARTRIDGE | REACTIVO DIAGNOSTICO | II
Siemens Healthcare | Colombia | IVD |  | BERICHROM A2-ANTIPLASMIN | REACTIVO DIAGNOSTICO | II
Siemens Healthcare | Colombia | IVD |  | ADVIA CENTAUR CALIBRADOR 27 (CAL 27) | REACTIVO DIAGNOSTICO | II
Siemens Healthcare | Colombia | IVD |  | ADVIA CENTAUR ANTI HBE QC MATERIAL | REACTIVO DIAGNOSTICO | III
Siemens Healthcare | Colombia | IVD |  | ADVIA CENTAUR ANTI-HBS2 | REACTIVO DIAGNOSTICO | III
Siemens Healthcare | Colombia | IVD |  | ADVIA CENTAUR HBE AG | REACTIVO DIAGNOSTICO | III
Siemens Healthcare | Colombia | IVD |  | N ANTISERUM TO HUMAN FIBRINOGEN | REACTIVO DIAGNOSTICO | II
Siemens Healthcare | Colombia | IVD |  | N LATEX ASL | REACTIVO DIAGNOSTICO | II
Siemens Healthcare | Colombia | IVD |  | ADVIA CENTAUR HBC T2 | REACTIVO DIAGNOSTICO | III
Siemens Healthcare | Colombia | IVD |  | ADVIA CENTAUR HBC TOTAL 2 QUALITY CONTROL | REACTIVO DIAGNOSTICO | III
Siemens Healthcare | Colombia | IVD |  | N ANTISERUM TO HUMAN ALBUMIN | REACTIVO DIAGNOSTICO | II
Siemens Healthcare | Colombia | IVD |  | ATELLICA IM RUBELLA G II | REACTIVO DIAGNOSTICO | III
Siemens Healthcare | Colombia | IVD |  | ADVIA CHEMISTRY URINARY /CEREBROSPINAL FLUID PROTEIN (UCFP) | REACTIVO DIAGNOSTICO | II
Siemens Healthcare | Colombia | IVD |  | ATELLICA IM RUBELLA G II QUALITY CONTROL (RBGII QC) | REACTIVO DIAGNOSTICO | III
Siemens Healthcare | Colombia | IVD |  | EMIT II PLUS CANNABINOID ASSAY | REACTIVO DIAGNOSTICO | II
Siemens Healthcare | Colombia | IVD |  | EMIT 2000 CARBAMAZEPINE ASSAY | REACTIVO DIAGNOSTICO | II
Siemens Healthcare | Colombia | IVD |  | REAGENT CARTRIDGE KIT | REACTIVO DIAGNOSTICO | II
Siemens Healthcare | Colombia | IVD |  | ADVIA CENTAUR BRAHMS PROCALCITONIN | REACTIVO DIAGNOSTICO | II
Siemens Healthcare | Colombia | IVD |  | N LATEX HCY | REACTIVO DIAGNOSTICO | II
Siemens Healthcare | Colombia | IVD |  | N AS IGG1 | REACTIVO DIAGNOSTICO | II
Siemens Healthcare | Colombia | IVD |  | ATELLICA IM INTERLEUKIN -6 (IL-6) | REACTIVO DIAGNOSTICO | II
Siemens Healthcare | Colombia | IVD |  | EMIT AMIKACIN ASSAY | REACTIVO DIAGNOSTICO | II
Siemens Healthcare | Colombia | IVD |  | ANTISERUM TO HUMAN C1Q | REACTIVO DIAGNOSTICO | II
Siemens Healthcare | Colombia | IVD |  | ADVIA CENTAUR SARS-COV-2 IGG QUALITY CONTROL (SCOVG QC) | REACTIVO DIAGNOSTICO | III
Siemens Healthcare | Colombia | IVD |  | ATELLICA IM SARS-COV-2 IGG (SCOVG) | REACTIVO DIAGNOSTICO | III
Siemens Healthcare | Colombia | IVD |  | DIMENSION URINE OPIATES SCREEN FLEX REAGENT CARTRIDGE | REACTIVO DIAGNOSTICO | II
Siemens Healthcare | Colombia | IVD |  | ATELLICA IM ANDROSTENEDIONE (ANDRO) | REACTIVO DIAGNOSTICO | II
Siemens Healthcare | Colombia | IVD |  | DIMENSION URINE CANNABINOIDS SCREEN FLEX REAGENT CARTRIDGE | REACTIVO DIAGNOSTICO | II
Siemens Healthcare | Colombia | MD |  | AI-RAD COMPANION - SOFTWARE DE POSTPROCESAMIENTO Y VISUALIZACIÓN | MEDICO QUIRURGICOS | IIa
Siemens Healthcare | Colombia | IVD |  | N-PROTEIN STANDARD SL | REACTIVO DIAGNOSTICO | II
Siemens Healthcare | Colombia | IVD |  | ATELLICA IM SARS-COV-2 ANTIGEN CALIBRATOR (COV2AG CAL) | REACTIVO DIAGNOSTICO | III
Siemens Healthcare | Colombia | IVD |  | ADVIA CENTAUR SARS-COV-2 ANTIGEN CALIBRATOR (COV2AG CAL) | REACTIVO DIAGNOSTICO | III
Siemens Healthcare | Colombia | IVD |  | ADVIA CENTAUR SARS-COV-2 ANTIGEN QUALITY CONTROL (COV2AG QC) | REACTIVO DIAGNOSTICO | III
Siemens Healthcare | Colombia | IVD |  | EMIT 2000 CYCLOSPORINE SPECIFIC ASSAY | REACTIVO DIAGNOSTICO | II
Siemens Healthcare | Colombia | IVD |  | ATELLICA IM SARS-COV-2 IGG QUALITY CONTROL | REACTIVO DIAGNOSTICO | III
Siemens Healthcare | Colombia | IVD |  | ADVIA CENTAUR SARS-COV-2 IGG (SCOVG) | REACTIVO DIAGNOSTICO | III
Siemens Healthcare | Colombia | IVD |  | ATELLICA IM SARS-COV-2 ANTIGEN QUALITY CONTROL (COV2AG QC) | REACTIVO DIAGNOSTICO | III
Siemens Healthcare | Colombia | IVD |  | ATELLICA IM SARS-COV-2 ANTIGEN (COV2AG) | REACTIVO DIAGNOSTICO | III
Siemens Healthcare | Colombia | IVD |  | ADVIA CENTAUR SARS-COV-2 ANTIGEN (COV2AG) | REACTIVO DIAGNOSTICO | III
Siemens Healthcare | Colombia | IVD |  | COV2AG SAMPLE LYSIS REAGENT | REACTIVO DIAGNOSTICO | III
Siemens Healthcare | Colombia | IVD |  | EMIT TOX SERUM CALIBRATORS | REACTIVO DIAGNOSTICO | II
Siemens Healthcare | Colombia | IVD |  | ATELLICA IM THYROGLOBULIN (TG) ASSAY | REACTIVO DIAGNOSTICO | II
Siemens Healthcare | Colombia | IVD |  | ATELLICA IM HBC TOTAL 2 (HBCT2) | REACTIVO DIAGNOSTICO | III
Siemens Healthcare | Colombia | IVD |  | ATELLICA IM HBC TOTAL 2 QUALITY CONTROL (HBCT2 QC) | REACTIVO DIAGNOSTICO | III
Siemens Healthcare | Colombia | IVD |  | ADVIA CENTAUR VITAMIN D TOTAL | REACTIVO DIAGNOSTICO | II
Siemens Healthcare | Colombia | IVD |  | BERICHROM HEPARIN UF CONTROL 1 | REACTIVO DIAGNOSTICO | II
Siemens Healthcare | Colombia | IVD |  | ADVIA CENTAUR VITAMIN D TOTAL DILUENT | REACTIVO DIAGNOSTICO | I
Siemens Healthcare | Colombia | IVD |  | ACUTE CARE ?HCG TESTPAK | REACTIVO DIAGNOSTICO | II
Siemens Healthcare | Colombia | MD |  | MAGNETOM FREE.MAX - SISTEMAS DE IMÁGENES POR RESONANCIA MAGNÉTICA | MEDICO QUIRURGICOS | IIa
Siemens Healthcare | Colombia | IVD |  | DIMENSION EVEROLIMUS (EVRO) ASSAY | REACTIVO DIAGNOSTICO | II
Siemens Healthcare | Colombia | IVD |  | INNOVANCE RIVAROXABAN CONTROLS | REACTIVO DIAGNOSTICO | II
Siemens Healthcare | Colombia | IVD |  | ADVIA CENTAUR EE2 DILUENT | REACTIVO DIAGNOSTICO | I
Siemens Healthcare | Colombia | IVD |  | ATELLICA CH HDL CHOLESTEROL (HDLC) | REACTIVO DIAGNOSTICO | II
Siemens Healthcare | Colombia | IVD |  | ADVIA CHEMISTRY LITHIUM_2 (LITH_2) | REACTIVO DIAGNOSTICO | II
Siemens Healthcare | Colombia | IVD |  | RP500 MEASUREMENT CARTRIDGE LAC | REACTIVO DIAGNOSTICO | II
Siemens Healthcare | Colombia | IVD |  | ATELLICA IM CMV IGM (CMV IGM QC) QUALITY CONTROL | REACTIVO DIAGNOSTICO | III
Siemens Healthcare | Colombia | IVD |  | 1. ADVIA CENTAUR CALIBRATOR 80 | REACTIVO DIAGNOSTICO | II
Siemens Healthcare | Colombia | IVD |  | ATELLICA IM ACID | REACTIVO DIAGNOSTICO | I
Siemens Healthcare | Colombia | IVD |  | DIMENSION MYCOPHENOLIC ACID FLEX REAGENT CARTRIDGE | REACTIVO DIAGNOSTICO | II
Siemens Healthcare | Colombia | IVD |  | ADVIA CENTAUR CALIBRATOR 30 | REACTIVO DIAGNOSTICO | II
Siemens Healthcare | Colombia | MD |  | SYNGO CARBON SPACE - SOFTWARE DE APLICACIÓN DE PROCESAMIENTO DE IMÁGENES | MEDICO QUIRURGICOS | IIa
Siemens Healthcare | Colombia | IVD |  | ATELLICA IM CMV IGM (CMV IGM) ASSAY | REACTIVO DIAGNOSTICO | III
Siemens Healthcare | Colombia | IVD |  | ADVIA CENTAUR CMV IGM (CMV IGM) ASSAY | REACTIVO DIAGNOSTICO | III
Siemens Healthcare | Colombia | IVD |  | ATELLICA CH LITHIUM_2 (LITH_2) | REACTIVO DIAGNOSTICO | II
Siemens Healthcare | Colombia | IVD |  | ADVIA CENTAUR CMV IGM QC | REACTIVO DIAGNOSTICO | III
Siemens Healthcare | Colombia | IVD |  | ATELLICA CH HLDL CHOLESTEROL CALIBRATOR (HDLC CAL) | REACTIVO DIAGNOSTICO | II
Siemens Healthcare | Colombia | MD |  | NAEOTOM ALPHA - SISTEMA DE TOMOGRAFIA COMPUTARIZADA DE CUERPO COMPLETO | MEDICO QUIRURGICOS | IIb
Siemens Healthcare | Colombia | IVD |  | ATELLICA CH ANTI-STREPTOLYSIN-O_3 (ASO_3) | REACTIVO DIAGNOSTICO | II
Siemens Healthcare | Colombia | IVD |  | ATELLICA CH LACTATE 2 (LAC 2) | REACTIVO DIAGNOSTICO | II
Siemens Healthcare | Colombia | IVD |  | ATELLICA CH ENZYMATIC CREATININE_3 (ECRE3 | REACTIVO DIAGNOSTICO | II
Siemens Healthcare | Colombia | IVD |  | 1. DIMENSION LIPASE (LIP) FLEX REAGENT CARTRIDGE | REACTIVO DIAGNOSTICO | II
Cepheid | Colombia | IVD |  | 1. XPERT FLU ASSAY | REACTIVO DIAGNOSTICO | II
Cepheid | Colombia | IVD |  | 1. XPERT SA NASAL COMPLETE ( ESTAFILOCOCO AUREUS METILINO RESISTENTE) | REACTIVO DIAGNOSTICO | II
Cepheid | Colombia | IVD |  | XPERT MTB/RIF ULTRA | REACTIVO DIAGNOSTICO | III
Cepheid | Colombia | IVD |  | XPERT MTB/XDR | REACTIVO DIAGNOSTICO | II
Cepheid | Colombia | IVD |  | XPERT HPV ( VIRUS DE PAPLIOMA HUMANO) | REACTIVO DIAGNOSTICO | II
Cepheid | Colombia | IVD |  | GXCARBAR (XPERT CARBA-R) | REACTIVO DIAGNOSTICO | II
Cepheid | Colombia | IVD |  | XPERT CHECK | REACTIVO DIAGNOSTICO | II
Cepheid | Colombia | IVD |  | CEPHEID´S XPERT BCR-ABL ULTRA | REACTIVO DIAGNOSTICO | II
Cepheid | Colombia | IVD |  | XPERT® MTB/RIF-ULTRA | REACTIVO DIAGNOSTICO | III
Cepheid | Colombia | MD |  | XPERT URINE SPECIMEN COLLECTION KIT - SISTEMA DE RECOLECCIÓN DE MUESTRAS DE ORINA PARA CONSERVAR Y TRANSPORTAR ADN DE CHLAMYDIA TRACHOMATIS, NEISSERIA GONORRHOEAE Y TRICHOMONA VAGINALIS | MEDICO QUIRURGICOS | I
Cepheid | Colombia | IVD |  | XPERT XPRESS FLU/RSV | REACTIVO DIAGNOSTICO | II
Cepheid | Colombia | MD |  | XPERT VAGINAL/ENDOCERVICAL SPECIMEN COLLECTION KIT | MEDICO QUIRURGICOS | IIa
Cepheid | Colombia | MD |  | GENEXPERT DX SYSTEM - ANALIZADOR DE MUESTRAS SIMPLES O COMPLEJAS USANDO REACCIÓN EN CADENA DE LA POLIMERASA EN TIEMPO REAL (PCR) | MEDICO QUIRURGICOS | IIa
Cepheid | Colombia | IVD |  | XPERT EV | REACTIVO DIAGNOSTICO | II
Cepheid | Colombia | IVD |  | XPERT FACTOR II & FACTOR V | REACTIVO DIAGNOSTICO | II
Cepheid | Colombia | MD |  | TRANSYSTEMS LQ. STUART DUAL APPLICATORS BREAKABLE POINT 33MM- SISTEMA ESTÉRIL LISTO PARA RECOLECTAR, TRANSPORTAR Y PRESERVAR MUESTRAS CLÍNICAS | MEDICO QUIRURGICOS | I
Cepheid | Colombia | MD |  | PLASTIC SWAB BP 33MM STERILE IND. WRAPPED- SISTEMA ESTERIL Y LISTO PARA EL USO, DISEÑADOS PARA LA TOMA DE MUESTRAS CLINICAS | MEDICO QUIRURGICOS | I
Cepheid | Colombia | IVD |  | XPERT®HBV VIRAL LOAD | REACTIVO DIAGNOSTICO | III
Cepheid | Colombia | IVD |  | XPERT® XPRESS STREP A | REACTIVO DIAGNOSTICO | II
Cepheid | Colombia | IVD |  | XPERT C.DIFFICILE | REACTIVO DIAGNOSTICO | II
Cepheid | Colombia | IVD |  | XPERT® HIV-1 VIRAL LOAD | REACTIVO DIAGNOSTICO | III
Cepheid | Colombia | IVD |  | XPERT C.DIFFICILE/EPI | REACTIVO DIAGNOSTICO | II
Cepheid | Colombia | IVD |  | XPERT® HCV VIRAL LOAD | REACTIVO DIAGNOSTICO | III
Cepheid | Colombia | IVD |  | XPERT® HIV-1 QUAL | REACTIVO DIAGNOSTICO | III
Cepheid | Colombia | IVD |  | XPERT XPRESS SARS-COV-2 | REACTIVO DIAGNOSTICO | III
Cepheid | Colombia | IVD |  | . | REACTIVO DIAGNOSTICO | II
Cepheid | Colombia | IVD |  | XPERT XPRESS SARS-COV-2/FLU/RSV | REACTIVO DIAGNOSTICO | III
Cepheid | Colombia | MD |  | XPERT® SWAB SPECIMEN COLLECTION KIT-KIT DE RECOGIDA DE MUESTRAS DE HISOPOS XPERT® | MEDICO QUIRURGICOS | I
Cepheid | Colombia | IVD |  | XPERT CARBA-R | REACTIVO DIAGNOSTICO | II
Cepheid | Colombia | IVD |  | XPERT® MTB/XDR | REACTIVO DIAGNOSTICO | III
Cepheid | Colombia | IVD |  | XPERT® MTB/RIF | REACTIVO DIAGNOSTICO | III
Cepheid | Colombia | IVD |  | XPERT® HIV-1 QUAL XC | REACTIVO DIAGNOSTICO | III
Cepheid | Colombia | IVD |  | XPERT® BLADDER CANCER MONITOR | REACTIVO DIAGNOSTICO | II
Cepheid | Colombia | IVD |  | 1. XPERT® CT/NG | REACTIVO DIAGNOSTICO | II
Cepheid | Colombia | IVD |  | XPERT® ® C. DIFFICILE BT | REACTIVO DIAGNOSTICO | II
Cepheid | Colombia | IVD |  | XPERT® BCR-ABL ULTRA P190 | REACTIVO DIAGNOSTICO | II
Thermo Fischer | Colombia | IVD |  | AMINOGLUCOSIDOS | REACTIVO DIAGNOSTICO | II
Thermo Fischer | Colombia | MD |  | CENTRIFUGA - MICROCENTRIFUGA - CENTRIFUGA | MEDICO QUIRURGICOS | I
Thermo Fischer | Colombia | IVD |  | COMPLEMENT C3 | REACTIVO DIAGNOSTICO | II
Thermo Fischer | Colombia | IVD |  | CREATININE (JAFFÉ) | REACTIVO DIAGNOSTICO | II
Thermo Fischer | Colombia | MD |  | CENTRIFUGA DE LABORATORIO - CENTRIFUGA CON ACCESORIOS | MEDICO QUIRURGICOS | IIa
Thermo Fischer | Colombia | MD |  | REFRIGERADOR DE LABORATORIO | MEDICO QUIRURGICOS | IIa
Thermo Fischer | Colombia | IVD |  | CK- MB | REACTIVO DIAGNOSTICO | II
Thermo Fischer | Colombia | IVD |  | SCHAEDLER ANAEROBE AGAR (AGAR SCHAEDLER) | REACTIVO DIAGNOSTICO | I
Thermo Fischer | Colombia | MD |  | MICROTOMO - MICROTOMO ELECTRONICO | MEDICO QUIRURGICOS | I
Thermo Fischer | Colombia | MD |  | CRIOSTATO | MEDICO QUIRURGICOS | I
Thermo Fischer | Colombia | IVD |  | IMAGEN ADENOVIRUS (MARCA OXOID, REMEL) | REACTIVO DIAGNOSTICO | II
Thermo Fischer | Colombia | MD |  | CENTRIFUGAS - MICROCENTRIFUGAS - THERMO SCIENTIFIC SORVALL | MEDICO QUIRURGICOS | I
Thermo Fischer | Colombia | IVD |  | BRILLIANCE ESBL AGAR (MARCA OXOID) | REACTIVO DIAGNOSTICO | I
Thermo Fischer | Colombia | MD |  | MICROTOMO HM 430 - MICROTOMO DESLIZANTE. | MEDICO QUIRURGICOS | I
Thermo Fischer | Colombia | MD |  | CHEMISTRY ANALYZER - CHEMISTRY ANALYZER - INDIKO INDIKO PLUS | MEDICO QUIRURGICOS | IIa
Thermo Fischer | Colombia | MD |  | CENTRIFUGE - MICRO CENTRIFUGE - CENTRIFUGA - MICRO CENTRIFUGA - THERMO SCIENTIFIC | MEDICO QUIRURGICOS | I
Thermo Fischer | Colombia | MD |  | CENTRIFUGA - MICROCENTRIFUGA - CENTRIFUGA | MEDICO QUIRURGICOS | I
Thermo Fischer | Colombia | MD |  | REFRIGERADORES-CONGELADORES | MEDICO QUIRURGICOS | IIa
Thermo Fischer | Colombia | MD |  | INCUBADORAS PARA USO GENERAL / INCUBADORAS DE CO2 | MEDICO QUIRURGICOS | IIa
Thermo Fischer | Colombia | MD |  | CENTRIFUGA DE LABORATORIO - CENTRIFUGA CON ACCESORIOS | MEDICO QUIRURGICOS | IIa
Thermo Fischer | Colombia | MD |  | REFERIGERADORES/CONGELADORES Y REFRIGERADORES PARA LABORATORIO | MEDICO QUIRURGICOS | IIa
Thermo Fischer | Colombia | MD |  | REFRIGERADOR - CONGELADOR - ULTRACONGELADOR | MEDICO QUIRURGICOS | IIa
Thermo Fischer | Colombia | IVD |  | ALINITY H-SERIES DILUENT | REACTIVO DIAGNOSTICO | I
Thermo Fischer | Colombia | IVD |  | ALINITY I ANTI-TPO REAGENT KIT | REACTIVO DIAGNOSTICO | II
Thermo Fischer | Colombia | IVD |  | ALINITY C IMMUNOGLOBULIN A REAGENT KIT | REACTIVO DIAGNOSTICO | II
Thermo Fischer | Colombia | IVD |  | ALINITY C APOLIPOPROTEIN A1 REAGENT KIT | REACTIVO DIAGNOSTICO | II
Thermo Fischer | Colombia | IVD |  | TAQMAN™ GTXPRESS™ MASTER MIX | REACTIVOS IN VITRO | I
Thermo Fischer | Colombia | IVD |  | TAQMAN™ GTXPRESS™ MASTER MIX | REACTIVOS IN VITRO | I
Thermo Fischer | Colombia | IVD |  | TAQMAN™ PREAMP MASTER MIX (2X) | REACTIVOS IN VITRO | I
Thermo Fischer | Colombia | IVD |  | TAQMAN™ PREAMP MASTER MIX KIT | REACTIVOS IN VITRO
Thermo Fischer | Colombia | IVD |  | TAQMAN™ UNIVERSAL MASTER MIX II WITH UNG | REACTIVOS IN VITRO | I
Thermo Fischer | Colombia | IVD |  | TAQMAN™ UNIVERSAL MASTER MIX II, NO UNG | REACTIVOS IN VITRO | I
Thermo Fischer | Colombia | IVD |  | ISE CALIBRATOR 1 | REACTIVO DIAGNOSTICO | II
Thermo Fischer | Colombia | IVD |  | TAQMAN™ GENE EXPRESSION MASTER MIX | REACTIVOS IN VITRO | I
Thermo Fischer | Colombia | IVD |  | TAQMAN™ GENOTYPING MASTER MIX | REACTIVOS IN VITRO | I
Thermo Fischer | Colombia | IVD |  | TAQMAN™ MULTIPLEX MASTER MIX | REACTIVOS IN VITRO | I
Thermo Fischer | Colombia | IVD |  | TAQMAN™ FAST ADVANCE MASTER MIX | REACTIVOS IN VITRO | I
Thermo Fischer | Colombia | IVD |  | TAQMAN™ FAST ADVANCE MASTER MIX | REACTIVOS IN VITRO | I
Thermo Fischer | Colombia | IVD |  | TAQMAN™ FAST ADVANCED MASTER MIX | REACTIVOS IN VITRO | I
Thermo Fischer | Colombia | IVD |  | TAQMAN™ FAST ADVANCED MASTER MIX | REACTIVOS IN VITRO | I
Thermo Fischer | Colombia | IVD |  | TAQMAN™ FAST UNIVERSAL PCR MASTER MIX (2X) | REACTIVOS IN VITRO | I
Thermo Fischer | Colombia | IVD |  | TAQMAN™ PREAMP MASTER MIX | REACTIVOS IN VITRO | I
Thermo Fischer | Colombia | IVD |  | TAQMAN™ UNIVERSAL MASTER MIX II, WITH UNG | REACTIVOS IN VITRO | I
Thermo Fischer | Colombia | IVD |  | TAQMAN™ UNIVERSAL MASTER MIX II, WITH UNG | REACTIVOS IN VITRO
Thermo Fischer | Colombia | MD |  | OPTILITE ANALYZER- ANALIZADOR DE QUÍMICA CLÍNICA | MEDICO QUIRURGICOS | IIa
Thermo Fischer | Colombia | IVD |  | PROTEINASE K POWDER | REACTIVOS IN VITRO | I
Thermo Fischer | Colombia | IVD |  | PURELINK™ PCR PURIFICATION KIT | REACTIVOS IN VITRO | I
Thermo Fischer | Colombia | IVD |  | RNASE A | REACTIVOS IN VITRO | I
Thermo Fischer | Colombia | IVD |  | TEMPUS™ BLOOD RNA TUBE | REACTIVOS IN VITRO | I
Thermo Fischer | Colombia | IVD |  | TRI REAGENT™ SOLUTION | REACTIVOS IN VITRO | I
Thermo Fischer | Colombia | IVD |  | EXPRESS ONE-STEP SUPERSCRIPT™ QRT-PCR KIT, UNIVERSAL | REACTIVOS IN VITRO | I
Thermo Fischer | Colombia | IVD |  | HIGH-CAPACITY CDNA REVERSE TRANSCRIPTION KIT WITH RNASE INHIBITOR | REACTIVOS IN VITRO | I
Thermo Fischer | Colombia | IVD |  | PCR SUPERMIX | REACTIVOS IN VITRO | I
Thermo Fischer | Colombia | IVD |  | PLATINUM™ SYBR™ GREEN QPCR SUPERMIX-UDG W/ROX | REACTIVOS IN VITRO | I
Thermo Fischer | Colombia | IVD |  | SUPERSCRIPT™ III PLATINUM™ ONE-STEP QRT-PCR KIT | REACTIVOS IN VITRO | I
Thermo Fischer | Colombia | IVD |  | TAQPATH™ PROAMP™ MASTER MIX | REACTIVOS IN VITRO | I
Thermo Fischer | Colombia | IVD |  | ION AMPLISEQ™ TRANSCRIPTOME HUMAN GENE EXPRESSION KIT | REACTIVOS IN VITRO | I
Thermo Fischer | Colombia | IVD |  | ION LIBRARY TAQMAN™ QUANTITATION KIT | REACTIVOS IN VITRO | I
Thermo Fischer | Colombia | IVD |  | ION PLUS FRAGMENT LIBRARY KIT | REACTIVOS IN VITRO | I
Thermo Fischer | Colombia | IVD |  | ION SPHERE™ QUALITY CONTROL KIT | REACTIVOS IN VITRO | I
Thermo Fischer | Colombia | IVD |  | TAQMAN™ ADVANCED MIRNA CDNA SYNTHESIS KIT | REACTIVOS IN VITRO | I
Thermo Fischer | Colombia | IVD |  | TAQMAN™ ARRAY HUMAN ENDOGENOUS CONTROL | REACTIVOS IN VITRO | I
Thermo Fischer | Colombia | IVD |  | TAQMAN™ ARRAY RODENT MICRORNA B CARDS V3.0 | REACTIVOS IN VITRO | I
Thermo Fischer | Colombia | IVD |  | TAQMAN™ RODENT MICRORNA A ARRAY V2.0 | REACTIVOS IN VITRO | I
Thermo Fischer | Colombia | IVD |  | EUKARYOTIC 18S RRNA ENDOGENOUS CONTROL (FAM™/MGB PROBE, NON-PRIMER LIMITED) | REACTIVOS IN VITRO | I
Thermo Fischer | Colombia | IVD |  | MAGMAX™-96 VIRAL RNA ISOLATION KIT | REACTIVOS IN VITRO | I
Thermo Fischer | Colombia | IVD |  | MEGAPLEX™ PREAMP PRIMERS, HUMAN POOL A V2.1 | REACTIVOS IN VITRO | I
Thermo Fischer | Colombia | IVD |  | REFERENCE GENOMIC DNA 103 | REACTIVOS IN VITRO | I
Thermo Fischer | Colombia | IVD |  | TAQMAN™ EGFR EXON 19 DELETIONS ASSAY | REACTIVOS IN VITRO | I
Thermo Fischer | Colombia | IVD |  | TAQMAN™ PRI-MIRNA ASSAY | REACTIVOS IN VITRO | I
Thermo Fischer | Colombia | IVD |  | TAQMAN™ RNASE P DETECTION REAGENTS KIT | REACTIVOS IN VITRO | I
Thermo Fischer | Colombia | IVD |  | TAQMAN™GENE EXPRESSION ASSAY (FAM) | REACTIVOS IN VITRO | I
Thermo Fischer | Colombia | IVD |  | DNAZOL™ REAGENT | REACTIVOS IN VITRO | I
Thermo Fischer | Colombia | IVD |  | PURELINK™ GENOMIC DNA MINI KIT | REACTIVOS IN VITRO | I
Thermo Fischer | Colombia | IVD |  | PURELINK™ MIRNA ISOLATION KIT | REACTIVOS IN VITRO | I
Thermo Fischer | Colombia | IVD |  | PURELINK™ RNASE A (20 MG/ML) | REACTIVOS IN VITRO | I
Thermo Fischer | Colombia | IVD |  | RNASEOUT™ RECOMBINANT RIBONUCLEASE INHIBITOR | REACTIVOS IN VITRO | I
Thermo Fischer | Colombia | IVD |  | EXPRESS ONE-STEP SYBR™ GREENER™ KIT, UNIVERSAL | REACTIVOS IN VITRO | I
Thermo Fischer | Colombia | IVD |  | ROX REFERENCE DYE | REACTIVOS IN VITRO | I
Thermo Fischer | Colombia | IVD |  | PLATINUM™ QUANTITATIVE PCR SUPERMIX-UDG | REACTIVOS IN VITRO | I
Thermo Fischer | Colombia | IVD |  | M-MLV REVERSE TRANSCRIPTASE (200 U/µL) | REACTIVOS IN VITRO | I
Thermo Fischer | Colombia | IVD |  | HUMAN, REVERSE PCR/SEQ PRIMER, DESALTED | REACTIVOS IN VITRO
Thermo Fischer | Colombia | IVD |  | QUBIT™ PROTEIN ASSAY KIT | REACTIVOS IN VITRO | I
Thermo Fischer | Colombia | IVD |  | REVERTAID FIRST STRAND CDNA SYNTHESIS KIT | REACTIVOS IN VITRO | I
Thermo Fischer | Colombia | IVD |  | SUPERSCRIPT™ III ONE-STEP RT-PCR SYSTEM WITH PLATINUM™ TAQ DNA POLYMERASE | REACTIVOS IN VITRO | I
Thermo Fischer | Colombia | IVD |  | TOPO™ TA CLONING™ KIT FOR SUBCLONING, WITH ONE SHOT™ TOP10 CHEMICALLY COMPETENT E. COLI CELLS | REACTIVOS IN VITRO | I
Thermo Fischer | Colombia | IVD |  | ION AMPLISEQ™ TRANSCRIPTOME PANEL HUMAN GENE EXPRESSION CORE | REACTIVOS IN VITRO | I
Thermo Fischer | Colombia | IVD |  | ION XPRESS™ BARCODE ADAPTERS 1-96 KIT | REACTIVOS IN VITRO | I
Thermo Fischer | Colombia | IVD |  | ION XPRESS™ BARCODE ADAPTERS 17-32 KIT | REACTIVOS IN VITRO | I
Thermo Fischer | Colombia | IVD |  | MEGAPLEX™ PRIMER POOLS, RODENT POOLS SET V3.0 | REACTIVOS IN VITRO | I
Thermo Fischer | Colombia | IVD |  | EXOSAP-IT™ PCR PRODUCT CLEANUP | REACTIVOS IN VITRO | I
Thermo Fischer | Colombia | IVD |  | TAQMAN™ ARRAY, HUMAN MOLECULAR MECHANISMS OF CANCER, FAST 96-WELL | REACTIVOS IN VITRO | I
Thermo Fischer | Colombia | IVD |  | HT EXOSAP-IT™ HIGH-THROUGHPUT PCR PRODUCT CLEANUP | REACTIVOS IN VITRO
Thermo Fischer | Colombia | IVD |  | ION AMPLISEQ™ DIRECT FFPE DNA KIT | REACTIVOS IN VITRO | I
Thermo Fischer | Colombia | IVD |  | BIGDYE™ DIRECT CYCLE SEQUENCING KIT | REACTIVOS IN VITRO | I
Thermo Fischer | Colombia | IVD |  | ION LIBRARY EQUALIZER™ KIT | REACTIVOS IN VITRO | I
Thermo Fischer | Colombia | IVD |  | TAQMAN™ ARRAY HUMAN APOPTOSIS VIA DEATH RECEPTORS | REACTIVOS IN VITRO | I
Thermo Fischer | Colombia | IVD |  | BIGDYE™ TERMINATOR V3.1 CYCLE SEQUENCING KIT | REACTIVOS IN VITRO | I
Thermo Fischer | Colombia | IVD |  | ION PLUS FRAGMENT LIBRARY ADAPTERS | REACTIVOS IN VITRO | I
Thermo Fischer | Colombia | IVD |  | TAQMAN™ ARRAY HUMAN IGF1R SIGNALING | REACTIVOS IN VITRO | I
Thermo Fischer | Colombia | IVD |  | TAQMAN ® EXPRESS STD PLATE FIXED FORMAT 32 PLUS | REACTIVOS IN VITRO | I
Thermo Fischer | Colombia | IVD |  | HUMAN ACTB (BETA ACTIN) ENDOGENOUS CONTROL (VIC™/MGB PROBE, PRIMER LIMITED) | REACTIVOS IN VITRO | I
Thermo Fischer | Colombia | IVD |  | TAQMAN™ ARRAY HUMAN CMV & MAPK PATHWAYS | REACTIVOS IN VITRO | I
Thermo Fischer | Colombia | IVD |  | HUMAN HPRT1 (HGPRT) ENDOGENOUS CONTROL (FAM™/MGB PROBE, NON-PRIMER LIMITED) | REACTIVOS IN VITRO | I
Thermo Fischer | Colombia | IVD |  | TAQMAN™ ARRAY HUMAN JAK-STAT PATHWAY | REACTIVOS IN VITRO | I
Thermo Fischer | Colombia | IVD |  | EUKARYOTIC 18S RRNA ENDOGENOUS CONTROL (VIC™/TAMRA™ PROBE, PRIMER LIMITED) | REACTIVOS IN VITRO | I
Thermo Fischer | Colombia | IVD |  | GENESCAN™ 600 LIZ™ DYE SIZE STANDARD | REACTIVOS IN VITRO | I
Thermo Fischer | Colombia | IVD |  | HUMAN ACTB (BETA ACTIN) ENDOGENOUS CONTROL (FAM™/MGB PROBE, NON-PRIMER LIMITED) | REACTIVOS IN VITRO | I
Thermo Fischer | Colombia | IVD |  | GENECHIP™ P. AERUGINOSA GENOME ARRAY | REACTIVOS IN VITRO | I
Thermo Fischer | Colombia | IVD |  | ONE SHOT™ TOP10 CHEMICALLY COMPETENT E. COLI | REACTIVOS IN VITRO | I
Thermo Fischer | Colombia | IVD |  | HUMAN GAPD (GAPDH) ENDOGENOUS CONTROL (VIC™/MGB PROBE, PRIMER LIMITED) | REACTIVOS IN VITRO | I
Thermo Fischer | Colombia | IVD |  | HUMAN GAPD (GAPDH) ENDOGENOUS CONTROL (VIC™/TAMRA™ PROBE, PRIMER LIMITED) | REACTIVOS IN VITRO | I
Thermo Fischer | Colombia | IVD |  | PANDEMIC H1N1/09 ASSAY SET V 2.0 | REACTIVOS IN VITRO | I
Thermo Fischer | Colombia | IVD |  | ULTRAPURE™ TRIS BUFFER (POWDER FORMAT) | REACTIVOS IN VITRO | I
Thermo Fischer | Colombia | IVD |  | TAQMAN™ COPY NUMBER REFERENCE ASSAY, HUMAN, TERT | REACTIVOS IN VITRO | I
Thermo Fischer | Colombia | IVD |  | TAQMAN™ COPY NUMBER REFERENCE ASSAY, MOUSE, TFRC | REACTIVOS IN VITRO | I
Thermo Fischer | Colombia | IVD |  | ALAMARBLUE™ CELL VIABILITY REAGENT | REACTIVOS IN VITRO | I
Thermo Fischer | Colombia | IVD |  | TAQMAN™ TAMRA PROBE | REACTIVOS IN VITRO | I
Thermo Fischer | Colombia | IVD |  | LIVE/DEAD™ BACLIGHT™ BACTERIAL VIABILITY KIT, FOR MICROSCOPY | REACTIVOS IN VITRO | I
Thermo Fischer | Colombia | IVD |  | MTT (3-(4,5-DIMETHYLTHIAZOL-2-YL)-2,5-DIPHENYLTETRAZOLIUM BROMIDE) | REACTIVOS IN VITRO | I
Thermo Fischer | Colombia | IVD |  | TAQMAN™ GENE EXPRESSION ASSAY, VIC PRIMER-LIMITED | REACTIVOS IN VITRO | I
Thermo Fischer | Colombia | IVD |  | TAQMAN™ LIQUID BIOPSY DPCR ASSAY | REACTIVOS IN VITRO | I
Thermo Fischer | Colombia | IVD |  | TAQMAN™ RNASE P CONTROL REAGENTS KIT | REACTIVOS IN VITRO | I
Thermo Fischer | Colombia | IVD |  | RAPIDHIT ID EXT GLOBALFILER™ EXPRESS | REACTIVOS IN VITRO | I
Thermo Fischer | Colombia | IVD |  | RAPIDHIT ID EXT NGM SELECT™ EXPRESS | REACTIVOS IN VITRO | I
Thermo Fischer | Colombia | IVD |  | TAQ DNA POLYMERASE (RECOMBINANT) | REACTIVOS IN VITRO | I
Thermo Fischer | Colombia | IVD |  | THERMO SCIENTIFIC PHUSION HIGH-FIDELITY DNA POLYMERASE | REACTIVOS IN VITRO | I
Thermo Fischer | Colombia | IVD |  | CYTOSCAN™ 750K KIT PLUS 24 | REACTIVOS IN VITRO | I
Thermo Fischer | Colombia | IVD |  | 1-STEP™ NBT/BCIP SUBSTRATE SOLUTION | REACTIVOS IN VITRO | I
Thermo Fischer | Colombia | IVD |  | CYTOSCAN™ HD ARRAY KIT AND REAGENT KIT BUNDLE | REACTIVOS IN VITRO | I
Thermo Fischer | Colombia | IVD |  | LGUI (SAPI) | REACTIVOS IN VITRO | I
Thermo Fischer | Colombia | IVD |  | TAQMAN™ EXOGENOUS INTERNAL POSITIVE CONTROL REAGENTS | REACTIVOS IN VITRO | I
Thermo Fischer | Colombia | IVD |  | WASH BUFFER A | REACTIVOS IN VITRO | I
Thermo Fischer | Colombia | IVD |  | GATEWAY™ LR CLONASE™ II ENZYME MIX | REACTIVOS IN VITRO | I
Thermo Fischer | Colombia | IVD |  | 5' FLUORESCENT LABELED/UNLABELED PAIRS | REACTIVOS IN VITRO | I
Thermo Fischer | Colombia | IVD |  | NI-NTA PURIFICATION SYSTEM | REACTIVOS IN VITRO | I
Thermo Fischer | Colombia | IVD |  | CUSTOM PRISM PRIMER | REACTIVOS IN VITRO | I
Thermo Fischer | Colombia | IVD |  | CUSTOM TAQMAN ASSAY | REACTIVOS IN VITRO | I
Thermo Fischer | Colombia | IVD |  | HHAI | REACTIVOS IN VITRO | I
Thermo Fischer | Colombia | IVD |  | CUSTOM TAQMAN™ GENE EXPRESSION ASSAY,FAM | REACTIVOS IN VITRO | I
Thermo Fischer | Colombia | IVD |  | SATI (FNU4HI) | REACTIVOS IN VITRO | I
Thermo Fischer | Colombia | IVD |  | RSAI | REACTIVOS IN VITRO | I
Thermo Fischer | Colombia | IVD |  | TOTAL EXOSOME RNA & PROTEIN ISOLATION KIT | REACTIVOS IN VITRO | I
Thermo Fischer | Colombia | IVD |  | T4 DNA LIGASE (5 U/µL) | REACTIVOS IN VITRO | I
Thermo Fischer | Colombia | IVD |  | TRU1I (MSEI) | REACTIVOS IN VITRO | I
Thermo Fischer | Colombia | IVD |  | XBAI | REACTIVOS IN VITRO | I
Thermo Fischer | Colombia | IVD |  | MEGAPLEX™ PREAMP PRIMERS, RODENT POOL B V3.0 | REACTIVOS IN VITRO | I
Thermo Fischer | Colombia | IVD |  | ONCOMINE™ BRCA RESEARCH ASSAY CHEF-READY LIBRARY PREPARATION | REACTIVOS IN VITRO | I
Thermo Fischer | Colombia | IVD |  | ONCOMINE™ CHILDHOOD CANCER RESEARCH ASSAY DNA | REACTIVOS IN VITRO | I
Thermo Fischer | Colombia | IVD |  | HUMAN, FORWARD PCR/SEQ PRIMER, DESALTED | REACTIVOS IN VITRO | I
Thermo Fischer | Colombia | IVD |  | ONCOMINE™ TUMOR MUTATION LOAD ASSAY – CHEF?READY | REACTIVOS IN VITRO | I
Thermo Fischer | Colombia | IVD |  | ION 510™ & ION 520™ & ION 530™ KIT – CHEF (1 SEQUENCING RUN PER INITIALIZATION) | REACTIVOS IN VITRO | I
Thermo Fischer | Colombia | IVD |  | ION 550™ KIT—CHEF | REACTIVOS IN VITRO | I
Thermo Fischer | Colombia | IVD |  | SNAPSHOT™ MULTIPLEX KIT, WITH PROTOCO | REACTIVOS IN VITRO | I
Thermo Fischer | Colombia | IVD |  | ALINITY I B·R·A·H·M·S PCT CALIBRATORS | REACTIVO DIAGNOSTICO | II
Thermo Fischer | Colombia | IVD |  | 31XX, 3500, AND SEQSTUDIO™ MATRIX STANDARDS KIT, BIGDYE™ TERMINATOR V3.1 | REACTIVOS IN VITRO | I
Thermo Fischer | Colombia | IVD |  | ONE SHOT™ MACH1™ T1 PHAGE-RESISTANT CHEMICALLY COMPETENT E. COLI | REACTIVOS IN VITRO | I
Thermo Fischer | Colombia | IVD |  | 3730/3730XL DNA ANALYZER SEQUENCING STANDARDS, BIGDYE™ TERMINATOR V1.1 | REACTIVOS IN VITRO | I
Thermo Fischer | Colombia | IVD |  | GENESCAN™ 1200 LIZ™ DYE SIZE STANDARD | REACTIVOS IN VITRO | I
Thermo Fischer | Colombia | IVD |  | ALEXA FLUOR™ 488 PHALLOIDIN | REACTIVOS IN VITRO | I
Thermo Fischer | Colombia | IVD |  | PCR PRODUCT PRE-SEQUENCING KIT | REACTIVOS IN VITRO | I
Thermo Fischer | Colombia | IVD |  | CYTOSCAN™ MOD, STAIN, HOLD, AND PURIF POST-LAB | REACTIVOS IN VITRO | I
Thermo Fischer | Colombia | IVD |  | SUPERSIGNAL™ WEST FEMTO MAXIMUM SENSITIVITY SUBSTRATE | REACTIVOS IN VITRO | I
Thermo Fischer | Colombia | IVD |  | ULTRAPURE™ DNA TYPING GRADE™ 50X TAE BUFFER | REACTIVOS IN VITRO | I
Thermo Fischer | Colombia | IVD |  | ALEXA FLUOR™ 555 TYRAMIDE SUPERBOOST™ KIT, GOAT ANTI-MOUSE IGG | REACTIVOS IN VITRO | I
Thermo Fischer | Colombia | IVD |  | AMPF?STR™ SGM PLUS™ PCR AMPLIFICATION KIT | REACTIVOS IN VITRO | I
Thermo Fischer | Colombia | IVD |  | CYTOSCAN™ 750K KIT | REACTIVOS IN VITRO | I
Thermo Fischer | Colombia | IVD |  | EXONUCLEASE I (20 U/µL) | REACTIVOS IN VITRO | I
Thermo Fischer | Colombia | IVD |  | HUMAN ACTB (BETA ACTIN) ENDOGENOUS CONTROL (FAM™/MGB PROBE, NON-PRIMER LIMITED) | REACTIVOS IN VITRO | I
Thermo Fischer | Colombia | IVD |  | RNASE A, DNASE AND PROTEASE-FREE | REACTIVOS IN VITRO | I
Thermo Fischer | Colombia | IVD |  | CYTOSCAN™ MODULE 3: POST-LAB FRAGMENTATION, LABELING AND HYBRIDIZATION | REACTIVOS IN VITRO | I
Thermo Fischer | Colombia | IVD |  | PREPFILER BTATM LYSIS BUFFER | REACTIVOS IN VITRO | I
Thermo Fischer | Colombia | IVD |  | TAQMAN™ RNA-TO-CT™ 1-STEP KIT | REACTIVOS IN VITRO | I
Thermo Fischer | Colombia | IVD |  | MOUSE GAPD (GAPDH) ENDOGENOUS CONTROL (VIC™/MGB PROBE, PRIMER LIMITED) | REACTIVOS IN VITRO
Thermo Fischer | Colombia | IVD |  | TAQMAN® ARRAY STANDARD PLATES | REACTIVOS IN VITRO | I
Thermo Fischer | Colombia | IVD |  | INFINITY LITHIUM REAGENT | REACTIVO DIAGNOSTICO | II
Thermo Fischer | Colombia | IVD |  | ; | REACTIVO DIAGNOSTICO
Thermo Fischer | Colombia | IVD |  | IBLOT™ 2 NITROCELLULOSE TRANSFER STACKS | REACTIVOS IN VITRO | I
Thermo Fischer | Colombia | IVD |  | PAGERULER™ PRESTAINED PROTEIN LADDER, 10 TO 180 KDA | REACTIVOS IN VITRO | I
Thermo Fischer | Colombia | IVD |  | PIERCE™ ECL WESTERN BLOTTING SUBSTRATE | REACTIVOS IN VITRO | I
Thermo Fischer | Colombia | IVD |  | SLIDE-A-LYZER™ CASSETTE FLOAT BUOYS (FOR 0.5 ML TO 3 ML CASSETTES) | REACTIVOS IN VITRO | I
Thermo Fischer | Colombia | IVD |  | TWEEN™ 20 SURFACT-AMPS™ DETERGENT SOLUTION | REACTIVOS IN VITRO | I
Thermo Fischer | Colombia | IVD |  | CD31 MONOCLONAL ANTIBODY (MBC78.2), FITC | REACTIVOS IN VITRO | I
Thermo Fischer | Colombia | IVD |  | MEDIUM 199, HEPES | REACTIVOS IN VITRO | I
Thermo Fischer | Colombia | IVD |  | OSTEOPONTIN POLYCLONAL ANTIBODY | REACTIVOS IN VITRO | I
Thermo Fischer | Colombia | IVD |  | PIERCE™ BCA PROTEIN ASSAY KIT - REDUCING AGENT COMPATIBLE | REACTIVOS IN VITRO | I
Thermo Fischer | Colombia | IVD |  | ECORI | REACTIVOS IN VITRO | I
Thermo Fischer | Colombia | IVD |  | ESP3I (BSMBI) | REACTIVOS IN VITRO | I
Thermo Fischer | Colombia | IVD |  | FASTDIGEST BSENI | REACTIVOS IN VITRO | I
Thermo Fischer | Colombia | IVD |  | FASTDIGEST PAGI | REACTIVOS IN VITRO | I
Thermo Fischer | Colombia | IVD |  | GENEART SITE-DIRECTED MUTAGENESIS SYSTEM | REACTIVOS IN VITRO | I
Thermo Fischer | Colombia | IVD |  | HINFI | REACTIVOS IN VITRO | I
Thermo Fischer | Colombia | IVD |  | HPYF3I (DDEI) | REACTIVOS IN VITRO | I
Thermo Fischer | Colombia | IVD |  | MUNI (MFEI) | REACTIVOS IN VITRO | I
Thermo Fischer | Colombia | IVD |  | DREAMTAQ GREEN DNA POLYMERASE | REACTIVOS IN VITRO | I
Thermo Fischer | Colombia | IVD |  | PHUSION BLOOD DIRECT PCR KIT | REACTIVOS IN VITRO | I
Thermo Fischer | Colombia | IVD |  | THERMO SCIENTIFIC™ RNASE A, DNASE AND PROTEASE-FREE | REACTIVOS IN VITRO | I
Thermo Fischer | Colombia | IVD |  | ATTUNE™ PERFORMANCE TRACKING BEADS | REACTIVOS IN VITRO | I
Thermo Fischer | Colombia | IVD |  | ATTUNE™ WASH SOLUTION | REACTIVOS IN VITRO | I
Thermo Fischer | Colombia | IVD |  | CPG METHYLTRANSFERASE (M.SSSI) | REACTIVOS IN VITRO | I
Thermo Fischer | Colombia | IVD |  | GIBCO BENCHSTABLE™ DMEM (1X) + GLUTAMAX -I | REACTIVOS IN VITRO | I
Thermo Fischer | Colombia | IVD |  | PIERCE™ LDH CYTOTOXICITY ASSAY KIT | REACTIVOS IN VITRO | I
Thermo Fischer | Colombia | IVD |  | PIERCE™ TMB SUBSTRATES | REACTIVOS IN VITRO | I
Thermo Fischer | Colombia | IVD |  | GENEJET PCR PURIFICATION KIT | REACTIVOS IN VITRO | I
Thermo Fischer | Colombia | IVD |  | NOVEX™ NUPAGE™ 10% BIS-TRIS PROTEIN GELS, 1.0 MM, 10-WELL | REACTIVOS IN VITRO | I
Thermo Fischer | Colombia | IVD |  | NOVEX™ SEMI-DRY BLOTTER | REACTIVOS IN VITRO | I
Thermo Fischer | Colombia | IVD |  | PIERCE™ NEGATIVE ION CALIBRATION SOLUTION | REACTIVOS IN VITRO | I
Thermo Fischer | Colombia | IVD |  | PIERCE™ PROTEIN A/G MAGNETIC BEADS | REACTIVOS IN VITRO | I
Thermo Fischer | Colombia | IVD |  | RNASEZAP™ RNASE DECONTAMINATION WIPES | REACTIVOS IN VITRO | I
Thermo Fischer | Colombia | IVD |  | SILVERXPRESS™ SILVER STAINING KIT | REACTIVOS IN VITRO | I
Thermo Fischer | Colombia | IVD |  | SPECTRA™ MULTICOLOR BROAD RANGE PROTEIN LADDER | REACTIVOS IN VITRO | I
Thermo Fischer | Colombia | IVD |  | SPECTRA™ MULTICOLOR HIGH RANGE PROTEIN LADDER | REACTIVOS IN VITRO | I
Thermo Fischer | Colombia | IVD |  | GOAT ANTI-MOUSE IGG (H+L) CROSS-ADSORBED SECONDARY ANTIBODY, FITC | REACTIVOS IN VITRO | I
Thermo Fischer | Colombia | IVD |  | GOAT ANTI-MOUSE IGG (H+L) SECONDARY ANTIBODY, HRP | REACTIVOS IN VITRO | I
Thermo Fischer | Colombia | IVD |  | RABBIT ANTI-PIG IGG (H+L) SECONDARY ANTIBODY, HRP | REACTIVOS IN VITRO | I
Thermo Fischer | Colombia | IVD |  | MAGNET BEAD CLEANUP MODULE | REACTIVOS IN VITRO | I
Thermo Fischer | Colombia | IVD |  | THERMO FISHER DREAMTAQ GREEN PCR MASTER MIX (2X) | REACTIVOS IN VITRO | I
Thermo Fischer | Colombia | IVD |  | BMP2 RECOMBINANT HUMAN PROTEIN | REACTIVOS IN VITRO | I
Thermo Fischer | Colombia | IVD |  | CFR9I (XMAI) | REACTIVOS IN VITRO | I
Thermo Fischer | Colombia | IVD |  | IBIND™ WESTERN STARTER KIT | REACTIVOS IN VITRO | I
Thermo Fischer | Colombia | IVD |  | IBLOT™ 2 AND IBIND WESTERN STARTER KIT | REACTIVOS IN VITRO | I
Thermo Fischer | Colombia | IVD |  | MAGICMARK™ XP WESTERN PROTEIN STANDARD | REACTIVOS IN VITRO | I
Thermo Fischer | Colombia | IVD |  | FASTDIGEST SFII | REACTIVOS IN VITRO | I
Thermo Fischer | Colombia | IVD |  | PIERCE™ 20X TBS TWEEN™ 20 BUFFER | REACTIVOS IN VITRO | I
Thermo Fischer | Colombia | IVD |  | MICROAMP™ REACTION TUBE WITH CAP, 0.2 ML | REACTIVOS IN VITRO | I
Thermo Fischer | Colombia | IVD |  | NDEI | REACTIVOS IN VITRO | I
Thermo Fischer | Colombia | IVD |  | PMSF PROTEASE INHIBITOR | REACTIVOS IN VITRO | I
Thermo Fischer | Colombia | IVD |  | TANGO BUFFER (10X) | REACTIVOS IN VITRO | I
Thermo Fischer | Colombia | IVD |  | TOPVISION AGAROSE | REACTIVOS IN VITRO | I
Thermo Fischer | Colombia | IVD |  | DNASE I, RNASE-FREE (SUPPLIED WITH MNCL2) (1 U/µL) | REACTIVOS IN VITRO | I
Thermo Fischer | Colombia | IVD |  | BETA ACTIN LOADING CONTROL MONOCLONAL ANTIBODY (BA3R) | REACTIVOS IN VITRO | I
Thermo Fischer | Colombia | IVD |  | CUSTOM DNA OLIGOS | REACTIVOS IN VITRO | I
Thermo Fischer | Colombia | IVD |  | LAMBDA EXONUCLEASE (10 U/µL) | REACTIVOS IN VITRO | I
Thermo Fischer | Colombia | IVD |  | SUPERASE• IN™ RNASE INHIBITOR | REACTIVOS IN VITRO | I
Thermo Fischer | Colombia | IVD |  | PHI29 DNA POLYMERASE (10 U/µL) | REACTIVOS IN VITRO | I
Thermo Fischer | Colombia | IVD |  | SUPERSCRIPT™ II REVERSE TRANSCRIPTASE | REACTIVOS IN VITRO | I
Thermo Fischer | Colombia | IVD |  | TA CLONING™ KIT, WITH PCR™2.1 VECTOR, WITHOUT COMPETENT CELLS | REACTIVOS IN VITRO | I
Thermo Fischer | Colombia | IVD |  | TOPO™ TA CLONING™ KIT FOR SEQUENCING, WITH PCR™4-TOPO™ VECTOR, ONE SHOT™ TOP10 CHEMICALLY COMPETENT E. COLI, AND PURELINK™ QUICK PLASMID MINIPREP KIT | REACTIVOS IN VITRO | I
Thermo Fischer | Colombia | IVD |  | TOPO™ TA CLONING™ KIT FOR SUBCLONING, WITHOUT COMPETENT CELLS | REACTIVOS IN VITRO | I
Thermo Fischer | Colombia | IVD |  | WATER, NUCLEASE-FREE | REACTIVOS IN VITRO | I
Thermo Fischer | Colombia | IVD |  | THERMO SCIENTIFIC™ DREAMTAQ DREAMTAQ HOT START PCR MASTER MIX | REACTIVOS IN VITRO | I
Thermo Fischer | Colombia | IVD |  | XBAI | REACTIVOS IN VITRO | I
Thermo Fischer | Colombia | IVD |  | MOLECULAR PROBES™ APO-BRDU™ TUNEL ASSAY KIT, WITH ALEXA FLUOR™ 488 ANTI-BRDU | REACTIVOS IN VITRO
Thermo Fischer | Colombia | IVD |  | XMII (ACCI) | REACTIVOS IN VITRO | I
Thermo Fischer | Colombia | IVD |  | PHOSPHO-AKT1 (SER473) MONOCLONAL ANTIBODY (SDRNR), PE-CYANINE7, EBIOSCIENCE™ | REACTIVOS IN VITRO | I
Thermo Fischer | Colombia | IVD |  | ATTUNE™ 1 X FOCUSING FLUID | REACTIVOS IN VITRO | I
Thermo Fischer | Colombia | IVD |  | CELLTRACE™ VIOLET CELL PROLIFERATION KIT, FOR FLOW CYTOMETRY | REACTIVOS IN VITRO | I
Thermo Fischer | Colombia | IVD |  | 50 BP DNA LADDER | REACTIVOS IN VITRO | I
Thermo Fischer | Colombia | IVD |  | CHAPS DETERGENT (3-((3-CHOLAMIDOPROPYL) DIMETHYLAMMONIO)-1-PROPANESULFONATE) | REACTIVOS IN VITRO | I
Thermo Fischer | Colombia | IVD |  | FLOW CYTOMETRY SUB-MICRON PARTICLE SIZE REFERENCE KIT | REACTIVOS IN VITRO | I
Thermo Fischer | Colombia | IVD |  | MOLECULAR PROBES™ DIHYDRORHODAMINE 123 | REACTIVOS IN VITRO | I
Thermo Fischer | Colombia | IVD |  | PIERCE™ NYLON MEMBRANES | REACTIVOS IN VITRO | I
Thermo Fischer | Colombia | IVD |  | AMPLITAQ GOLD™ 360 MASTER MIX | REACTIVOS IN VITRO | I
Thermo Fischer | Colombia | IVD |  | GENECHIP MIRNA 4.1 24-ARRAY PLATE | REACTIVOS IN VITRO | I
Thermo Fischer | Colombia | IVD |  | GENETITAN STAIN TRAY | REACTIVOS IN VITRO | I
Thermo Fischer | Colombia | IVD |  | GEL LOADING BUFFER II (DENATURING PAGE) | REACTIVOS IN VITRO | I
Thermo Fischer | Colombia | IVD |  | NUCLEASE-FREE WATER (NOT DEPC-TREATED) | REACTIVOS IN VITRO | I
Thermo Fischer | Colombia | IVD |  | THIN-WALLED, FROSTED LID, RNASE-FREE PCR TUBES (0.2 ML) | REACTIVOS IN VITRO | I
Thermo Fischer | Colombia | IVD |  | ULTRAPURE™ GLYCEROL | REACTIVOS IN VITRO | I
Thermo Fischer | Colombia | IVD |  | MBII (BSRBI) | REACTIVOS IN VITRO | I
Thermo Fischer | Colombia | IVD |  | CONTROL OLIGO B2, 3NM | REACTIVOS IN VITRO
Thermo Fischer | Colombia | IVD |  | ULTRAPURE™ PHENOL:CHLOROFORM:ISOAMYL ALCOHOL (25:24:1, V/V) | REACTIVOS IN VITRO | I
Thermo Fischer | Colombia | IVD |  | MSPI (HPAII) | REACTIVOS IN VITRO | I
Thermo Fischer | Colombia | IVD |  | ION TOTAL RNA-SEQ KIT V2 CORE KIT | REACTIVOS IN VITRO | I
Thermo Fischer | Colombia | IVD |  | IONCODE™ ADAPTER 0101?0196 | REACTIVOS IN VITRO | I
Thermo Fischer | Colombia | IVD |  | SEQSTUDIO™ INTEGRATED CAPILLARY PROTECTOR | REACTIVOS IN VITRO | I
Thermo Fischer | Colombia | IVD |  | SUPERSCRIPT™ III FIRST-STRAND SYNTHESIS SUPERMIX | REACTIVOS IN VITRO | I
Thermo Fischer | Colombia | IVD |  | EDTA (0.5 M), PH 8.0, RNASE-FREE | REACTIVOS IN VITRO | I
Thermo Fischer | Colombia | IVD |  | LUMINARIS COLOR HRM MASTER MIX | REACTIVOS IN VITRO | I
Thermo Fischer | Colombia | IVD |  | FETAL BOVINE SERUM, QUALIFIED, US ORIGIN, STANDARD (STERILE-FILTERED) | REACTIVOS IN VITRO | I
Thermo Fischer | Colombia | IVD |  | MOLECULAR PROBES™ NUCRED™ DEAD 647 READYPROBES™ REAGENT | REACTIVOS IN VITRO | I
Thermo Fischer | Colombia | IVD |  | TAQPATH™ 1-STEP MULTIPLEX MASTER MIX | REACTIVOS IN VITRO | I
Thermo Fischer | Colombia | IVD |  | NBT SUBSTRATE POWDER (NITRO-BLUE TETRAZOLIUM CHLORIDE) | REACTIVOS IN VITRO | I
Thermo Fischer | Colombia | IVD |  | PLURONIC™ F-127, LOW UV ABSORBANCE | REACTIVOS IN VITRO | I
Thermo Fischer | Colombia | IVD |  | PIERCE™ 96-WELL POLYSTYRENE PLATES, CORNER NOTCH | REACTIVOS IN VITRO | I
Thermo Fischer | Colombia | IVD |  | TRACKIT™ 1 KB PLUS DNA LADDER | REACTIVOS IN VITRO | I
Thermo Fischer | Colombia | IVD |  | FASTDIGEST™ BAMHI | REACTIVOS IN VITRO | I
Thermo Fischer | Colombia | IVD |  | PVUII | REACTIVOS IN VITRO | I
Thermo Fischer | Colombia | IVD |  | TOPO™ XL-2 COMPLETE PCR CLONING KIT, WITH ONE SHOT™ OMNIMAX™ 2 T1R CHEMICALLY COMPETENT E. COLI CELLS | REACTIVOS IN VITRO | I
Thermo Fischer | Colombia | IVD |  | ARRAY CARDS, 8-PORT (EMPTY) | REACTIVOS IN VITRO | I
Thermo Fischer | Colombia | IVD |  | MICROAMP™ ADHESIVE FILM APPLICATOR | REACTIVOS IN VITRO | I
Thermo Fischer | Colombia | IVD |  | PLATE SEPTA, 96 WELL | REACTIVOS IN VITRO | I
Thermo Fischer | Colombia | IVD |  | PLATINUM™ GREEN HOT START PCR MASTER MIX (2X) | REACTIVOS IN VITRO | I
Thermo Fischer | Colombia | IVD |  | MICROAMP™ OPTICAL 8-CAP STRIPS | REACTIVOS IN VITRO | I
Thermo Fischer | Colombia | IVD |  | TAQPATH™ 1-STEP MULTIPLEX MASTER MIX (NO ROX) | REACTIVOS IN VITRO | I
Thermo Fischer | Colombia | IVD |  | THERMO FISHER DREAMTAQ HOT START GREEN PCR MASTER MIX (2X) | REACTIVOS IN VITRO | I
Thermo Fischer | Colombia | IVD |  | ONE SHOT™ BL21(DE3) CHEMICALLY COMPETENT E. COLI | REACTIVOS IN VITRO | I
Thermo Fischer | Colombia | IVD |  | VETMAX™ NDV REAGENTS | REACTIVOS IN VITRO | I
Thermo Fischer | Colombia | IVD |  | ULTRAPURE™ AGAROSE | REACTIVOS IN VITRO | I
Thermo Fischer | Colombia | IVD |  | CLARIOM™ S ASSAY, MOUSE | REACTIVOS IN VITRO | I
Thermo Fischer | Colombia | IVD |  | ULTRAPURE™ SALMON SPERM DNA SOLUTION | REACTIVOS IN VITRO | I
Thermo Fischer | Colombia | IVD |  | ALW21I (BSIHKAI) | REACTIVOS IN VITRO | I
Thermo Fischer | Colombia | IVD |  | TAQMAN™ NON-CODING RNA ASSAY | REACTIVOS IN VITRO | I
Thermo Fischer | Colombia | IVD |  | ALW44I | REACTIVOS IN VITRO | I
Thermo Fischer | Colombia | IVD |  | CLONEJET™ PCR CLONING | REACTIVOS IN VITRO | I
Thermo Fischer | Colombia | IVD |  | FASTDIGEST SAU3AI (BSP143I) | REACTIVOS IN VITRO | I
Thermo Fischer | Colombia | IVD |  | FASTDIGEST™ ECORI | REACTIVOS IN VITRO | I
Thermo Fischer | Colombia | IVD |  | PCDNA™3.3-TOPO™ TA CLONING™ KIT | REACTIVOS IN VITRO | I
Thermo Fischer | Colombia | IVD |  | PSTI | REACTIVOS IN VITRO | I
Thermo Fischer | Colombia | IVD |  | RESTRICTION ENZYME ALU I | REACTIVOS IN VITRO | I
Thermo Fischer | Colombia | IVD |  | ONCOMINE™ COMPREHENSIVE ASSAY V3M | REACTIVOS IN VITRO | I
Thermo Fischer | Colombia | IVD |  | POP-7™ POLYMER FOR 3730/3730 XL DNA ANALYZERS | REACTIVOS IN VITRO | I
Thermo Fischer | Colombia | IVD |  | POP-7™ POLYMER FOR 3730/3730XL DNA ANALYZERS | REACTIVOS IN VITRO | I
Thermo Fischer | Colombia | IVD |  | T4 DNA LIGASE | REACTIVOS IN VITRO | I
Thermo Fischer | Colombia | IVD |  | TRANSFORMAID BACTERIAL TRANSFORMATION KIT | REACTIVOS IN VITRO | I
Thermo Fischer | Colombia | IVD |  | STOCKMARKS™ FOR HORSE, CATTLE AND DOG GENOTYPING KITS | REACTIVOS IN VITRO | I
Thermo Fischer | Colombia | IVD |  | X-GAL | REACTIVOS IN VITRO | I
Thermo Fischer | Colombia | IVD |  | EBIOSCIENCE™ 10X RBC LYSIS BUFFER (MULTI-SPECIES) | REACTIVOS IN VITRO | I
Thermo Fischer | Colombia | IVD |  | MICROAMP™ 96-WELL TRAY/RETAINER SET | REACTIVOS IN VITRO | I
Thermo Fischer | Colombia | IVD |  | MICROAMP™ FAST 8-TUBE STRIP, 0.1 ML | REACTIVOS IN VITRO | I
Thermo Fischer | Colombia | IVD |  | CLARIOM™ D ARRAY, HUMAN | REACTIVOS IN VITRO | I
Thermo Fischer | Colombia | IVD |  | AXIOM™ ARRAY GENETITAN™ CONSUMABLES KIT - HYBRIDIZATION TRAY | REACTIVOS IN VITRO | I
Thermo Fischer | Colombia | IVD |  | GENEATLAS™ HYBRIDIZATION, WASH, AND STAIN KIT FOR MIRNA ARRAYS | REACTIVOS IN VITRO | I
Thermo Fischer | Colombia | IVD |  | GENECHIP™ 3' IVT PLUS REAGENT KIT | REACTIVOS IN VITRO | I
Thermo Fischer | Colombia | IVD |  | GENECHIP™ HUMAN TRANSCRIPTOME ASSAY 2.0 | REACTIVOS IN VITRO | I
Thermo Fischer | Colombia | IVD |  | GENECHIP™ WT PLUS REAGENT KIT | REACTIVOS IN VITRO | I
Thermo Fischer | Colombia | IVD |  | ION TOTAL RNA-SEQ PRIMER SET V2 | REACTIVOS IN VITRO | I
Thermo Fischer | Colombia | IVD |  | PRIMEVIEW HUMAN GENE EXPRESSION ASSAY | REACTIVOS IN VITRO | I
Thermo Fischer | Colombia | IVD |  | APOLIPOPROTEIN A1 | REACTIVO DIAGNOSTICO | II
Thermo Fischer | Colombia | IVD |  | MAGMAX™ VIRAL/PATHOGEN ELUTION BUFFER | REACTIVOS IN VITRO | I
Thermo Fischer | Colombia | MD |  | BLOOD BANK REFRIGERATORS-REFRIGERADORES PARA BANCOS DE SANGRE | MEDICO QUIRURGICOS | IIa
Thermo Fischer | Colombia | MD |  | ULTRA-LOW TEMPERATURE FREEZERS-CONGELADORES DE ULTRA BAJA TEMPERATURA | MEDICO QUIRURGICOS | IIa
Thermo Fischer | Colombia | IVD |  | TAQMAN SARS COV 2 ASSAY KIT V2 | REACTIVOS IN VITRO
Thermo Fischer | Colombia | IVD |  | EXOSAP-IT™ EXPRESS PCR PRODUCT CLEANUP WITH TRACKING DYE | REACTIVOS IN VITRO | I
Thermo Fischer | Colombia | IVD |  | POP-6™ (384) PERFORMANCE OPTIMIZED POLYMER 3500 SERIES | REACTIVOS IN VITRO | I
Thermo Fischer | Colombia | IVD |  | EXOSAP-IT® PCR | REACTIVOS IN VITRO | I
Thermo Fischer | Colombia | IVD |  | MAGMAX™ FFPE DNA/RNA ULTRA KIT | REACTIVOS IN VITRO | I
Thermo Fischer | Colombia | IVD |  | MATRIX STANDARD SET DS-02 DROX™, DTAMRA™, DR6G, DR110, LIZ™ DYES | REACTIVOS IN VITRO | I
Thermo Fischer | Colombia | IVD |  | PBS, PH 7.4 (1X) | REACTIVOS IN VITRO | I
Thermo Fischer | Colombia | IVD |  | AMPLITAQ GOLD™ DNA POLYMERASE WITH BUFFER II & MGCL2 | REACTIVOS IN VITRO | I
Thermo Fischer | Colombia | IVD |  | DS-36 (DYE SET J6 ) MATRIX STD KIT | REACTIVOS IN VITRO | I
Thermo Fischer | Colombia | IVD |  | POP-6™ POLYMER FOR 310 GENETIC ANALYZERS | REACTIVOS IN VITRO | I
Thermo Fischer | Colombia | IVD |  | MAGMAX™ VIRAL/PATHOGEN WASH SOLUTION | REACTIVOS IN VITRO | I
Thermo Fischer | Colombia | IVD |  | APPLIED BIOSYSTEMS TAQPATH™ 1-STEP RT-QPCR MASTER MIX, CG | REACTIVOS IN VITRO | I
Thermo Fischer | Colombia | IVD |  | MAGMAX™ VIRAL/PATHOGEN PROTEINASE K | REACTIVOS IN VITRO | I
Thermo Fischer | Colombia | IVD |  | DNTP MIX (10 MM EA) | REACTIVOS IN VITRO | I
Thermo Fischer | Colombia | IVD |  | DYNABEADS™ INTACT VIRUS ENRICHMENT (OPTIMIZED FOR SARS-COV-2) | REACTIVOS IN VITRO | I
Thermo Fischer | Colombia | IVD |  | MICROAMP™ OPTICAL 96-WELL REACTION PLATE WITH BARCODE & OPTICAL ADHESIVE FILMS | REACTIVOS IN VITRO | I
Thermo Fischer | Colombia | IVD |  | PLATINUM PCR SUPERMIX | REACTIVOS IN VITRO | I
Thermo Fischer | Colombia | IVD |  | SUPERSCRIPT™ IV ONE-STEP RT-PCR SYSTEM | REACTIVOS IN VITRO | I
Thermo Fischer | Colombia | IVD |  | TAQMAN™ CONTROL DILUTION BUFFER | REACTIVOS IN VITRO | I
Thermo Fischer | Colombia | IVD |  | MICROAMP™ OPTICAL 96-WELL REACTION PLATE | REACTIVOS IN VITRO | I
Thermo Fischer | Colombia | IVD |  | SYBR™ SAFE DNA GEL STAIN | REACTIVOS IN VITRO | I
Thermo Fischer | Colombia | IVD |  | ULTRAPURE™ AGAROSE | REACTIVOS IN VITRO | I
Thermo Fischer | Colombia | IVD |  | UPERSCRIPT™ IV FIRST-STRAND SYNTHESIS SYSTEM WITH EZDNASE™ ENZYME | REACTIVOS IN VITRO | I
Thermo Fischer | Colombia | MD |  | CENTRIFUGE WITH ACCESSORIES-CENTRIFUGAS | MEDICO QUIRURGICOS | I
Thermo Fischer | Colombia | IVD |  | CARRIERMAX™ SMN1/SMN2 REAGENT KIT | REACTIVOS IN VITRO | I
Thermo Fischer | Colombia | IVD |  | CYTOSCAN™ XON ARRAY, 6 PACK | REACTIVOS IN VITRO | I
Thermo Fischer | Colombia | IVD |  | CYTOSCAN™ XON MODULE 1A - AMPLIFICATION | REACTIVOS IN VITRO | I
Thermo Fischer | Colombia | IVD |  | ATTUNE™ DEBUBLE SOLUTION | REACTIVOS IN VITRO | I
Thermo Fischer | Colombia | IVD |  | BENCHSTABLE™ DMEM/F12 + GLUTAMAX™-I (1X) DMEM/F-12 (HAM) (1:1) (+ 2.438 G/L SODIUM BICARBONATE, + SODIUM PYRUVATE) | REACTIVOS IN VITRO | I
Thermo Fischer | Colombia | IVD |  | N-2 SUPPLEMENT CTS™ (100X) | REACTIVOS IN VITRO | I
Thermo Fischer | Colombia | IVD |  | STEMPRO® MSC SFM BASAL MEDIUM FOR MESENCHYMAL STEM CELLS (- L-GLUTAMINE) | REACTIVOS IN VITRO | I
Thermo Fischer | Colombia | IVD |  | GENESCAN™ INSTALLATION KIT DS-33 WITH 600 LIZ™ SIZE STANDARD V2.0 6-FAM™, VIC™, NED™, PET™ DYES | REACTIVOS IN VITRO
Thermo Fischer | Colombia | IVD |  | ONCOSCAN™ CNV 2ND STAGE PCR AND POST PCR PROCCESSING | REACTIVOS IN VITRO | I
Thermo Fischer | Colombia | IVD |  | ONCOSCAN™ CNV ARRAY, 12PK | REACTIVOS IN VITRO | I
Thermo Fischer | Colombia | IVD |  | ONCOSCAN™ CNV GAP FILL AND 1ST STAGE PCR | REACTIVOS IN VITRO | I
Thermo Fischer | Colombia | IVD |  | CELL THERAPY SYSTEMS DPBS CTS™ (1X) DULBECCO´S PHOSPHATE BUFFERED SALINE (+ CALCIUM CHLORIDE, + MAGNESIUM CHLORIDE) | REACTIVOS IN VITRO | I
Thermo Fischer | Colombia | IVD |  | CTS™ AIM V™ MEDIUM SERUM FREE MEDIUM 1X | REACTIVOS IN VITRO | I
Thermo Fischer | Colombia | IVD |  | CTS™ NEUROBASAL™ MEDIUM (1X) (- L-GLUTAMINE) | REACTIVOS IN VITRO | I
Thermo Fischer | Colombia | IVD |  | RECOMBINANT HUMAN GM-CSF | REACTIVOS IN VITRO | I
Thermo Fischer | Colombia | IVD |  | TAQMAN™ SARS-COV-2 MUTATION ASSAY, S.E484K_GAA_AAA | REACTIVOS IN VITRO | I
Thermo Fischer | Colombia | IVD |  | CYTOSCAN™ XON MODULE 2A - FRAGMENTATION, PRECIPITATION, LABELING, AND HYBRIDIZATION | REACTIVOS IN VITRO | I
Thermo Fischer | Colombia | IVD |  | TAQMAN™ SARS-COV-2 MUTATION ASSAY, S.P681H_CCT_CAT | REACTIVOS IN VITRO | I
Thermo Fischer | Colombia | IVD |  | TAQMAN™ SARS-COV-2 MUTATION ASSAY, S.P681R_CCT_CGT | REACTIVOS IN VITRO | I
Thermo Fischer | Colombia | IVD |  | TAQMAN™ SARS-COV-2 MUTATION ASSAY, S.T20N_ACC_AAC | REACTIVOS IN VITRO | I
Thermo Fischer | Colombia | IVD |  | TAQMAN™ SARS-COV-2 MUTATION ASSAY, SDELY144 | REACTIVOS IN VITRO | I
Thermo Fischer | Colombia | IVD |  | CELL THERAPY SYSTEMS TRYPLE™ SELECT CTS™ | REACTIVOS IN VITRO | I
Thermo Fischer | Colombia | IVD |  | CTS™ KNOCKOUT™ DMEM (1X) (+ 4.5 G/L D-GLUCOSE, + SODIUM PYRUVATE, - L-GLUTAMINE) | REACTIVOS IN VITRO | I
Thermo Fischer | Colombia | IVD |  | TAQPATH™ COVID-19 RNASE P COMBO KIT 2.0, 1000 REACCIONES | REACTIVO DIAGNOSTICO | III
Thermo Fischer | Colombia | IVD |  | CARRIERSCAN™ DNA TRAINING PLATE | REACTIVOS IN VITRO | I
Thermo Fischer | Colombia | IVD |  | ABSOLUTE Q™ DNA DIGITAL PCR MASTER MIX (5X) | REACTIVOS IN VITRO | I
Thermo Fischer | Colombia | IVD |  | CYTOSCAN™ HT-CMA 96-ARRAY PLATE | REACTIVOS IN VITRO | I
Thermo Fischer | Colombia | IVD |  | QUANTSTUDIO™ ABSOLUTE Q™ ISOLATION BUFFER | REACTIVOS IN VITRO | I
Thermo Fischer | Colombia | IVD |  | HT TARGET PREP MOD 3-1 | REACTIVOS IN VITRO | I
Thermo Fischer | Colombia | IVD |  | WASH BUFFER A | REACTIVOS IN VITRO | I
Thermo Fischer | Colombia | IVD |  | TAQMAN™ SARS-COV-2 MUTATION ASSAY, S.D215G_GAT_GGT | REACTIVOS IN VITRO | I
Thermo Fischer | Colombia | IVD |  | TAQMAN™ SARS-COV-2 MUTATION ASSAY, S.K417T_AAG_ACG | REACTIVOS IN VITRO | I
Thermo Fischer | Colombia | IVD |  | TAQMAN™ CUSTOM DNA CONTROL | REACTIVOS IN VITRO | I
Thermo Fischer | Colombia | IVD |  | TAQMAN™ SARS-COV-2 MUTATION ASSAY, S.N439K_AAC_AAA | REACTIVOS IN VITRO | I
Thermo Fischer | Colombia | IVD |  | TAQMAN™ SARS-COV-2 MUTATION ASSAY, SF888L_TTT_CTT | REACTIVOS IN VITRO | I
Thermo Fischer | Colombia | IVD |  | HT TARGET PREP MOD 3-2 | REACTIVOS IN VITRO | I
Thermo Fischer | Colombia | IVD |  | WASH BUFFER B | REACTIVOS IN VITRO | I
Thermo Fischer | Colombia | IVD |  | HT TARGET PREP MOD 2-2 | REACTIVOS IN VITRO | I
Thermo Fischer | Colombia | MD |  | THERMO SCIENTIFIC CENTRIFUGES - CENTRIFUGAS | MEDICO QUIRURGICOS | I
Thermo Fischer | Colombia | IVD |  | 6. GENOMIC DNA STANDARD | REACTIVOS IN VITRO | I
Thermo Fischer | Colombia | IVD |  | 1. PHUSION™ HUMAN SPECIMEN DIRECT PCR KIT | REACTIVOS IN VITRO
Thermo Fischer | Colombia | IVD |  | 2. PHIRE™ PLANT DIRECT PCR MASTER MIX | REACTIVOS IN VITRO | I
Thermo Fischer | Colombia | IVD |  | 4. PHUSION BLOOD DIRECT PCR MASTER MIX | REACTIVOS IN VITRO | I
Beckman Coulter, Inc. | EU | IVD | W0103080199 | CYTO-STAT/COULTER CLONE Mo2-FITC | MONOCLONAL ANTIBODIES FOR CELL SURFACE ANTIGENS - OTHER | IVD General
Beckman Coulter, Inc. | EU | IVD | W0203010182 | LabPro Connect v5.0 System DVD Kit (FMR) | ANTIBIOTIC SUSCEPTIBILITY ANALYSERS - SOFTWARE ACCESSORIES | IVD General
Beckman Coulter, Inc. | EU | IVD | W0102060101 | Access C-Peptide (Reagent Pack) | C-PEPTIDE | IVD General
Beckman Coulter, Inc. | EU | IVD | W0102152203 | Access C-Peptide Calibrators | SPECIFIC PROTEIN STANDARDS AND CALIBRATORS | IVD General
Beckman Coulter, Inc. | EU | IVD | W01029099 | Access Active-B12 (Reagent Pack) | IMMUNOCHEMISTRY REAGENTS - OTHER | IVD General
Beckman Coulter, Inc. | EU | IVD | W0102152206 | Access Active-B12 Calibrators | ANAEMIA RELATED/VITAMIN STANDARDS AND CALIBRATORS | IVD General
Beckman Coulter, Inc. | EU | IVD | W0102152006 | Access Active-B12 QCs | ANAEMIA RELATED/VITAMIN CONTROLS | IVD General
Beckman Coulter, Inc. | EU | IVD | W0202010101 | UniCel® DxH 900 Coulter® Cellular Analysis System | AUTOMATED WHOLE BLOOD HEMATOLOGY ANALYSERS - LOW ROUTINE (Throughput <= 100 samples/hr) | IVD General
Beckman Coulter, Inc. | EU | IVD | W0103010503 | COULTER 6C Plus Cell Control | MULTILEVEL BLOOD CONTROLS | IVD General
Beckman Coulter, Inc. | EU | IVD | W0203010185 | MicroScan MSF Neg/Pos ID Panel Type 2 | ANTIBIOTIC SUSCEPTIBILITY ANALYSERS - CONSUMABLES | IVD General
Beckman Coulter, Inc. | EU | IVD | W0202010101 | UniCel DxH 690T Coulter Cellular Analysis System | AUTOMATED WHOLE BLOOD HEMATOLOGY ANALYSERS - LOW ROUTINE (Throughput <= 100 samples/hr) | IVD General
Beckman Coulter, Inc. | EU | IVD | W0203010185 | MicroScan MSF FAST MIC Panel Type 2 | ANTIBIOTIC SUSCEPTIBILITY ANALYSERS - CONSUMABLES | IVD General
Beckman Coulter, Inc. | EU | IVD | W0203010185 | MicroScan MSF Neg MIC Panel Type 2 | ANTIBIOTIC SUSCEPTIBILITY ANALYSERS - CONSUMABLES | IVD General
Beckman Coulter, Inc. | EU | IVD | W0203010185 | MicroScan Neg Multidrug Resistant MIC 1 | ANTIBIOTIC SUSCEPTIBILITY ANALYSERS - CONSUMABLES | IVD General
Beckman Coulter, Inc. | EU | IVD | W0203010182 | Labpro v5.0 System (MR) | ANTIBIOTIC SUSCEPTIBILITY ANALYSERS - SOFTWARE ACCESSORIES | IVD General
Beckman Coulter, Inc. | EU | IVD | W0203010182 | LabPro v5.0 System DVD Kit (FMR) | ANTIBIOTIC SUSCEPTIBILITY ANALYSERS - SOFTWARE ACCESSORIES | IVD General
Beckman Coulter, Inc. | EU | IVD | W0203010185 | MicroScan MSF Pos MIC Panel Type 2 | ANTIBIOTIC SUSCEPTIBILITY ANALYSERS - CONSUMABLES | IVD General
Beckman Coulter, Inc. | EU | IVD | W0203010192 | LabPro v5.0 HelpCenter Base Content | ANTIBIOTIC SUSCEPTIBILITY ANALYSERS - MEDICAL DEVICE SOFTWARE | IVD General
Beckman Coulter, Inc. | EU | IVD | W0203010192 | LabPro Connect v5.0 (MR) | ANTIBIOTIC SUSCEPTIBILITY ANALYSERS - MEDICAL DEVICE SOFTWARE | IVD General
Beckman Coulter, Inc. | EU | IVD | W0203010192 | LabPro v5.0 (MR) | ANTIBIOTIC SUSCEPTIBILITY ANALYSERS - MEDICAL DEVICE SOFTWARE | IVD General
Beckman Coulter, Inc. | EU | IVD | W0203010192 | LabPro v5.0 (FMR) | ANTIBIOTIC SUSCEPTIBILITY ANALYSERS - MEDICAL DEVICE SOFTWARE | IVD General
Beckman Coulter, Inc. | EU | IVD | W0203010192 | LabPro Connect v5.0 (FMR) | ANTIBIOTIC SUSCEPTIBILITY ANALYSERS - MEDICAL DEVICE SOFTWARE | IVD General
Beckman Coulter, Inc. | EU | IVD | W05020180 | Sample Cup, 2.5mL | SAMPLES TRANSPORT, CONTAINERS - ACCESSORIES | Class A
Beckman Coulter, Inc. | EU | IVD | W05020180 | Sample Cup, Glass (pkg. of 100) | SAMPLES TRANSPORT, CONTAINERS - ACCESSORIES | Class A
Beckman Coulter, Inc. | EU | IVD | W05020180 | Sample Cup, Plastic (pkg. of 100) | SAMPLES TRANSPORT, CONTAINERS - ACCESSORIES | Class A
Beckman Coulter, Inc. | EU | IVD | W0201010185 | Cl Electrode A&T (1 ea.) | CHEMISTRY ANALYSERS - CONSUMABLES | Class A
Beckman Coulter, Inc. | EU | IVD | W0201010185 | MICROPLATE TYPE P4 (12PCS/SET) | CHEMISTRY ANALYSERS - CONSUMABLES | Class A
Beckman Coulter, Inc. | EU | IVD | W0202030185 | Cleaning solution | BLOOD GROUPING ANALYSERS - CONSUMABLES | Class A
Beckman Coulter, Inc. | EU | IVD | W0201010185 | K Electrode A&T (1 ea.) | CHEMISTRY ANALYSERS - CONSUMABLES | Class A
Beckman Coulter, Inc. | EU | IVD | W0201010185 | Na Electrode A&T (1 ea.) | CHEMISTRY ANALYSERS - CONSUMABLES | Class A
Beckman Coulter, Inc. | EU | IVD | W0202030185 | MICROPLATE P4BARCODED(12PCS/SET) | BLOOD GROUPING ANALYSERS - CONSUMABLES | Class A
Beckman Coulter, Inc. | EU | IVD | W0202030185 | MICROPLATE P3 BARCODED(12PCS/SET) | BLOOD GROUPING ANALYSERS - CONSUMABLES | Class A
Beckman Coulter, Inc. | EU | IVD | W0201010185 | Ref Electrode A&T (1 ea.) | CHEMISTRY ANALYSERS - CONSUMABLES | Class A
Beckman Coulter, Inc. | EU | IVD | W0202030185 | MICROPLATE TYPE P3 (12PCS/SET) | BLOOD GROUPING ANALYSERS - CONSUMABLES | Class A
Beckman Coulter, Inc. | EU | IVD | W0102152206 | Access Vitamin B12 Calibrator S0 | ANAEMIA RELATED/VITAMIN STANDARDS AND CALIBRATORS | IVD General
Beckman Coulter, Inc. | EU | IVD | W0102152206 | Access Vitamin B12 Calibrators | ANAEMIA RELATED/VITAMIN STANDARDS AND CALIBRATORS | IVD General
Beckman Coulter, Inc. | EU | IVD | W0103080499 | Leuko-Trol RBC Control Cells | FLOW CYTOMETRY CONTROLS - OTHER | IVD General
Beckman Coulter, Inc. | EU | IVD | W0103080403 | Leuko-Trol Platelet Control Cells | LYMPHOCYTE SUBTYPING CONTROLS | IVD General
Beckman Coulter, Inc. | EU | IVD | W0103010507 | COULTER S-CAL Calibrator Kit | WHOLE BLOOD CALIBRATORS | IVD General
Beckman Coulter, Inc. | EU | IVD | W0103080599 | QuickComp 2 Kit | AUXILIARY & SUPPLEMENTAL REAGENTS FOR FLOW CYTOMETRY - OTHER | IVD General
Beckman Coulter, Inc. | EU | IVD | W0103080599 | QuickComp 4 Kit | AUXILIARY & SUPPLEMENTAL REAGENTS FOR FLOW CYTOMETRY - OTHER | IVD General
Beckman Coulter, Inc. | EU | IVD | W0202010101 | COULTER AcT 5diff Autoloader Hematology Analyzer | AUTOMATED WHOLE BLOOD HEMATOLOGY ANALYSERS - LOW ROUTINE (Throughput <= 100 samples/hr) | IVD General
Beckman Coulter, Inc. | EU | IVD | W0102070102 | Access Ferritin (reagent pack) | FERRITIN | IVD General
Beckman Coulter, Inc. | EU | IVD | W0102039001 | Access AFP (100 Test Reagent Pack) | ALPHAFETOPROTEIN | IVD Annex II List B
Beckman Coulter, Inc. | EU | IVD | W01029099 | Access CEA Diluent | IMMUNOCHEMISTRY REAGENTS - OTHER | IVD General
Beckman Coulter, Inc. | EU | IVD | W0102152206 | Access Ferritin Calibrators | ANAEMIA RELATED/VITAMIN STANDARDS AND CALIBRATORS | IVD General
Beckman Coulter, Inc. | EU | IVD | W0102030112 | Access CEA (Reagent Pack) | CARCINOEMBRYONIC ANTIGEN | IVD General
Beckman Coulter, Inc. | EU | IVD | W0102152003 | Access CEA QC | SPECIFIC PROTEIN CONTROLS | IVD General
Beckman Coulter, Inc. | EU | IVD | W0102152203 | Access CEA Calibrators | SPECIFIC PROTEIN STANDARDS AND CALIBRATORS | IVD General
Beckman Coulter, Inc. | EU | IVD | W0102152299 | Access AFP Calibrators | STANDARDS AND CALIBRATORS - IMMUNOCHEMISTRY - OTHER | IVD Annex II List B
Beckman Coulter, Inc. | EU | IVD | W0102039099 | Access AFP (300 test kit) Reagent Packs with Calibrators(OUS) | TUMOUR MARKERS - OTHER | IVD General
Beckman Coulter, Inc. | EU | IVD | W01021110 | IMMAGE Immunochemistry Systems RF Rheumatoid Factor Reagent | RHEUMATOID FACTORS | IVD General
Beckman Coulter, Inc. | EU | IVD | W0102070102 | IMMAGE Ferritin (FER) | FERRITIN | IVD General
Beckman Coulter, Inc. | EU | IVD | W0102010109 | IMMAGE Immunochemistry Systems KAP Kappa Light Chain Reagent | KAPPA AND LAMBDA CHAIN | IVD General
Beckman Coulter, Inc. | EU | IVD | W0102010203 | IMMAGE Immunochemistry Systems C3 Complement C3 Reagent | COMPLEMENT COMPONENT C3/C3C | IVD General
Beckman Coulter, Inc. | EU | IVD | W0102010101 | IMMAGE Immunochemistry Systems IGA Immunoglobulin A Reagent | IMMUNOGLOBULIN A | IVD General
Beckman Coulter, Inc. | EU | IVD | W0102010302 | IMMAGE Immunochemistry Systems HPT Haptoglobin Reagent | HAPTOGLOBIN | IVD General
Beckman Coulter, Inc. | EU | IVD | W0102010105 | IMMAGE Immunochemistry Systems IGG Immunoglobulin G Reagent | IMMUNOGLOBULIN G | IVD General
Beckman Coulter, Inc. | EU | IVD | W0102010205 | IMMAGE Immunochemistry Systems C4 Complement C4 Reagent | COMPLEMENT COMPONENT C4 | IVD General
Beckman Coulter, Inc. | EU | IVD | W0102010105 | IMMAGE Immunochemistry Systems IGU Urine Immunoglobulin G Reagent | IMMUNOGLOBULIN G | IVD General
Beckman Coulter, Inc. | EU | IVD | W0102010109 | IMMAGE Immunochemistry Systems LAM Lambda Light Chain Reagent | KAPPA AND LAMBDA CHAIN | IVD General
Beckman Coulter, Inc. | EU | IVD | W0102010401 | IMMAGE Immunochemistry Systems APA Apolipoprotein A1 Reagent | APOLIPOPROTEIN A I | IVD General
Beckman Coulter, Inc. | EU | IVD | W01010205 | Cholesterol Reagent (CHOL 2 x 300) | CHOLESTEROL | IVD General
Beckman Coulter, Inc. | EU | IVD | W01010103 | Alanine Aminotransferase Reagent | ALANINE AMINO-TRANSFERASE | IVD General
Beckman Coulter, Inc. | EU | IVD | W01010110 | Aspartate Aminotransferase Reagent | ASPARTATE AMINO-TRANSFERASE | IVD General
Beckman Coulter, Inc. | EU | IVD | W01010103 | Alanine Aminotransferase Reagent | ALANINE AMINO-TRANSFERASE | IVD General
Beckman Coulter, Inc. | EU | IVD | W01010110 | Aspartate Aminotransferase Reagent | ASPARTATE AMINO-TRANSFERASE | IVD General
Beckman Coulter, Inc. | EU | IVD | W01010113 | Creatine Kinase Reagent (N-Acetyl-L-cysteine) (CK- 2 x 200) | CREATINE KINASE - TOTAL | IVD General
Beckman Coulter, Inc. | EU | IVD | W01010499 | Sample Diluent 1 DIL1 | MULTIPLE CLIN. CHEM LAB REAGENTS - OTHER | IVD General
Beckman Coulter, Inc. | EU | IVD | W01010201 | SYNCHRON Systems Albumin Reagent | ALBUMIN (CC) | IVD General
Beckman Coulter, Inc. | EU | IVD | W0102010401 | Apolipoprotein A Reagent (ApoA 2 x 100) | APOLIPOPROTEIN A I | IVD General
Beckman Coulter, Inc. | EU | IVD | W01010307 | SYNCHRON Systems Phosphorus Reagent | PHOSPHATE INORGANIC / PHOSPHORUS | IVD General
Beckman Coulter, Inc. | EU | IVD | W0102010307 | IMMAGE Immunochemistry Systems TRF Transferrin Reagent | TRANSFERRIN | IVD General
Beckman Coulter, Inc. | EU | IVD | W0102010305 | IMMAGE Immunochemistry Systems PAB Prealbumin Reagent | PRE-ALBUMIN / TRANSTHYRETIN | IVD General
Beckman Coulter, Inc. | EU | IVD | W0102010405 | IMMAGE Immunochemistry Systems LPAX Lipoprotein (a) Reagent | LIPOPROTEIN ( A ) | IVD General
Beckman Coulter, Inc. | EU | IVD | W0102010107 | IMMAGE Immunochemistry Systems IGMLC Low Concentration ImmunoglobuIin M | IMMUNOGLOBULIN M | IVD General
Beckman Coulter, Inc. | EU | IVD | W01029099 | IMMAGE Immunochemistry Systems DNB Antideoxyribonuclease-B Reagent | IMMUNOCHEMISTRY REAGENTS - OTHER | IVD General
Beckman Coulter, Inc. | EU | IVD | W0102010107 | IMMAGE Immunochemistry Systems IGM Immunoglobulin M Reagent | IMMUNOGLOBULIN M | IVD General
Beckman Coulter, Inc. | EU | IVD | W01029099 | IMMAGE Immunochemistry Systems ASO Anti-Streptolysin Reagent | IMMUNOCHEMISTRY REAGENTS - OTHER | IVD General
Beckman Coulter, Inc. | EU | IVD | W0102019004 | IMMAGE Immunochemistry Systems A1M Alpha-1-Microglobulin Reagent | A1-MICROGLOBULIN | IVD General
Beckman Coulter, Inc. | EU | IVD | W0102152299 | Immunochemistry Systems CAL 1 Calibrator 1 | STANDARDS AND CALIBRATORS - IMMUNOCHEMISTRY - OTHER | IVD General
Beckman Coulter, Inc. | EU | IVD | W0102152006 | Vigil Protein Control Level 1 | ANAEMIA RELATED/VITAMIN CONTROLS | IVD General
Beckman Coulter, Inc. | EU | IVD | W01021109 | IMMAGE Immunochemistry Systems CRP C-Reactive Protein Reagent | C-REACTIVE PROTEIN | IVD General
Beckman Coulter, Inc. | EU | IVD | W0102152099 | Vigil Protein Control Level 3 | CONTROLS- IMMUNOCHEMISTRY - OTHER | IVD General
Beckman Coulter, Inc. | EU | IVD | W0102019003 | IMMAGE Immunochemistry Systems AMG Alpha-2-Macroglobulin Reagent | A2-MACROGLOBULIN | IVD General
Beckman Coulter, Inc. | EU | IVD | W0102152099 | Vigil Serology Control Level 1 | CONTROLS- IMMUNOCHEMISTRY - OTHER | IVD General
Beckman Coulter, Inc. | EU | IVD | W0102152006 | Vigil Protein Control Level 2 | ANAEMIA RELATED/VITAMIN CONTROLS | IVD General
Beckman Coulter, Inc. | EU | IVD | W0102019001 | IMMAGE Immunochemistry Systems AAG Alpha-1-Acid Glycoprotein Reagent | A1-ACID GLYCOPROTEIN (OROSOMUCOID) | IVD General
Beckman Coulter, Inc. | EU | IVD | W0102152299 | Immunochemistry Systems CAL 3 Calibrator 3 | STANDARDS AND CALIBRATORS - IMMUNOCHEMISTRY - OTHER | IVD General
Beckman Coulter, Inc. | EU | IVD | W0102019099 | IMMAGE Immunochemistry Systems AT3 Antithrombin III Reagent | SPECIFIC PROTEINS - OTHER | IVD General
Beckman Coulter, Inc. | EU | IVD | W01010201 | IMMAGE Immunochemistry Systems ALB Albumin Reagent | ALBUMIN (CC) | IVD General
Beckman Coulter, Inc. | EU | IVD | W0102010299 | IMMAGE Immunochemistry Systems PFB Properdin Factor B Reagent | COMPLEMENT COMPONENTS - OTHER | IVD General
Beckman Coulter, Inc. | EU | IVD | W0102010307 | 447700 | TRANSFERRIN | IVD General
Beckman Coulter, Inc. | EU | IVD | W0102010301 | IMMAGE Immunochemistry Systems CER Ceruloplasmin Reagent | CERULOPLASMIN | IVD General
Beckman Coulter, Inc. | EU | IVD | W0102010305 | IMMAGE Immunochemistry Systems MA Microalbumin Reagent | PRE-ALBUMIN / TRANSTHYRETIN | IVD General
Beckman Coulter, Inc. | EU | IVD | W0102010403 | IMMAGE Immunochemistry Systems APB Apolipoprotein B Reagent | APOLIPOPROTEIN B | IVD General
Beckman Coulter, Inc. | EU | IVD | W0102019002 | IMMAGE Immunochemistry Systems AAT Alpha-1-Antitrypsin Reagent | A1-ANTITRYPSIN (PROTEASE INHIBITOR) | IVD General
Beckman Coulter, Inc. | EU | IVD | W0102080319 | Vancomycin Reagent (VANC 2 x 100) | VANCOMYCIN | IVD General
Beckman Coulter, Inc. | EU | IVD | W0102090207 | Alcohol Reagent (ETOH 2 x 150) | ETHANOL (ALCOHOL) | IVD General
Beckman Coulter, Inc. | EU | IVD | W0102152001 | SYNCHRON Systems DAT Multi-Drug Low Urine Control | TDM/DRUG CONTROLS | IVD General
Beckman Coulter, Inc. | EU | IVD | W0102152201 | SYNCHRON Systems DAT Multi-Drug Low Urine Calibrator | TDM/DRUG STANDARDS AND CALIBRATORS | IVD General
Beckman Coulter, Inc. | EU | IVD | W0102152299 | SYNCHRON Systems DAT Multi-Drug High Urine Calibrator | STANDARDS AND CALIBRATORS - IMMUNOCHEMISTRY - OTHER | IVD General
Beckman Coulter, Inc. | EU | IVD | W0102152299 | IMMAGE Immunochemistry Systems CSF-CAL Cerebrospinal Fluid Protein Calibrator | STANDARDS AND CALIBRATORS - IMMUNOCHEMISTRY - OTHER | IVD General
Beckman Coulter, Inc. | EU | IVD | W0102152299 | Access TPO Antibody Calibrators | STANDARDS AND CALIBRATORS - IMMUNOCHEMISTRY - OTHER | Class B
Beckman Coulter, Inc. | EU | IVD | W0102070104 | Access sTFR Reagent Pack | SOLUBLE TRANSFERRIN RECEPTOR | Class B
Beckman Coulter, Inc. | EU | IVD | W0102100303 | Access Thyroglobulin Antibody II Reagent Pack | THYROGLOBULIN AUTOANTIBODY | Class B
Beckman Coulter, Inc. | EU | IVD | W0102152206 | Access sTFR Calibrators | ANAEMIA RELATED/VITAMIN STANDARDS AND CALIBRATORS | Class B
Beckman Coulter, Inc. | EU | IVD | W0102050109 | Access SHBG Reagent Pack | SEX HORMONE BINDING GLOBULIN | Class B
Beckman Coulter, Inc. | EU | IVD | W0102152299 | Access SHBG Calibrators | STANDARDS AND CALIBRATORS - IMMUNOCHEMISTRY - OTHER | Class B
Beckman Coulter, Inc. | EU | IVD | W0102152299 | Access Thyroglobulin Antibody II Calibrators | STANDARDS AND CALIBRATORS - IMMUNOCHEMISTRY - OTHER | Class B
Beckman Coulter, Inc. | EU | IVD | W0102060312 | Access Intact PTH Reagent Pack | PARATHYROID HORMONE INTACT | Class B
Beckman Coulter, Inc. | EU | IVD | W0203010185 | MicroScan RENOK Rehydrating/Inoculating System | ANTIBIOTIC SUSCEPTIBILITY ANALYSERS - CONSUMABLES | Class A
Beckman Coulter, Inc. | EU | IVD | W0203010185 | MicroScan Reagent Family | ANTIBIOTIC SUSCEPTIBILITY ANALYSERS - CONSUMABLES | Class A
Beckman Coulter, Inc. | EU | IVD | W0102010114 | Access Wash Buffer II | BUFFERS (UNASSIGNABLE), SUPPLEM. REAGENTS, ETC (IG'S) | Class A
Beckman Coulter, Inc. | EU | IVD | W02069001 | COULTER TQ-Prep Workstation | AUTOSAMPLERS | Class A
Beckman Coulter, Inc. | EU | IVD | W0103080699 | IMMUNOPREP REAGENT WHOLE BLOOD LYSING | REAGENTS FOR FLOW CYTOMETRY - OTHER | Class A
Beckman Coulter, Inc. | EU | IVD | W0102050104 | Access hFSH Reagent Pack | FOLLICLE STIMULATING HORMONE | Class B
Beckman Coulter, Inc. | EU | IVD | W0102152299 | Access hFSH Calibrators | STANDARDS AND CALIBRATORS - IMMUNOCHEMISTRY - OTHER | Class B
Beckman Coulter, Inc. | EU | IVD | W0102152206 | Access Ferritin Calibrators | ANAEMIA RELATED/VITAMIN STANDARDS AND CALIBRATORS | Class B
Beckman Coulter, Inc. | EU | IVD | W0102050105 | Access hLH Reagent Pack | LUTEINISING HORMONE | Class B
Beckman Coulter, Inc. | EU | IVD | W02069003 | Optima XPN/XE series centrifuge | CENTRIFUGES | Class A
Beckman Coulter, Inc. | EU | IVD | W01019001 | IMMAGE Immunochemistry Systems BUF 1 Buffer 1 | BUFFERS (UNASSIGNABLE), SUPPLEM. REAGENTS, ETC (CC) | Class A
Beckman Coulter, Inc. | EU | IVD | W01019001 | IMMAGE Immunochemistry Systems BUF 2 Buffer 2 | BUFFERS (UNASSIGNABLE), SUPPLEM. REAGENTS, ETC (CC) | Class A
Beckman Coulter, Inc. | EU | IVD | W01019001 | IMMAGE Immunochemistry Systems DIL 1 Diluent 1 | BUFFERS (UNASSIGNABLE), SUPPLEM. REAGENTS, ETC (CC) | Class A
Beckman Coulter, Inc. | EU | IVD | W01019001 | IMMAGE Immunochemistry Systems DIL 2 Diluent 2 | BUFFERS (UNASSIGNABLE), SUPPLEM. REAGENTS, ETC (CC) | Class A
Beckman Coulter, Inc. | EU | IVD | W0103080403 | IMMUNO-TROL Cells | LYMPHOCYTE SUBTYPING CONTROLS | Class C
Beckman Coulter, Inc. | EU | IVD | W0103080106 | CYTO-STAT tetraCHROME | ANTIBODIES FOR LYMPHOCYTE SUBTYPING | Class C
Beckman Coulter, Inc. | EU | IVD | W02060101 | Power Link | AUTOMATED SYSTEMS FOR THE MANAGEMENT OF PRE AND POST-ANALYSIS | Class A
Beckman Coulter, Inc. | EU | IVD | W0103080499 | Flow-Count Fluorospheres | FLOW CYTOMETRY CONTROLS - OTHER | Class C
Beckman Coulter, Inc. | EU | IVD | W0203010185 | MicroScan Product Accessories | ANTIBIOTIC SUSCEPTIBILITY ANALYSERS - CONSUMABLES | Class A
Beckman Coulter, Inc. | EU | IVD | W0102010114 | UniCel DxI Access Wash Buffer II | BUFFERS (UNASSIGNABLE), SUPPLEM. REAGENTS, ETC (IG'S) | Class A
Beckman Coulter, Inc. | EU | IVD | W01020401 | Access Free T3 | FREE TRIIODOTHYRONINE | Class B
Beckman Coulter, Inc. | EU | IVD | W0102152299 | Access Free T3 Calibrators | STANDARDS AND CALIBRATORS - IMMUNOCHEMISTRY - OTHER | Class B
Beckman Coulter, Inc. | EU | IVD | W01020499 | Access TPO Antibody | THYROID HORMONES - OTHER | Class B
Beckman Coulter, Inc. | EU | IVD | W0102152299 | Access Intact PTH Calibrators | STANDARDS AND CALIBRATORS - IMMUNOCHEMISTRY - OTHER | Class B
Beckman Coulter, Inc. | EU | IVD | W0102070103 | Access Red Blood Cell Folate Lysing Agent | FOLATE | Class B
Beckman Coulter, Inc. | EU | IVD | W01010499 | Wash Solution | MULTIPLE CLIN. CHEM LAB REAGENTS - OTHER | Class A
Beckman Coulter, Inc. | EU | IVD | W0102010301 | Ceruloplasmin | CERULOPLASMIN | Class B
Beckman Coulter, Inc. | EU | IVD | W01019099 | Inorganic Phosphorous | CLINICAL CHEMISTRY REAGENTS - OTHER | Class B
Beckman Coulter, Inc. | EU | IVD | W01019099 | Total Protein | CLINICAL CHEMISTRY REAGENTS - OTHER | Class B
Beckman Coulter, Inc. | EU | IVD | W01019099 | Urea | CLINICAL CHEMISTRY REAGENTS - OTHER | Class B
Beckman Coulter, Inc. | EU | IVD | W01019099 | Urea STAT | CLINICAL CHEMISTRY REAGENTS - OTHER | Class B
Beckman Coulter, Inc. | EU | IVD | W01010111 | Cholinesterase | CHOLINESTERASE | Class B
Beckman Coulter, Inc. | EU | IVD | W0102010307 | Transferrin | TRANSFERRIN | Class B
Beckman Coulter, Inc. | EU | IVD | W0102010205 | C4 | COMPLEMENT COMPONENT C4 | Class B
Beckman Coulter, Inc. | EU | IVD | W01019099 | Albumin | CLINICAL CHEMISTRY REAGENTS - OTHER | Class B
Beckman Coulter, Inc. | EU | IVD | W0102019099 | CRP | SPECIFIC PROTEINS - OTHER | Class B
Beckman Coulter, Inc. | EU | IVD | W0102019001 | α-1 Acidglycoprotein | A1-ACID GLYCOPROTEIN (OROSOMUCOID) | Class B
Beckman Coulter, Inc. | EU | IVD | W0102010305 | Prealbumin | PRE-ALBUMIN / TRANSTHYRETIN | Class B
Beckman Coulter, Inc. | EU | IVD | W0102010203 | C3 | COMPLEMENT COMPONENT C3/C3C | Class B
Beckman Coulter, Inc. | EU | IVD | W01010119 | LDH | LACTATE DEHYDROGENASE L ( LDH - L --> P ) | Class B
Beckman Coulter, Inc. | EU | IVD | W01010119 | LDH | LACTATE DEHYDROGENASE L ( LDH - L --> P ) | Class B
Beckman Coulter, Inc. | EU | IVD | W01010116 | GGT | GAMMA GLUTAMYLTRANSFERASE | Class B
Beckman Coulter, Inc. | EU | IVD | W01010116 | GGT | GAMMA GLUTAMYLTRANSFERASE | Class B
Beckman Coulter, Inc. | EU | IVD | W0102010401 | APO A1 | APOLIPOPROTEIN A I | Class B
Beckman Coulter, Inc. | EU | IVD | W0102010403 | APO B | APOLIPOPROTEIN B | Class B
Beckman Coulter, Inc. | EU | IVD | W01010110 | AST | ASPARTATE AMINO-TRANSFERASE | Class B
Beckman Coulter, Inc. | EU | IVD | W01010110 | AST | ASPARTATE AMINO-TRANSFERASE | Class B
Beckman Coulter, Inc. | EU | IVD | W01010103 | ALT | ALANINE AMINO-TRANSFERASE | Class B
Beckman Coulter, Inc. | EU | IVD | W01010103 | ALT | ALANINE AMINO-TRANSFERASE | Class B
Beckman Coulter, Inc. | EU | IVD | W01010123 | Lipase | LIPASE | Class B
Beckman Coulter, Inc. | EU | IVD | W01019099 | Urinary/CSF Protein | CLINICAL CHEMISTRY REAGENTS - OTHER | Class B
Beckman Coulter, Inc. | EU | IVD | W01019099 | Creatinine | CLINICAL CHEMISTRY REAGENTS - OTHER | Class B
Beckman Coulter, Inc. | EU | IVD | W01019099 | Uric Acid | CLINICAL CHEMISTRY REAGENTS - OTHER | Class B
Beckman Coulter, Inc. | EU | IVD | W01010105 | ALKALINE PHOSPHATASE | ALKALINE PHOSPHATASE - TOTAL | Class B
Beckman Coulter, Inc. | EU | IVD | W01010105 | ALKALINE PHOSPHATASE | ALKALINE PHOSPHATASE - TOTAL | Class B
Beckman Coulter, Inc. | EU | IVD | W01019099 | Direct Bilirubin | CLINICAL CHEMISTRY REAGENTS - OTHER | Class B
Beckman Coulter, Inc. | EU | IVD | W01019099 | Calcium oCPC | CLINICAL CHEMISTRY REAGENTS - OTHER | Class B
Beckman Coulter, Inc. | EU | IVD | W01019099 | Total Bilirubin | CLINICAL CHEMISTRY REAGENTS - OTHER | Class C
Beckman Coulter, Inc. | EU | IVD | W01010213 | Glucose | GLUCOSE | Class C
Beckman Coulter, Inc. | EU | IVD | W01019099 | Triglyceride | CLINICAL CHEMISTRY REAGENTS - OTHER | Class B
Beckman Coulter, Inc. | EU | IVD | W01019099 | Calcium Arsenazo | CLINICAL CHEMISTRY REAGENTS - OTHER | Class B
Beckman Coulter, Inc. | EU | IVD | W01019099 | Cholesterol | CLINICAL CHEMISTRY REAGENTS - OTHER | Class B
Beckman Coulter, Inc. | EU | IVD | W01020405 | Access Total T3 (reagent pack) | TRIIODOTHYRONINE | IVD General
Beckman Coulter, Inc. | EU | IVD | W0201010185 | IMMAGE UDR Kit (1-pack) | CHEMISTRY ANALYSERS - CONSUMABLES | IVD General
Beckman Coulter, Inc. | EU | IVD | W0102060312 | Access Intact PTH (Reagent Pack) | PARATHYROID HORMONE INTACT | IVD General
Beckman Coulter, Inc. | EU | IVD | W0103080199 | COULTER CLONE MY4-RD1 | MONOCLONAL ANTIBODIES FOR CELL SURFACE ANTIGENS - OTHER | IVD General
Beckman Coulter, Inc. | EU | IVD | W0102050103 | Access Sensitive Estradiol (Reagent Pack) | ESTRADIOL | IVD General
Beckman Coulter, Inc. | EU | IVD | W01029099 | Access Vitamin B12 (reagent pack) | IMMUNOCHEMISTRY REAGENTS - OTHER | IVD General
Beckman Coulter, Inc. | EU | IVD | W0203010182 | LabPro Connect v5.0 System (MR) | ANTIBIOTIC SUSCEPTIBILITY ANALYSERS - SOFTWARE ACCESSORIES | IVD General
Beckman Coulter, Inc. | EU | IVD | W0104080101 | MicroScan Neg Combo 94 | GRAM NEGATIVE IDENTIFICATION - AUTOMATED | IVD General
Beckman Coulter, Inc. | EU | IVD | W0104080101 | MicroScan Neg Combo 96 | GRAM NEGATIVE IDENTIFICATION - AUTOMATED | IVD General
Beckman Coulter, Inc. | EU | IVD | W0102010101 | IMMAGE Immunochemistry Systems IGALC Low Concentration ImmunoglobuIin A Reagent | IMMUNOGLOBULIN A | IVD General
Beckman Coulter, Inc. | EU | IVD | W0203010192 | MicroScan Pos Combo Panel Type 31 | ANTIBIOTIC SUSCEPTIBILITY ANALYSERS - MEDICAL DEVICE SOFTWARE | IVD General
Beckman Coulter, Inc. | EU | IVD | W0103080499 | LeukoSure Enumeration Kit | FLOW CYTOMETRY CONTROLS - OTHER | IVD General
Beckman Coulter, Inc. | Brazil | MD |  | TRIGLYCERIDE | TRIGLICERÍDEO | II
Beckman Coulter, Inc. | Brazil | MD |  | TOTAL PROTEIN | PROTEÍNA TOTAL | II
Beckman Coulter, Inc. | Brazil | MD |  | IgM | IMUNOGLOBULINA M | II
Beckman Coulter, Inc. | Brazil | MD |  | COULTER LATRON CONTROL | SOLUÇÃO PARA AVALIAÇÃO DE DESEMPENHO DOS COMPONENTES DE EQUIPAMENTOS | I
Beckman Coulter, Inc. | Brazil | MD |  | Access® sTfR Calibrators | TRANSFERRINA | II
Beckman Coulter, Inc. | Brazil | MD |  | Access® sTfR | TRANSFERRINA | II
Beckman Coulter, Inc. | Brazil | MD |  | ACCESS TOXO IgM II CALIBRATORS | TOXOPLASMA GONDII | IV
Beckman Coulter, Inc. | Brazil | MD |  | ALP | FOSFATASE ALCALINA (FAL OU ALP) | II
Beckman Coulter, Inc. | Brazil | MD |  | CALCIUM ARSENAZO | CÁLCIO | II
Beckman Coulter, Inc. | Brazil | MD |  | C3 | COMPLEMENTO DE COMPONENTE C3/C3C | II
Beckman Coulter, Inc. | Brazil | MD |  | ALBUMIN | ALBUMINA | II
Beckman Coulter, Inc. | Brazil | MD |  | LACTATE | LACTATO | II
Beckman Coulter, Inc. | Brazil | IVD |  | LISE S 4 LYTIC REAGENT | TAMPÕES, DILUENTES E DEMAIS SOLUÇÕES PARA ANÁLISE LABORATORIAL | I
Beckman Coulter, Inc. | Brazil | MD |  | Família de painéis combinados para identificação e/ou susceptibilidade de micro-organismos  Bactérias Gram Positivas | MEIOS DE CULTURA E DISPOSITIVOS PARA TESTES DE SUSCEPTIBILIDADE À ANTIMICROBIANOS | II
Beckman Coulter, Inc. | Brazil | MD |  | RETIC C COULTER CELL CONTROL | SOLUÇÃO PARA AVALIAÇÃO DE DESEMPENHO DOS COMPONENTES DE EQUIPAMENTOS | I
Beckman Coulter, Inc. | Brazil | IVD |  | IMMAGE High Sensitivity C-Reactive Protein Reagent | PROTEÍNA C REATIVA | II
Beckman Coulter, Inc. | Australia | IVD | CT945 | General laboratoryware IVDs | General laboratoryware IVDs | Class 1
Beckman Coulter, Inc. | Brazil | MD |  | ANALISADOR HEMATOLÓGICO | Instrumento para análise ou contagem de células e plaquetas | II
Beckman Coulter, Inc. | Brazil | MD |  | FLOW-COUNT FLUOROSPHERES | SOLUÇÃO PARA AVALIAÇÃO DE DESEMPENHO DOS COMPONENTES DE EQUIPAMENTOS | I
Beckman Coulter, Inc. | Brazil | MD |  | S-CAL CALIBRATOR | SOLUÇÃO PARA AVALIAÇÃO DE DESEMPENHO DOS COMPONENTES DE EQUIPAMENTOS | I
Beckman Coulter, Inc. | Brazil | MD |  | UniCel DxI 800 | Instrumento destinado a imunoensaios | I
Beckman Coulter, Inc. | Brazil | MD |  | CK-MB CONTROL SERUM LEVEL 2 | ATIVIDADE DE ISOENZIMA CREATINOQUINASE | III
Beckman Coulter, Inc. | Brazil | MD |  | CK-MB CALIBRATOR | ATIVIDADE DE ISOENZIMA CREATINOQUINASE | III
Beckman Coulter, Inc. | Brazil | MD |  | CK-MB CONTROL SERUM LEVEL 1 | ATIVIDADE DE ISOENZIMA CREATINOQUINASE | III
Beckman Coulter, Inc. | Brazil | MD |  | ISE MID STANDARD SOLUTION | TAMPÕES, DILUENTES E DEMAIS SOLUÇÕES PARA ANÁLISE LABORATORIAL | I
Beckman Coulter, Inc. | Brazil | MD |  | ISE INTERNAL REFERENCE SOLUTION | TAMPÕES, DILUENTES E DEMAIS SOLUÇÕES PARA ANÁLISE LABORATORIAL | I
Beckman Coulter, Inc. | Brazil | MD |  | ISE NA+/K+ SELECTIVITY CHECK SOLUTION | SOLUÇÃO PARA AVALIAÇÃO DE DESEMPENHO DOS COMPONENTES DE EQUIPAMENTOS | I
Beckman Coulter, Inc. | Brazil | MD |  | ASO | ANTIESTREPTOLISINA | II
Beckman Coulter, Inc. | Brazil | MD |  | Access HBc IgM | IMUNOGLOBULINA M NUCLEAR PARA VÍRUS DE HEPATITE B (ANTI-HBC IGM) | IV
Beckman Coulter, Inc. | Brazil | MD |  | Access HBc IgM Calibrators | IMUNOGLOBULINA M NUCLEAR PARA VÍRUS DE HEPATITE B (ANTI-HBC IGM) | IV
Beckman Coulter, Inc. | Brazil | MD |  | Immunochemistry Systems Lipoprotein (a) Calibrator | LIPOPROTEÍNA | II
Beckman Coulter, Inc. | Brazil | MD |  | URINE CHEMISTRY CALIBRATOR | PARÂMETROS COMBINADOS NO MESMO PRODUTO - CLASSE II | II
Beckman Coulter, Inc. | Brazil | MD |  | FAMÍLIA DE MARCADORES DE CÉLULAS NK POR CITOMETRIA DE FLUXO. | CITOMETRIA DE FLUXO - MARCADORES DE CÉLULAS NK | II
Beckman Coulter, Inc. | Brazil | MD |  | COULTER TruColor Giemsa Stain | CORANTES HEMATOPATOLÓGICOS | I
Beckman Coulter, Inc. | Brazil | MD |  | ACCESS INTRINSIC FACTOR Ab QC | ANTICORPO ANTI-FATOR INTRÍNSECO | II
Beckman Coulter, Inc. | Brazil | MD |  | ACCESS TPO ANTIBODY CALIBRATORS | TIREOGLOBULINA (TG) - CLASSE II | II
Beckman Coulter, Inc. | Brazil | MD |  | ACCESS INTRINSIC FACTOR Ab CALIBRATORS | ANTICORPO ANTI-FATOR INTRÍNSECO | II
Beckman Coulter, Inc. | Brazil | MD |  | ACCESS TPO ANTIBODY | ANTICORPO ANTITIREOIDEANO | II
Beckman Coulter, Inc. | Brazil | IVD |  | COULTER CYTO-TROL Control Cells Kit | CITOMETRIA DE FLUXO - REAGENTES COMPLEMENTARES | I
Beckman Coulter, Inc. | Brazil | MD |  | FAMÍLIA DE MARCADORES DE CÉLULAS T POR CITOMETRIA DE FLUXO - III | CITOMETRIA DE FLUXO - MARCADORES DE CÉLULAS T | II
Beckman Coulter, Inc. | Brazil | IVD |  | CYTO-COMP Cell Kit | CITOMETRIA DE FLUXO - REAGENTES COMPLEMENTARES | I
Beckman Coulter, Inc. | Brazil | MD |  | CENTRÍFUGA ALLEGRA X-5 | Instrumento para preparo e processamento de amostras  fase pré-analítica | I
Beckman Coulter, Inc. | Brazil | IVD |  | IMMAGE Alpha-1-Microglobulin Reagent | ALFA 1-MICROGLOBULINA | II
Beckman Coulter, Inc. | Brazil | MD |  | IRISpec CA/CB/CC | PARÂMETROS COMBINADOS NO MESMO PRODUTO - CLASSE II | II
Beckman Coulter, Inc. | Brazil | MD |  | iQ Body Fluids Controls Level I and Level II | CONTAGEM DE CÉLULAS SANGUÍNEAS | II
Beckman Coulter, Inc. | Brazil | MD |  | URINE/CSF ALBUMIN | ALBUMINA | II
Beckman Coulter, Inc. | Brazil | MD |  | iChem VELOCITY Wash Solution | SOLUÇÃO PARA LIMPEZA DE EQUIPAMENTOS | I
Beckman Coulter, Inc. | Brazil | MD |  | iQ Lamina | TAMPÕES, DILUENTES E DEMAIS SOLUÇÕES PARA ANÁLISE LABORATORIAL | I
Beckman Coulter, Inc. | Brazil | MD |  | Iris System Cleanser Pack | SOLUÇÃO PARA LIMPEZA DE EQUIPAMENTOS | I
Beckman Coulter, Inc. | Brazil | IVD |  | iQ Precision Kit | SOLUÇÃO PARA AVALIAÇÃO DE DESEMPENHO DOS COMPONENTES DE EQUIPAMENTOS | I
Beckman Coulter, Inc. | Brazil | MD |  | Access HBs Ag Confirmatory | ANTÍGENO CONFIRMATÓRIO DE SUPERFÍCIE DE VÍRUS DE HEPATITE B (HBSAG) | IV
Beckman Coulter, Inc. | Brazil | MD |  | ACCESS FOLATE CALIBRATORS | FOLATO | II
Beckman Coulter, Inc. | Australia | IVD | CT974 | Clinical chemistry-specific protein IVDs | Clinical chemistry-specific protein IVDs | Class 2
Beckman Coulter, Inc. | Australia | IVD | CT184 | Clinical chemistry toxicology/drug detection IVDs | Clinical chemistry toxicology/drug detection IVDs | Class 2
Beckman Coulter, Inc. | Australia | IVD | CT860 | Clinical chemistry therapeutic drug monitoring IVDs | Clinical chemistry therapeutic drug monitoring IVDs | Class 2
Beckman Coulter, Inc. | Australia | IVD | CT833 | Clinical chemistry substrate IVDs | Clinical chemistry substrate IVDs | Class 2
Beckman Coulter, Inc. | Australia | IVD | CT827 | Clinical chemistry enzyme IVDs | Clinical chemistry enzyme IVDs | Class 2
Beckman Coulter, Inc. | Australia | IVD | CT836 | Clinical chemistry electrolyte IVDs | Clinical chemistry electrolyte IVDs | Class 2
Beckman Coulter, Inc. | Australia | IVD | CT847 | Clinical chemistry vitamin and mineral IVDs | Clinical chemistry vitamin and mineral IVDs | Class 2
Beckman Coulter, Inc. | Brazil | IVD |  | Família de Reagente, Calibrador e Controle Access SARS-Cov-2 IgM | CORONAVÍRUS | III
Beckman Coulter, Inc. | Australia | IVD | CT943 | Instrument/analyser IVDs | Instrument/analyser IVDs | Class 1
Beckman Coulter, Inc. | Australia | IVD | CT887 | Immunohaematology blood grouping antisera IVDs | Immunohaematology blood grouping antisera IVDs | Class 4
Beckman Coulter, Inc. | Australia | IVD | CT850 | Clinical chemistry hormone IVDs | Clinical chemistry hormone IVDs | Class 3
Beckman Coulter, Inc. | Australia | IVD | CT831 | Creatine kinase IVDs | Creatine kinase IVDs | Class 3
Beckman Coulter, Inc. | Australia | IVD | CT748 | Cytomegalovirus (Human herpesvirus 5) IVDs | Cytomegalovirus (Human herpesvirus 5) IVDs | Class 3
Beckman Coulter, Inc. | Australia | IVD | CT820 | Toxoplasma IVDs | Toxoplasma IVDs | Class 3
Beckman Coulter, Inc. | Australia | IVD | CT879 | Haematology calibrator/control IVDs | Haematology calibrator/control IVDs | Class 2
Beckman Coulter, Inc. | Australia | IVD | CT878 | Haematology full blood count IVDs | Haematology full blood count IVDs | Class 2
Beckman Coulter, Inc. | Australia | IVD | CT875 | Fibrinolysis IVDs | Fibrinolysis IVDs | Class 2
Beckman Coulter, Inc. | Australia | IVD | CT353 | Bacterial infectious disease IVDs | Bacterial infectious disease IVDs | Class 2
Beckman Coulter, Inc. | Australia | IVD | CT1056 | Immunohistology cell marker IVDs | Immunohistology cell marker IVDs | Class 2
Beckman Coulter, Inc. | Brazil | MD |  | ACCESS CEA | ANTÍGENO CARCINOEMBRIONÁRIO | III
Beckman Coulter, Inc. | Brazil | IVD |  | ClearLLab LS Lymphoid Screen Reagent | CITOMETRIA DE FLUXO - MARCADORES DE CÉLULAS B | II
Beckman Coulter, Inc. | Brazil | MD |  | DxH 500 Series Calibrator | CONTAGEM DE CÉLULAS SANGUÍNEAS | II
Beckman Coulter, Inc. | Brazil | MD |  | ACCESS DHEA-S | SULFATO DE DEHIDROEPIANDROSTERONA (DHEA-S) | II
Beckman Coulter, Inc. | Brazil | MD |  | FAMÍLIA DE INSTRUMENTOS PARA ANÁLISE OU CONTAGEM DE CÉLULAS E PLAQUETAS DxH500 Series | Instrumento para análise ou contagem de células e plaquetas | II
Beckman Coulter, Inc. | Brazil | MD |  | ACCESS ULTRASENSITIVE hGH CALIBRADORES | HORMÔNIO DO CRESCIMENTO HUMANO (HGH, GH OU SOMATOTROPINA) | II
Beckman Coulter, Inc. | Brazil | MD |  | IOTest IgG1(Mouse)-ECD | CITOMETRIA DE FLUXO - MARCADORES DE CÉLULAS SEM LINHAGEM ESPECÍFICA | II
Beckman Coulter, Inc. | Brazil | MD |  | IOTest IgG1(Mouse)-FITC | CITOMETRIA DE FLUXO - MARCADORES DE CÉLULAS SEM LINHAGEM ESPECÍFICA | II
Beckman Coulter, Inc. | Brazil | MD |  | IOTest IgG1(Mouse)-PE | CITOMETRIA DE FLUXO - MARCADORES DE PLAQUETAS | II
Beckman Coulter, Inc. | Brazil | MD |  | FAMÍLIA DAU MULTI-DRUG CALIBRATORS | PAINEL DROGAS DE ABUSO | II
Beckman Coulter, Inc. | Brazil | MD |  | ACCESS DIGOXIN CALIBRATORS | DIGOXINA | II
Beckman Coulter, Inc. | Brazil | MD |  | ACCESS HBS AB CALIBRATORS | ANTICORPO TOTAL PARA ANTÍGENO S DE VÍRUS DE HEPATITE B (ANTI-HBSAG) | IV
Beckman Coulter, Inc. | Brazil | MD |  | DIGITOXIN | DIGITOXINA | II
Beckman Coulter, Inc. | Brazil | MD |  | DIGITOXIN CALIBRATOR | DIGOXINA | II
Beckman Coulter, Inc. | Brazil | MD |  | DAU MULTI-DRUG CONTROL | PAINEL DROGAS DE ABUSO | II
Beckman Coulter, Inc. | Brazil | MD |  | CORE TDM MULTI-CALIBRATOR | CALIBRADORES E PADRÕES MULTIPARÂMETRO DE UMA OU MAIS CONCENTRAÇÕES - CLASSE II | II
Beckman Coulter, Inc. | Brazil | MD |  | ANTIBIOTIC TDM MULTI-CALIBRATOR | GENTAMICINA | II
Beckman Coulter, Inc. | Brazil | MD |  | FAMÍLIA DAU THC CONTROLS | CANABINÓIDE | II
Beckman Coulter, Inc. | Brazil | MD |  | EDDP | METADONA | II
Beckman Coulter, Inc. | Brazil | MD |  | ESTAÇÃO DE TRABALHO COUTER TQ-PREP | Instrumento para preparo e processamento de amostras  fase pré-analítica | I
Beckman Coulter, Inc. | Brazil | MD |  | Access AFP Sample Diluent | TAMPÕES, DILUENTES E DEMAIS SOLUÇÕES PARA ANÁLISE LABORATORIAL | I
Beckman Coulter, Inc. | Brazil | MD |  | OPIATES | OPIÁCIO | II
Beckman Coulter, Inc. | Brazil | MD |  | BENZODIAZEPINES | BENZODIAZEPINA | II
Beckman Coulter, Inc. | Brazil | MD |  | BARBITURATES | BARBITURATO | II
Beckman Coulter, Inc. | Brazil | MD |  | Família de Centrífugas OPTIMA XPN | Instrumento para preparo e processamento de amostras  fase pré-analítica | I
Beckman Coulter, Inc. | Brazil | MD |  | COULTER LATRON (PRIMER) | TAMPÕES, DILUENTES E DEMAIS SOLUÇÕES PARA ANÁLISE LABORATORIAL | I
Beckman Coulter, Inc. | Brazil | IVD |  | IMMAGE Ferritin Reagent | FERRITINA | II
Beckman Coulter, Inc. | Brazil | MD |  | ACCESS TOTAL T3 | TRIIODOTIRONINA (T3) | II
Beckman Coulter, Inc. | Brazil | IVD |  | IMMAGE Microalbumin Reagent | ALBUMINA | II
Beckman Coulter, Inc. | Brazil | MD |  | ACCESS TOXO IgM II | TOXOPLASMA GONDII | IV
Beckman Coulter, Inc. | Brazil | MD |  | DIGOXIN | DIGOXINA | II
Beckman Coulter, Inc. | Brazil | MD |  | GENTAMYCIN | GENTAMICINA | II
Beckman Coulter, Inc. | Brazil | MD |  | THEOPHYLLINE | TEOFILINA | II
Beckman Coulter, Inc. | Brazil | MD |  | DIGOXIN CALIBRATOR | DIGOXINA | II
Beckman Coulter, Inc. | Australia | IVD | 48321 | Access HBs Ag + Confirmatory Assay - Hepatitis B virus surface antigen IVD, kit, chemiluminescent immunoassay | Hepatitis B virus surface antigen IVD, kit, chemiluminescent immunoassay | Class 4
Beckman Coulter, Inc. | Australia | IVD | CT1250 | Analyser software IVDs | Analyser software IVDs | Class 2
Beckman Coulter, Inc. | Brazil | IVD |  | IMMAGE Total Immunoglobulin E Reagent | IMUNOGLOBULINA E | II
Beckman Coulter, Inc. | Brazil | MD |  | UNICEL DxI ACCESS IMMUNOASSAY SYSTEM WASH BUFFER II | TAMPÕES, DILUENTES E DEMAIS SOLUÇÕES PARA ANÁLISE LABORATORIAL | I
Beckman Coulter, Inc. | Brazil | IVD |  | IMMAGE Immunoglobulin M Reagent | IMUNOGLOBULINA M | II
Beckman Coulter, Inc. | Brazil | IVD |  | IMMAGE Immunoglobulin A Reagent | IMUNOGLOBULINA A | II
Beckman Coulter, Inc. | Brazil | IVD |  | Immage Immunoglobulin G (IgG) Reagent | IMUNOGLOBULINA G | II
Beckman Coulter, Inc. | Brazil | MD |  | DxH 500 Series Diluent | TAMPÕES, DILUENTES E DEMAIS SOLUÇÕES PARA ANÁLISE LABORATORIAL | I
Beckman Coulter, Inc. | Brazil | MD |  | DxH 500 Series Lyse | SOLUÇÃO DE LISE PARA HEMATOLOGIA | I
Beckman Coulter, Inc. | Japan | MD |  | IO test PE-labeled antibody CD3 IOT3 | Class II immunoassay series
Beckman Coulter, Inc. | Japan | MD |  | IO test FITC-labeled antibody CD10 IOB5a | Class II immunoassay series
Beckman Coulter, Inc. | Japan | MD |  | IO test PE-labeled antibody CD14 IOM2 | Class II immunoassay series
Beckman Coulter, Inc. | Japan | MD |  | IO test FITC-labeled antibody CD11b IOM1b | Class II immunoassay series
Beckman Coulter, Inc. | Japan | MD |  | IO test PE-labeled antibody CD2 IOT11a | Class II immunoassay series
Beckman Coulter, Inc. | Japan | MD |  | IO test PE-labeled antibody CD4 IOT4a | Class II immunoassay series
Beckman Coulter, Inc. | Japan | MD |  | IO test FITC-labeled antibody CD45 IOL1b | Class II immunoassay series
Beckman Coulter, Inc. | Japan | MD |  | IO test FITC-labeled antibody HLA-DR IOT2a | Class II immunoassay series
Beckman Coulter, Inc. | Japan | MD |  | IO test FITC-labeled antibody CD19 IOB4a | Class II immunoassay series
Beckman Coulter, Inc. | Japan | MD |  | IO test FITC-labeled antibody CD8 IOT8 | Class II immunoassay series
Beckman Coulter, Inc. | Japan | IVD |  | Cytostat/Coulter clone CD3(IgG1)-FITC/T4-RD1 | T cell kit
Beckman Coulter, Inc. | Japan | IVD |  | Cytostat CD3-FITC/CD56-RD1 | T cell kit
Beckman Coulter, Inc. | Brazil | MD |  | CONTROL SERUM 1 | PARÂMETROS COMBINADOS NO MESMO PRODUTO - CLASSE II | II
Beckman Coulter, Inc. | UK | IVD | 54986 | Intrinsic factor/parietal cell antibody IVD, kit, enzyme immunoassay (EIA) | Intrinsic factor/parietal cell antibody IVD, kit, enzyme immunoassay (EIA) | IVD General
Beckman Coulter, Inc. | UK | IVD | 59085 | Microprotein IVD, kit, spectrophotometry | Microprotein IVD, kit, spectrophotometry | IVD General
Beckman Coulter, Inc. | UK | IVD | 59085 | Microprotein IVD, kit, spectrophotometry | Microprotein IVD, kit, spectrophotometry | Class B
Beckman Coulter, Inc. | UK | IVD | 50419 | Multiple aerobic gram positive bacteria species culture isolate identification IVD, kit | Multiple aerobic gram positive bacteria species culture isolate identification IVD, kit | IVD General
Beckman Coulter, Inc. | UK | IVD | 59060 | Multiple apolipoprotein IVD, calibrator | Multiple apolipoprotein IVD, calibrator | IVD General
Beckman Coulter, Inc. | UK | IVD | 59060 | Multiple apolipoprotein IVD, calibrator | Multiple apolipoprotein IVD, calibrator | Class B
Beckman Coulter, Inc. | UK | IVD | 52858 | Multiple blood gas/haemoximetry/electrolyte analyte IVD, kit, multiple technologies | Multiple blood gas/haemoximetry/electrolyte analyte IVD, kit, multiple technologies | IVD General
Beckman Coulter, Inc. | UK | IVD | 30666 | Multiple Candida/yeast species culture isolate identification IVD, kit | Multiple Candida/yeast species culture isolate identification IVD, kit | IVD General
Beckman Coulter, Inc. | UK | IVD | 30666 | Multiple Candida/yeast species culture isolate identification IVD, kit | Multiple Candida/yeast species culture isolate identification IVD, kit | Class A
Beckman Coulter, Inc. | UK | IVD | 56917 | Multiple CD cell marker IVD, antibody | Multiple CD cell marker IVD, antibody | Class B
Beckman Coulter, Inc. | UK | IVD | 56917 | Multiple CD cell marker IVD, antibody | Multiple CD cell marker IVD, antibody | Class C
Beckman Coulter, Inc. | UK | IVD | 56917 | Multiple CD cell marker IVD, antibody | Multiple CD cell marker IVD, antibody | IVD General
Beckman Coulter, Inc. | UK | IVD | 56919 | Multiple CD cell marker IVD, control | Multiple CD cell marker IVD, control | Class B
Beckman Coulter, Inc. | UK | IVD | 56919 | Multiple CD cell marker IVD, control | Multiple CD cell marker IVD, control | IVD General
Beckman Coulter, Inc. | UK | IVD | 56676 | Multiple clinical chemistry analyser IVD, laboratory | Multiple clinical chemistry analyser IVD, laboratory | Class A
Beckman Coulter, Inc. | UK | IVD | 56676 | Multiple clinical chemistry analyser IVD, laboratory | Multiple clinical chemistry analyser IVD, laboratory | IVD General
Beckman Coulter, Inc. | UK | IVD | 52904 | Multiple clinical chemistry enzyme IVD, reagent | Multiple clinical chemistry enzyme IVD, reagent | IVD General
Beckman Coulter, Inc. | UK | IVD | 52904 | Multiple clinical chemistry enzyme IVD, reagent | Multiple clinical chemistry enzyme IVD, reagent | Class B
Beckman Coulter, Inc. | UK | IVD | 53593 | Multiple clinical chemistry protein IVD, calibrator | Multiple clinical chemistry protein IVD, calibrator | Class B
Beckman Coulter, Inc. | UK | IVD | 53593 | Multiple clinical chemistry protein IVD, calibrator | Multiple clinical chemistry protein IVD, calibrator | Class C
Beckman Coulter, Inc. | UK | IVD | 53593 | Multiple clinical chemistry protein IVD, calibrator | Multiple clinical chemistry protein IVD, calibrator | IVD General
Beckman Coulter, Inc. | UK | IVD | 61296 | Microplate IVD | Microplate IVD | IVD General
Beckman Coulter, Inc. | UK | IVD | 61296 | Microplate IVD | Microplate IVD | Class A
Beckman Coulter, Inc. | UK | IVD | 57870 | Microorganism-density nephelometer IVD | Microorganism-density nephelometer IVD | Class A
Beckman Coulter, Inc. | UK | IVD | 57870 | Microorganism-density nephelometer IVD | Microorganism-density nephelometer IVD | IVD General
Beckman Coulter, Inc. | UK | IVD | 54758 | Iron IVD, kit, spectrophotometry | Iron IVD, kit, spectrophotometry | Class B
Beckman Coulter, Inc. | UK | IVD | 54758 | Iron IVD, kit, spectrophotometry | Iron IVD, kit, spectrophotometry | IVD General
Beckman Coulter, Inc. | UK | IVD | 53799 | Kappa/lambda light chain immunoglobulin IVD, kit, nephelometry/turbidimetry | Kappa/lambda light chain immunoglobulin IVD, kit, nephelometry/turbidimetry | IVD General
Beckman Coulter, Inc. | UK | IVD | 43472 | Laboratory instrument/analyser application software IVD | Laboratory instrument/analyser application software IVD | IVD General
Beckman Coulter, Inc. | UK | IVD | 43472 | Laboratory instrument/analyser application software IVD | Laboratory instrument/analyser application software IVD | Class A
Beckman Coulter, Inc. | UK | IVD | 53342 | Lactate IVD, kit, enzyme spectrophotometry | Lactate IVD, kit, enzyme spectrophotometry | Class B
Beckman Coulter, Inc. | UK | IVD | 53342 | Lactate IVD, kit, enzyme spectrophotometry | Lactate IVD, kit, enzyme spectrophotometry | IVD General
Beckman Coulter, Inc. | UK | IVD | 55019 | LDL (low density lipoprotein) antibody (anti-LDL) IVD, calibrator | LDL (low density lipoprotein) antibody (anti-LDL) IVD, calibrator | IVD General
Beckman Coulter, Inc. | UK | IVD | 53108 | Lipase IVD, kit, enzyme spectrophotometry | Lipase IVD, kit, enzyme spectrophotometry | Class B
Beckman Coulter, Inc. | UK | IVD | 53108 | Lipase IVD, kit, enzyme spectrophotometry | Lipase IVD, kit, enzyme spectrophotometry | IVD General
Beckman Coulter, Inc. | UK | IVD | 55460 | Multiple drugs of abuse IVD, calibrator | Multiple drugs of abuse IVD, calibrator | IVD General
Beckman Coulter, Inc. | UK | IVD | 53395 | Low density lipoprotein (LDL) cholesterol IVD, kit, enzyme spectrophotometry | Low density lipoprotein (LDL) cholesterol IVD, kit, enzyme spectrophotometry | IVD General
Beckman Coulter, Inc. | UK | IVD | 54254 | Luteinizing hormone (LH) IVD, kit, chemiluminescent immunoassay | Luteinizing hormone (LH) IVD, kit, chemiluminescent immunoassay | Class B
Beckman Coulter, Inc. | UK | IVD | 54254 | Luteinizing hormone (LH) IVD, kit, chemiluminescent immunoassay | Luteinizing hormone (LH) IVD, kit, chemiluminescent immunoassay | IVD General
Beckman Coulter, Inc. | UK | IVD | 46795 | Magnesium (Mg2+) IVD, kit, spectrophotometry | Magnesium (Mg2+) IVD, kit, spectrophotometry | IVD General
Beckman Coulter, Inc. | UK | IVD | 46795 | Magnesium (Mg2+) IVD, kit, spectrophotometry | Magnesium (Mg2+) IVD, kit, spectrophotometry | Class B
Beckman Coulter, Inc. | UK | IVD | 65710 | Mechanical micropipette IVD | Mechanical micropipette IVD | Class A
Beckman Coulter, Inc. | UK | IVD | 65710 | Mechanical micropipette IVD | Mechanical micropipette IVD | IVD General
Beckman Coulter, Inc. | UK | IVD | 55682 | Methadone IVD, kit, enzyme immunoassay (EIA) | Methadone IVD, kit, enzyme immunoassay (EIA) | IVD General
Beckman Coulter, Inc. | UK | IVD | 56747 | Microorganism identification/antimicrobial-susceptibility analyser IVD | Microorganism identification/antimicrobial-susceptibility analyser IVD | IVD General
Beckman Coulter, Inc. | UK | IVD | 56747 | Microorganism identification/antimicrobial-susceptibility analyser IVD | Microorganism identification/antimicrobial-susceptibility analyser IVD | Class A
Beckman Coulter, Inc. | UK | IVD | 50417 | Multiple gram negative bacteria species culture isolate identification IVD, kit | Multiple gram negative bacteria species culture isolate identification IVD, kit | IVD General
Beckman Coulter, Inc. | UK | IVD | 54669 | Free (unbound) prostate specific antigen (fPSA) IVD, kit, chemiluminescent immunoassay | Free (unbound) prostate specific antigen (fPSA) IVD, kit, chemiluminescent immunoassay | Class C
Beckman Coulter, Inc. | UK | IVD | 53737 | Haptoglobin IVD, kit, nephelometry/turbidimetry | Haptoglobin IVD, kit, nephelometry/turbidimetry | Class B
Beckman Coulter, Inc. | UK | IVD | 48283 | Hepatitis A virus immunoglobulin M (IgM) antibody IVD, kit, chemiluminescent immunoassay | Hepatitis A virus immunoglobulin M (IgM) antibody IVD, kit, chemiluminescent immunoassay | IVD General
Beckman Coulter, Inc. | UK | IVD | 48286 | Hepatitis A virus total antibody IVD, kit, chemiluminescent immunoassay | Hepatitis A virus total antibody IVD, kit, chemiluminescent immunoassay | IVD General
Beckman Coulter, Inc. | UK | IVD | 48304 | Hepatitis B virus core total antibody IVD, kit, chemiluminescent immunoassay | Hepatitis B virus core total antibody IVD, kit, chemiluminescent immunoassay | IVD Annex II List A
Beckman Coulter, Inc. | UK | IVD | 41968 | Hepatitis C virus immunoglobulin G (IgG) antibody IVD, calibrator | Hepatitis C virus immunoglobulin G (IgG) antibody IVD, calibrator | IVD Annex II List A
Beckman Coulter, Inc. | UK | IVD | 41969 | Hepatitis C virus immunoglobulin G (IgG) antibody IVD, control | Hepatitis C virus immunoglobulin G (IgG) antibody IVD, control | IVD Annex II List A
Beckman Coulter, Inc. | UK | IVD | 48360 | Hepatitis C virus immunoglobulin G (IgG) antibody IVD, kit, chemiluminescent immunoassay | Hepatitis C virus immunoglobulin G (IgG) antibody IVD, kit, chemiluminescent immunoassay | IVD Annex II List A
Beckman Coulter, Inc. | UK | IVD | 44696 | High density lipoprotein (HDL) cholesterol IVD, calibrator | High density lipoprotein (HDL) cholesterol IVD, calibrator | IVD General
Beckman Coulter, Inc. | UK | IVD | 53391 | High density lipoprotein (HDL) cholesterol IVD, kit, enzyme spectrophotometry | High density lipoprotein (HDL) cholesterol IVD, kit, enzyme spectrophotometry | IVD General
Beckman Coulter, Inc. | UK | IVD | 54220 | Human growth hormone (HGH) IVD, kit, chemiluminescent immunoassay | Human growth hormone (HGH) IVD, kit, chemiluminescent immunoassay | Class B
Beckman Coulter, Inc. | UK | IVD | 54220 | Human growth hormone (HGH) IVD, kit, chemiluminescent immunoassay | Human growth hormone (HGH) IVD, kit, chemiluminescent immunoassay | IVD General
Beckman Coulter, Inc. | UK | IVD | 57784 | Immunohistochemistry wash buffer reagent IVD | Immunohistochemistry wash buffer reagent IVD | Class A
Beckman Coulter, Inc. | UK | IVD | 57784 | Immunohistochemistry wash buffer reagent IVD | Immunohistochemistry wash buffer reagent IVD | IVD General
Beckman Coulter, Inc. | UK | IVD | 59123 | Inorganic phosphate (PO43-) IVD, kit, spectrophotometry | Inorganic phosphate (PO43-) IVD, kit, spectrophotometry | IVD General
Beckman Coulter, Inc. | UK | IVD | 59123 | Inorganic phosphate (PO43-) IVD, kit, spectrophotometry | Inorganic phosphate (PO43-) IVD, kit, spectrophotometry | Class B
Beckman Coulter, Inc. | UK | IVD | 54237 | Insulin IVD, kit, chemiluminescent immunoassay | Insulin IVD, kit, chemiluminescent immunoassay | Class C
Beckman Coulter, Inc. | UK | IVD | 54237 | Insulin IVD, kit, chemiluminescent immunoassay | Insulin IVD, kit, chemiluminescent immunoassay | IVD General
Beckman Coulter, Inc. | UK | IVD | 35476 | Haematological cell analyser IVD | Haematological cell analyser IVD | IVD General
Beckman Coulter, Inc. | UK | IVD | 53316 | Glycated haemoglobin (HbA1c) IVD, reagent | Glycated haemoglobin (HbA1c) IVD, reagent | IVD General
Beckman Coulter, Inc. | UK | IVD | 59090 | Glycated haemoglobin (HbA1c) IVD, kit, nephelometry/turbidimetry | Glycated haemoglobin (HbA1c) IVD, kit, nephelometry/turbidimetry | IVD General
Beckman Coulter, Inc. | UK | IVD | 53301 | Glucose IVD, kit, enzyme spectrophotometry | Glucose IVD, kit, enzyme spectrophotometry | IVD General
Beckman Coulter, Inc. | UK | IVD | 54121 | Free cortisol IVD, kit, enzyme immunoassay (EIA) | Free cortisol IVD, kit, enzyme immunoassay (EIA) | Class C
Beckman Coulter, Inc. | UK | IVD | 54121 | Free cortisol IVD, kit, enzyme immunoassay (EIA) | Free cortisol IVD, kit, enzyme immunoassay (EIA) | IVD General
Beckman Coulter, Inc. | UK | IVD | 54181 | Free testosterone IVD, kit, enzyme immunoassay (EIA) | Free testosterone IVD, kit, enzyme immunoassay (EIA) | Class B
Beckman Coulter, Inc. | UK | IVD | 54181 | Free testosterone IVD, kit, enzyme immunoassay (EIA) | Free testosterone IVD, kit, enzyme immunoassay (EIA) | IVD General
Beckman Coulter, Inc. | UK | IVD | 54413 | Free thyroxine (FT4) IVD, kit, chemiluminescent immunoassay | Free thyroxine (FT4) IVD, kit, chemiluminescent immunoassay | Class B
Beckman Coulter, Inc. | UK | IVD | 54413 | Free thyroxine (FT4) IVD, kit, chemiluminescent immunoassay | Free thyroxine (FT4) IVD, kit, chemiluminescent immunoassay | IVD General
Beckman Coulter, Inc. | UK | IVD | 54417 | Free triiodothyronine (FT3) IVD, kit, chemiluminescent immunoassay | Free triiodothyronine (FT3) IVD, kit, chemiluminescent immunoassay | Class B
Beckman Coulter, Inc. | UK | IVD | 54417 | Free triiodothyronine (FT3) IVD, kit, chemiluminescent immunoassay | Free triiodothyronine (FT3) IVD, kit, chemiluminescent immunoassay | IVD General
Beckman Coulter, Inc. | UK | IVD | 55865 | Full blood count IVD, calibrator | Full blood count IVD, calibrator | IVD General
Beckman Coulter, Inc. | UK | IVD | 53858 | Interleukin-6 (IL-6) IVD, kit, chemiluminescent immunoassay | Interleukin-6 (IL-6) IVD, kit, chemiluminescent immunoassay | IVD General
Beckman Coulter, Inc. | UK | IVD | 55866 | Full blood count IVD, control | Full blood count IVD, control | IVD General
Beckman Coulter, Inc. | UK | IVD | 55855 | Full blood count IVD, reagent | Full blood count IVD, reagent | Class A
Beckman Coulter, Inc. | UK | IVD | 53027 | Gamma-glutamyltransferase (GGT) IVD, kit, enzyme spectrophotometry | Gamma-glutamyltransferase (GGT) IVD, kit, enzyme spectrophotometry | IVD General
Beckman Coulter, Inc. | UK | IVD | 47775 | General specimen container IVD, no additive/medium | General specimen container IVD, no additive/medium | IVD General
Beckman Coulter, Inc. | UK | IVD | 47775 | General specimen container IVD, no additive/medium | General specimen container IVD, no additive/medium | Class A
Beckman Coulter, Inc. | UK | IVD | 58605 | General-microorganism antimicrobial susceptibility culture medium IVD | General-microorganism antimicrobial susceptibility culture medium IVD | IVD General
Beckman Coulter, Inc. | UK | IVD | 58605 | General-microorganism antimicrobial susceptibility culture medium IVD | General-microorganism antimicrobial susceptibility culture medium IVD | Class A
Beckman Coulter, Inc. | UK | IVD | 52259 | Giardia lamblia immunoglobulin G (IgG) antibody IVD, control | Giardia lamblia immunoglobulin G (IgG) antibody IVD, control | Class B
Beckman Coulter, Inc. | UK | IVD | 53303 | Glucose IVD, kit, electrometry | Glucose IVD, kit, electrometry | IVD General
Beckman Coulter, Inc. | UK | IVD | 53301 | Glucose IVD, kit, enzyme spectrophotometry | Glucose IVD, kit, enzyme spectrophotometry | Class C
Beckman Coulter, Inc. | UK | IVD | 55855 | Full blood count IVD, reagent | Full blood count IVD, reagent | IVD General
Beckman Coulter, Inc. | UK | IVD | 54986 | Intrinsic factor/parietal cell antibody IVD, kit, enzyme immunoassay (EIA) | Intrinsic factor/parietal cell antibody IVD, kit, enzyme immunoassay (EIA) | Class B
Beckman Coulter, Inc. | Australia | IVD | CT878 | Haematology full blood count IVDs | Haematology full blood count IVDs | Class 2
Beckman Coulter, Inc. | Brazil | MD |  | DxH 500 Series Cleaner | SOLUÇÃO PARA LIMPEZA DE EQUIPAMENTOS | I
Beckman Coulter, Inc. | Brazil | MD |  | INORGANIC PHOSPHOROUS | FÓSFORO/FOSFATO INORGÂNICO | II
Beckman Coulter, Inc. | Brazil | MD |  | UREA/UREA NITROGEN | URÉIA | II
Beckman Coulter, Inc. | Brazil | MD |  | LYOPHILIZED CHEMISTRY CALIBRATOR 1 | PARÂMETROS COMBINADOS NO MESMO PRODUTO - CLASSE II | II
Beckman Coulter, Inc. | Brazil | MD |  | LIPASE | LIPASE | II
Beckman Coulter, Inc. | Brazil | MD |  | IRON | FERRO | II
Beckman Coulter, Inc. | Brazil | MD |  | DxH 500 Series Control | CONTAGEM DE CÉLULAS SANGUÍNEAS | II
Beckman Coulter, Inc. | Brazil | MD |  | ACCESS CORTISOL | CORTISOL | II
Beckman Coulter, Inc. | Brazil | MD |  | ACCESS CORTISOL CALIBRADORES | CORTISOL | II
Beckman Coulter, Inc. | Brazil | MD |  | LACTATE DEHYDROGENASE (LDH) | LACTATO DESIDROGENASE (LDH) | II
Beckman Coulter, Inc. | Brazil | MD |  | CRP LATEX | PROTEÍNA C REATIVA | II
Beckman Coulter, Inc. | Brazil | MD |  | CREATININE | CREATININA | II
Beckman Coulter, Inc. | Brazil | MD |  | Alpha-1 ANTITRYPSIN | ALFA 1-ANTITRIPSINA | II
Beckman Coulter, Inc. | Brazil | MD |  | APOLIPROTEIN A1 | APOLIPOPROTEÍNA A-I | II
Beckman Coulter, Inc. | Brazil | MD |  | IgA | IMUNOGLOBULINA A | II
Beckman Coulter, Inc. | Brazil | MD |  | MICROALBUMIN | ALBUMINA | II
Beckman Coulter, Inc. | Brazil | MD |  | C4 | COMPLEMENTO DE COMPONENTE C4 | II
Beckman Coulter, Inc. | Brazil | MD |  | beta-2-MICROGLOBULIN | BETA 2-MICROGLOBULINA | II
Beckman Coulter, Inc. | Brazil | MD |  | PREALBUMIN CALIBRATOR | PRÉ-ALBUMINA (TRANSTIRETINA) | II
Beckman Coulter, Inc. | Brazil | MD |  | CRP LATEX CALIBRATORS | PROTEÍNA C REATIVA | II
Beckman Coulter, Inc. | Brazil | MD |  | SERUM PROTEIN MULTICALIBRATOR 2 | PARÂMETROS COMBINADOS NO MESMO PRODUTO - CLASSE II | II
Beckman Coulter, Inc. | Brazil | MD |  | RF LATEX | FATOR REUMATÓIDE | II
Beckman Coulter, Inc. | Brazil | MD |  | TOTAL BILIRUBIN | BILIRRUBINA | II
Beckman Coulter, Inc. | Brazil | MD |  | GLUCOSE | GLICOSE | II
Beckman Coulter, Inc. | Brazil | MD |  | APOLIPROTEIN B | APOLIPOPROTEÍNA B | II
Beckman Coulter, Inc. | Brazil | MD |  | Família de Instrumentos para Identificação de Micro-Organismos ou Antibiograma MicroScan WalkAway | Instrumento para identificação de micro-organismos ou antibiograma | II
Beckman Coulter, Inc. | Brazil | MD |  | ACCESS AFP CALIBRADORES | ALFAFETOPROTEÍNA (AFP) | III
Beckman Coulter, Inc. | Brazil | MD |  | LH SERIES PAK | SOLUÇÃO DE LISE PARA HEMATOLOGIA | I
Beckman Coulter, Inc. | Brazil | MD |  | CYTO-STAT triCHROME CD45-FITC/MslgG1-RD1/MslgG1-PC5 | CITOMETRIA DE FLUXO - MARCADORES DE CÉLULAS SEM LINHAGEM ESPECÍFICA | II
Beckman Coulter, Inc. | EU | IVD | W01010217 | Total Iron Binding Capacity Reagent (IBCT 2 x 100) | IRON BINDING CAPACITY - TOTAL (CC) | IVD General
Beckman Coulter, Inc. | EU | IVD | W01010217 | Total Iron Binding Capacity Reagent (IBCT 2 x 100) | IRON BINDING CAPACITY - TOTAL (CC) | IVD General
Beckman Coulter, Inc. | EU | IVD | W0103010599 | COULTER Body Fluid Control | HAEMATOLOGY CONTROLS - OTHER | IVD General
Beckman Coulter, Inc. | EU | IVD | W01010217 | SYNCHRON Systems Total Iron Binding Capacity (IBCT) Column Kit | IRON BINDING CAPACITY - TOTAL (CC) | IVD General
Beckman Coulter, Inc. | EU | IVD | W0202010101 | UniCel® DxH 800 Coulter® Cellular Analysis System | AUTOMATED WHOLE BLOOD HEMATOLOGY ANALYSERS - LOW ROUTINE (Throughput <= 100 samples/hr) | IVD General
Beckman Coulter, Inc. | EU | IVD | W0102010399 | Microalbumin Reagent (MA 2 x 100) | TRANSPORT PROTEINS - OTHER | IVD General
Beckman Coulter, Inc. | EU | IVD | W0102152299 | Access hLH Calibrators | STANDARDS AND CALIBRATORS - IMMUNOCHEMISTRY - OTHER | IVD General
Beckman Coulter, Inc. | EU | IVD | W0102050104 | Access hFSH (reagent pack) | FOLLICLE STIMULATING HORMONE | IVD General
Beckman Coulter, Inc. | EU | IVD | W0102050105 | Access hLH (Reagent Pack) | LUTEINISING HORMONE | IVD General
Beckman Coulter, Inc. | EU | IVD | W0102060103 | Access Ultrasensitive Insulin (Reagent Pack) | INSULIN | IVD General
Beckman Coulter, Inc. | EU | IVD | W01029003 | Access AFP Diluent | BUFFERS (UNASSIGNABLE), SUPPLEM. REAGENTS, ETC (IC) | IVD Annex II List B
Beckman Coulter, Inc. | EU | IVD | W0102152299 | Access Ultrasensitive Insulin Calibrators | STANDARDS AND CALIBRATORS - IMMUNOCHEMISTRY - OTHER | IVD General
Beckman Coulter, Inc. | EU | IVD | W0103080199 | CYTO-STAT/COULTER CLONE B1-FITC | MONOCLONAL ANTIBODIES FOR CELL SURFACE ANTIGENS - OTHER | IVD General
Beckman Coulter, Inc. | EU | IVD | W0103080499 | CYTO-STAT/COULTER CLONE MsIgG1-RD1 | FLOW CYTOMETRY CONTROLS - OTHER | IVD General
Beckman Coulter, Inc. | EU | IVD | W0103080199 | CYTO-STAT/COULTER CLONE MY4-FITC | MONOCLONAL ANTIBODIES FOR CELL SURFACE ANTIGENS - OTHER | IVD General
Beckman Coulter, Inc. | EU | IVD | W0102152099 | Vigil Serology Control Level 2 | CONTROLS- IMMUNOCHEMISTRY - OTHER | IVD General
Beckman Coulter, Inc. | EU | IVD | W0102152099 | Vigil Serology Control Level 3 | CONTROLS- IMMUNOCHEMISTRY - OTHER | IVD General
Beckman Coulter, Inc. | EU | IVD | W0102152299 | SYNCHRON Systems Protein Calibrator Levels 1 and 2 | STANDARDS AND CALIBRATORS - IMMUNOCHEMISTRY - OTHER | IVD General
Beckman Coulter, Inc. | EU | IVD | W01021109 | IMMAGE Immunochemistry Systems High Sensitivity C-reactive Protein (CRPH) Reagent | C-REACTIVE PROTEIN | IVD General
Beckman Coulter, Inc. | EU | IVD | W01020201 | IMMAGE Immunochemistry Systems IGE Total Immunoglobulin E Reagent | IMMUNOGLOBULIN E - TOTAL | IVD General
Beckman Coulter, Inc. | EU | IVD | W0102152201 | SYNCHRON Systems Drug Calibrator 1 | TDM/DRUG STANDARDS AND CALIBRATORS | IVD General
Beckman Coulter, Inc. | EU | IVD | W0102080208 | Phenytoin Reagent (PHY 2 x 100) | PHENYTOIN | IVD General
Beckman Coulter, Inc. | EU | IVD | W0102152203 | SYNCHRON Systems APO Calibrator | SPECIFIC PROTEIN STANDARDS AND CALIBRATORS | IVD General
Beckman Coulter, Inc. | EU | IVD | W01021104 | Antistreptolysin-O Reagent (ASO- 2 x 100) | ANTI-STREPTOLYSIN O (QUANTITATIVE) | IVD General
Beckman Coulter, Inc. | EU | IVD | W0102080402 | Theophylline Reagent (THE 2 x 100) | THEOPHYLLINE | IVD General
Beckman Coulter, Inc. | EU | IVD | W0102080201 | Carbamazepine Reagent | CARBAMAZEPINE | IVD General
Beckman Coulter, Inc. | EU | IVD | W0102152201 | SYNCHRON Systems Drug Calibrator 2 | TDM/DRUG STANDARDS AND CALIBRATORS | IVD General
Beckman Coulter, Inc. | EU | IVD | W0102080207 | Phenobarbital Reagent (PHE 2 x 100) | PHENOBARBITAL | IVD General
Beckman Coulter, Inc. | EU | IVD | W0102080206 | Valproic Acid Reagent (VPA 2 x 100) | FREE VALPROIC ACID | IVD General
Beckman Coulter, Inc. | EU | IVD | W0102010107 | Immunoglobulin M Reagent (Ig-M 2 x 150) | IMMUNOGLOBULIN M | IVD General
Beckman Coulter, Inc. | EU | IVD | W01010216 | Iron Reagent (FE 2 x 200) | IRON (CC) | IVD General
Beckman Coulter, Inc. | EU | IVD | W0101050301 | SYNCHRON Systems CAL 1 Calibrator 1 | CALIBRATORS MULTICOMPONENT (CC) | IVD General
Beckman Coulter, Inc. | EU | IVD | W0102152201 | SYNCHRON Systems Drug Calibrator 3 Plus | TDM/DRUG STANDARDS AND CALIBRATORS | IVD General
Beckman Coulter, Inc. | EU | IVD | W0101050301 | SYNCHRON Systems CAL 5 PLUS | CALIBRATORS MULTICOMPONENT (CC) | IVD General
Beckman Coulter, Inc. | EU | IVD | W0102152210 | CAL 5 PLUS Calibrator 5 Plus | STANDARDS AND CALIBRATORS FOR RHEUMATOLOGY | IVD General
Beckman Coulter, Inc. | EU | IVD | W0101050301 | SYNCHRON Systems AQUA CAL 1 | CALIBRATORS MULTICOMPONENT (CC) | IVD General
Beckman Coulter, Inc. | EU | IVD | W0102152099 | SYNCHRON Systems DAT Drug Free Urine Control | CONTROLS- IMMUNOCHEMISTRY - OTHER | IVD General
Beckman Coulter, Inc. | EU | IVD | W0101050301 | SYNCHRON Systems AQUA CAL 2 | CALIBRATORS MULTICOMPONENT (CC) | IVD General
Beckman Coulter, Inc. | EU | IVD | W0101050301 | SYNCHRON Systems AQUA CAL 3 | CALIBRATORS MULTICOMPONENT (CC) | IVD General
Beckman Coulter, Inc. | EU | IVD | W0102152006 | Vigil™ Lipid Control Level 1 | ANAEMIA RELATED/VITAMIN CONTROLS | IVD General
Beckman Coulter, Inc. | EU | IVD | W0102010403 | Apolipoprotein B Reagent (ApoB 2 x 100) | APOLIPOPROTEIN B | IVD General
Beckman Coulter, Inc. | EU | IVD | W0102080307 | Gentamicin Reagent (GEN 2 x 100) | GENTAMICIN | IVD General
Beckman Coulter, Inc. | EU | IVD | W0102010101 | Immunoglobulin A Reagent (Ig-A 2 x 150) | IMMUNOGLOBULIN A | IVD General
Beckman Coulter, Inc. | EU | IVD | W0102010105 | Immunoglobulin G Reagent (Ig-G 2 x 150) | IMMUNOGLOBULIN G | IVD General
Beckman Coulter, Inc. | EU | IVD | W0102152205 | APO CAL Apolipoprotein Calibrator | TUMOUR MARKER STANDARDS AND CALIBRATORS | IVD General
Beckman Coulter, Inc. | EU | IVD | W0102080317 | Tobramycin Reagent (TOB 2 x 100) | TOBRAMYCIN | IVD General
Beckman Coulter, Inc. | EU | IVD | W0102152299 | IMMAGE Immunochemistry Systems FER CAL Ferritin Calibrator | STANDARDS AND CALIBRATORS - IMMUNOCHEMISTRY - OTHER | IVD General
Beckman Coulter, Inc. | EU | IVD | W0102010307 | Transferrin Reagent (TRFN 2 x 150) | TRANSFERRIN | IVD General
Beckman Coulter, Inc. | EU | IVD | W01010499 | SYNCHRON Systems NO FOAM | MULTIPLE CLIN. CHEM LAB REAGENTS - OTHER | IVD General
Beckman Coulter, Inc. | EU | IVD | W0201020102 | Access 2 Immunoassay System | AUTOMATED IMMUNOCHEMISTRY ANALYSERS - MODERATE ROUTINE (Throughput > 100 and <= 250 test/h) | Class A
Beckman Coulter, Inc. | EU | IVD | W02060101 | AutoMate 2500 Family | AUTOMATED SYSTEMS FOR THE MANAGEMENT OF PRE AND POST-ANALYSIS | Class A
Beckman Coulter, Inc. | EU | IVD | W0201020102 | IMMAGE 800 | AUTOMATED IMMUNOCHEMISTRY ANALYSERS - MODERATE ROUTINE (Throughput > 100 and <= 250 test/h) | Class A
Beckman Coulter, Inc. | Brazil | IVD |  | PerFix-nc (no centrifuge assay Kit) | TAMPÕES, DILUENTES E DEMAIS SOLUÇÕES PARA ANÁLISE LABORATORIAL | I
Beckman Coulter, Inc. | Brazil | MD |  | LIH | TAMPÕES, DILUENTES E DEMAIS SOLUÇÕES PARA ANÁLISE LABORATORIAL | I
Beckman Coulter, Inc. | Brazil | MD |  | UIBC | CAPACIDADE DE FIXAÇÃO DE FERRO (CFF) | II
Beckman Coulter, Inc. | Brazil | MD |  | URINARY/CSF PROTEIN | PROTEÍNA TOTAL | II
Beckman Coulter, Inc. | Brazil | MD |  | SERUM PROTEIN MULTI CALIBRATOR 1 | PARÂMETROS COMBINADOS NO MESMO PRODUTO - CLASSE II | II
Beckman Coulter, Inc. | Japan | MD |  | Unicel DxH600 | blood cell counter
Beckman Coulter, Inc. | Japan | MD |  | Unicel DxI 600 system | Immunoluminescence analyzer
Beckman Coulter, Inc. | Japan | MD |  | Coulter HmX | blood cell counter
Beckman Coulter, Inc. | Japan | IVD |  | Access AMH (IVD) | Anti-Müllerian Hormone Kit
Beckman Coulter, Inc. | Brazil | MD |  | ClearLLab 10C B Cell Tube | CITOMETRIA DE FLUXO - MARCADORES DE CÉLULAS B | II
Beckman Coulter, Inc. | Brazil | MD |  | ClearLLab 10C T Cell Tube | CITOMETRIA DE FLUXO - MARCADORES DE CÉLULAS T | II
Beckman Coulter, Inc. | Brazil | MD |  | Família de Marcadores de Células Mielóides ClearLLab 10C | CITOMETRIA DE FLUXO - MARCADORES DE CÉLULAS MIELÓIDES | II
Beckman Coulter, Inc. | USA | IVD | DAD | 988413 Haptoglobin Reagent (HPT 2 x 100);QUANTIPLATE OR ENDOPLATE TM HA;OSR6165 HAPTOGLOBIN | Haptoglobin, Antigen, Antiserum, Control | 2
Beckman Coulter, Inc. | USA | IVD | DGR | SERUM;OR RABBIT ANTISERA TO HUMAN WHOLE;GOAT;HORSE | Whole Human Serum, Antigen, Antiserum, Control | 1
Beckman Coulter, Inc. | USA | IVD | JZO | Access TPO Antibody Calibrators (MN Manufacturing site Only);Access TPO Antibody | System, Test, Thyroid Autoantibody | 2
Beckman Coulter, Inc. | USA | IVD | JJQ | EXPRESSO CARTRIDGE;(MULTIPLE BRANDS);PHOTOMETER;COLORIMETER;SPECTROPHOTOMETER FOR CLINICAL USE | Colorimeter, Photometer, Spectrophotometer For Clinical Use | 1
Beckman Coulter, Inc. | USA | IVD | JJE | Access 2 Immunoassay system;Access Immunoassay System;Access 2 Immunoassay System (Remanufactured PN 386220);DACOS MULTIPLE | Analyzer, Chemistry (Photometric, Discrete), For Clinical Use | 1
Beckman Coulter, Inc. | USA | IVD | CEP | Access hLH;Access hLH Calibrators (MN mfg site only) | Radioimmunoassay, Luteinizing Hormone | 1
Beckman Coulter, Inc. | USA | IVD | LOK | Access AFP (33211);Access AFP Sample Diluent | Kit, Test, Alpha-Fetoprotein For Neural Tube Defects | 3
Beckman Coulter, Inc. | USA | IVD | MTF | Access Hybritech PSA Sample Diluent (MN mfg site only);Access Hybritech PSA Calibrators (MN mfg site only);Access Hybritech PSA | Total, Prostate Specific Antigen (Noncomplexed & Complexed) For Detection Of Prostate Cancer | 3
Beckman Coulter, Inc. | USA | IVD | CGJ | Access hFSH;Access hFSH Calibrators | Radioimmunoassay, Follicle-Stimulating Hormone | 1
Beckman Coulter, Inc. | USA | IVD | JJH | SPRI-TE Nucleic Acid Extractor;SPRI-TE FFPE NA Lysis Buffer Kit (PN A50093);SPRI-TE Viral NA Extraction Kit (PN A50089);SPRI-TE gDNA Extraction Kit (PN A50087);SPRI-TE FFPE NA Extraction Kit (PN A50091) | Clinical Sample Concentrator | 1
Beckman Coulter, Inc. | USA | IVD | CFT | Access Prolactin;Access Prolactin Calibrators (MN mfg site only) | Radioimmunoassay, Prolactin (Lactogen) | 1
Beckman Coulter, Inc. | USA | IVD | CDD | Access Vitamin B12 Calibrators (Chaska Mfg site only);Access Vitamin B12 S0 Calibrator (Chaska Mfg site only);Access Vitamin B12 | Radioassay, Vitamin B12 | 2
Beckman Coulter, Inc. | USA | IVD | GGT | Access EPO Calibrators;Access EPO | Assay, Erythropoietin | 2
Beckman Coulter, Inc. | USA | IVD | CEW | Access Intact PTH;Access Intact PTH Calibrators (MN mfg site only) | Radioimmunoassay, Parathyroid Hormone | 2
Beckman Coulter, Inc. | USA | IVD | DHX | Access CEA;Access CEA Calibrators;Access CEA Diluent;Access CEA QC | System, Test, Carcinoembryonic Antigen | 2
Beckman Coulter, Inc. | USA | IVD | CDZ | Access Testosterone;Access Testosterone Calibrators | Radioimmunoassay, Testosterones And Dihydrotestosterone | 1
Beckman Coulter, Inc. | USA | IVD | JJX | Access AFP QC | Single (Specified) Analyte Controls (Assayed And Unassayed) | 1
Beckman Coulter, Inc. | USA | IVD | JIS | Access Free T4;Access Free T4 Calibrators (MN mfg site only) | Calibrator, Primary | 2
Beckman Coulter, Inc. | USA | IVD | DGC | Access Total IgE;Access Total IgE Calibrators;Access Total IgE Calibrator S0 (Diluent) | Ige, Antigen, Antiserum, Control | 2
Beckman Coulter, Inc. | USA | IVD | MTG | Access Hybritech Free PSA Calibrators (MN mfg site only);Access Hybritech free PSA | Test, Prostate Specific Antigen, Free, (Noncomplexed) To Distinguish Prostate Cancer From Benign Conditions | 3
Beckman Coulter, Inc. | USA | IVD | CIN | Access Ostase Calibrators Item B83876;Access Ostase Calibrators Item 37305;Access Ostase | Electrophoretic Separation, Alkaline Phosphatase Isoenzymes | 2
Beckman Coulter, Inc. | USA | IVD | JHX | Access CK-MB;Access CK-MB Calibrators (MN mfg site only) | Fluorometric Method, Cpk Or Isoenzymes | 2
Beckman Coulter, Inc. | USA | IVD | NIG | Access GI Monitor Calibrators;Access GI Monitor | System, Test, Carbohydrate Antigen (Ca19-9), For Monitoring And Management Of Pancreatic Cancer | 2
Beckman Coulter, Inc. | USA | IVD | KXT | Access Digoxin Calibrators;Access Digoxin;Access Digoxin S0 Calibrator | Enzyme Immunoassay, Digoxin | 2
Beckman Coulter, Inc. | USA | IVD | JJY | Access Cardiac QC | Multi-Analyte Controls, All Kinds (Assayed) | 1
Beckman Coulter, Inc. | USA | IVD | LIG | Access Intrinsic Factor Antibody QC;Access Intrinsic Factor Antibody;Access Intrinsic Factor Antibody Calibrators | Radioassay, Intrinsic Factor Blocking Antibody | 2
Beckman Coulter, Inc. | Australia | IVD | CT772 | Severe acute respiratory syndrome-associated coronavirus IVDs | Severe acute respiratory syndrome-associated coronavirus IVDs | Class 3
Beckman Coulter, Inc. | Singapore | IVD |  | Beckman Coulter Access® GI MONITOR | Immunology | Class C IVD
Beckman Coulter, Inc. | USA | IVD | LEE | 7-AAD Viability Dye 150t | Stains, Dye Solution | 1
Beckman Coulter, Inc. | Japan | MD |  | Automatic analysis device BECKMANCOULTERAU5800 | Discrete clinical chemistry automatic analyzer
Beckman Coulter, Inc. | Japan | MD |  | UniCel DxH 690T Coulter Cellular Analysis System | blood cell counter
Beckman Coulter, Inc. | Japan | MD |  | Acty series | blood cell counter
Beckman Coulter, Inc. | Japan | MD |  | LH1500 series | Specimen pretreatment device
Beckman Coulter, Inc. | Japan | MD |  | GeneXpert Infinity system | Gene analyzer
Beckman Coulter, Inc. | Japan | MD |  | Microscan WalkAway 40 SI | Microbial susceptibility analysis device
Beckman Coulter, Inc. | Japan | MD |  | Microscan WalkAway 96 SI | Microbial susceptibility analysis device
Beckman Coulter, Inc. | Japan | MD |  | Access Hybridech freePSA | Series for Class III Biochemical, Immunological, and Endocrine Testing
Beckman Coulter, Inc. | Japan | MD |  | Access CEA | Series for Class III Biochemical, Immunological, and Endocrine Testing
Beckman Coulter, Inc. | Japan | IVD |  | Access testosterone | blood test testosterone kit
Beckman Coulter, Inc. | Japan | IVD |  | Access Estradiol | estradiol kit
Beckman Coulter, Inc. | Japan | MD |  | Access B12 | Series for Class III Biochemical, Immunological, and Endocrine Testing
Beckman Coulter, Inc. | Japan | IVD |  | Access Ostase | alkaline phosphatase isozyme kit
Beckman Coulter, Inc. | Japan | IVD |  | Access E2II | estradiol kit
Beckman Coulter, Inc. | Japan | IVD |  | AQUIOS Tetra-2 T cell/B cell/NK cell panel | T cell kit
Beckman Coulter, Inc. | Japan | MD |  | Access B12 | Series for Class III Biochemical, Immunological, and Endocrine Testing
Beckman Coulter, Inc. | Japan | IVD |  | Access folic acid (FOLW) | folic acid kit
Beckman Coulter, Inc. | Japan | MD |  | Access substrate liquid | Series for Class III Biochemical, Immunological, and Endocrine Testing
Beckman Coulter, Inc. | Japan | MD |  | Access Hybrid Tech PSA | Series for Class III Biochemical, Immunological, and Endocrine Testing
Beckman Coulter, Inc. | Japan | MD |  | Access substrate liquid | Series for Class III Biochemical, Immunological, and Endocrine Testing
Beckman Coulter, Inc. | Japan | IVD |  | Access TSH (3rd IS) | thyroid stimulating hormone kit
Beckman Coulter, Inc. | Japan | MD |  | Access Prolactin | Series for Class III Biochemical, Immunological, and Endocrine Testing
Beckman Coulter, Inc. | Japan | IVD |  | Access ferritin | ferritin kit
Beckman Coulter, Inc. | USA | IVD | CGA | CO2 Electrode;Chloride Electrode;BUN Electrode;Glucose Oxygen Sensor;NA+ Electrode;SYNCHRON Systems SYNCHRON PROTEIN CALIBRATOR LEVELS 1 and 2;Calcium Electrode;Potassium Electrode | Glucose Oxidase, Glucose | 2
Beckman Coulter, Inc. | USA | IVD | JMG | SYNCHRON UniCel DxC 600i, 800i, 660i, 860i;A64904 UniCel DxC 680i - Full System;A64903 UniCel DxC 680i - Full System Domestic;A64868 Unicel DxC 660i Synchron Access Clinical System;A64871 UniCel DxC 660i - Full System Domestic;A27318 Unicel DxC 600i Synchron Access Clinical System;A64936 UniCel DxC 860i - Full System;A59102 Unicel DxC 880i Synchron Access Clinical System;A64870 Unicel DxC 860i Synchron Access Clinical System;A64869 Unicel DxC 680i Synchron Access Clinical System;A64872 UniCel DxC 660i - Full System;A64935 UniCel DxC 860i - Full System Domestic | Radioimmunoassay (Two-Site Solid Phase), Ferritin | 2
Beckman Coulter, Inc. | USA | IVD | JQX | A15445 IMMAGE 800 | Nephelometer, For Clinical Use | 1
Beckman Coulter, Inc. | USA | IVD | CGA | A11814 UniCel DxC 600 Instrument Domestic;A10400 Unicel DxC 600 PRO;A10411 Unicel DxC 800;A11802 UniCel DxC 600/800 PRO/Non-PRO;A10405 Unicel DxC 600;A11813 UniCel DxC 600 Instrument;A82112 UniCel DxC 600 AR;A11809 UniCel DxC 600 PRO Instrument;A11810 UniCel DxC 600 PRO Instrument Domestic;A10407 Unicel DxC 800 PRO;A11811 UniCel DxC 800 PRO Instrument;A80377 UniCel DxC 800 AR;A11801 UniCel DxC 600/800 PRO/Non-PRO Domestic;A11812 UniCel DxC 800 PRO Instrument Domestic;A11816 UniCel DxC 800 Instrument Domestic;A11815 UniCel DxC 800 Instrument | Glucose Oxidase, Glucose | 2
Beckman Coulter, Inc. | EU | IVD | W0203010180 | MicroScan WalkAway Instrument Family | ANTIBIOTIC SUSCEPTIBILITY ANALYSERS - HARDWARE ACCESSORIES | Class A
Beckman Coulter, Inc. | EU | IVD | W0103080699 | DxFLEX Sheath Fluid | REAGENTS FOR FLOW CYTOMETRY - OTHER | Class A
Beckman Coulter, Inc. | EU | IVD | W0202040182 | Navios EX Instrument & Software | CYTOFLOWMETERS - SOFTWARE ACCESSORIES | Class A
Beckman Coulter, Inc. | EU | IVD | W0202010185 | DxH 500 Series Lyse | AUTOMATED WHOLE BLOOD HEMATOLOGY ANALYSERS - CONSUMABLES | Class A
Beckman Coulter, Inc. | EU | IVD | W0202010185 | DxH 500 Series Diluent | AUTOMATED WHOLE BLOOD HEMATOLOGY ANALYSERS - CONSUMABLES | Class A
Beckman Coulter, Inc. | EU | IVD | W0202010185 | DxH 500 Series Cleaner | AUTOMATED WHOLE BLOOD HEMATOLOGY ANALYSERS - CONSUMABLES | Class A
Beckman Coulter, Inc. | EU | IVD | W0201020103 | UniCel DxI 800 Access Immunoassay System | AUTOMATED IMMUNOCHEMISTRY ANALYSERS - MODERATE TO HIGH ROUTINE (Throughput > 250 and <= 700 test/h) | Class A
Beckman Coulter, Inc. | EU | IVD | W01010299 | Access Substrate | SUBSTRATES - OTHER | Class A
Beckman Coulter, Inc. | EU | IVD | W050301020180 | UniCel DxI Access Immunoassay System Reaction Vessels | SAMPLES ANALYSES, PLASTIC TUBES - ACCESSORIES | Class A
Beckman Coulter, Inc. | EU | IVD | W05020180 | Beckman Coulter Sample Cup 0.5 mL | SAMPLES TRANSPORT, CONTAINERS - ACCESSORIES | Class A
Beckman Coulter, Inc. | EU | IVD | W0102152299 | Access Free T4 Calibrators | STANDARDS AND CALIBRATORS - IMMUNOCHEMISTRY - OTHER | Class B
Beckman Coulter, Inc. | EU | IVD | W01020402 | Access Free T4 | FREE THYROXINE | Class B
Beckman Coulter, Inc. | EU | IVD | W0103080699 | Iso Flow Sheath (10L) | REAGENTS FOR FLOW CYTOMETRY - OTHER | Class A
Beckman Coulter, Inc. | EU | IVD | W0103080699 | Aquios Lysing Reagent Kit | REAGENTS FOR FLOW CYTOMETRY - OTHER | Class A
Beckman Coulter, Inc. | EU | IVD | W0103080699 | Aquios Sodium Hypochlorite Solution | REAGENTS FOR FLOW CYTOMETRY - OTHER | Class A
Beckman Coulter, Inc. | EU | IVD | W0103080401 | Flow Check Fluorospheres | SETUP BEADS | Class A
Beckman Coulter, Inc. | EU | IVD | W0102152299 | Access Progesterone Calibrators | STANDARDS AND CALIBRATORS - IMMUNOCHEMISTRY - OTHER | Class B
Beckman Coulter, Inc. | EU | IVD | W0102050106 | Access Progesterone | PROGESTERONE | Class B
Beckman Coulter, Inc. | EU | IVD | W0102152299 | Access Estradiol Calibrator S0 | STANDARDS AND CALIBRATORS - IMMUNOCHEMISTRY - OTHER | Class B
Beckman Coulter, Inc. | EU | IVD | W0102152299 | Access Estradiol Calibrators | STANDARDS AND CALIBRATORS - IMMUNOCHEMISTRY - OTHER | Class B
Beckman Coulter, Inc. | EU | IVD | W0102050103 | Access Estradiol Reagent Pack | ESTRADIOL | Class B
Beckman Coulter, Inc. | EU | IVD | W0102152299 | Access Ostase Calibrators | STANDARDS AND CALIBRATORS - IMMUNOCHEMISTRY - OTHER | Class B
Beckman Coulter, Inc. | EU | IVD | W0102152204 | Access Myoglobin Calibrators | CARDIAC MARKER STANDARDS AND CALIBRATORS | Class B
Beckman Coulter, Inc. | EU | IVD | W0102152299 | Access hLH Calibrators | STANDARDS AND CALIBRATORS - IMMUNOCHEMISTRY - OTHER | Class B
Beckman Coulter, Inc. | EU | IVD | W0102152099 | Access Ostase QC | CONTROLS- IMMUNOCHEMISTRY - OTHER | Class B
Beckman Coulter, Inc. | EU | IVD | W0102060318 | Access Ostase Reagent Pack | BONE ALKALINE PHOSPHATASE (IC) | Class B
Beckman Coulter, Inc. | EU | IVD | W01010114 | Access CK-MB | CREATINE KINASE - MB ACTIVITY (CC) | Class C
Beckman Coulter, Inc. | EU | IVD | W0102152204 | Access CK-MB Calibrators | CARDIAC MARKER STANDARDS AND CALIBRATORS | Class C
Beckman Coulter, Inc. | EU | IVD | W01021304 | Access Myoglobin | MYOGLOBIN | Class B
Beckman Coulter, Inc. | EU | IVD | W0102152299 | Access Progesterone Calibrator S0 | STANDARDS AND CALIBRATORS - IMMUNOCHEMISTRY - OTHER | Class B
Beckman Coulter, Inc. | EU | IVD | W0102152299 | Access Testosterone Calibrators | STANDARDS AND CALIBRATORS - IMMUNOCHEMISTRY - OTHER | Class B
Beckman Coulter, Inc. | EU | IVD | W0102060402 | Access Ultrasensitive hGH Reagent Pack | HUMAN GROWTH HORMONE | Class B
Beckman Coulter, Inc. | EU | IVD | W0102152299 | Access Ultrasensitive hGH Calibrators | STANDARDS AND CALIBRATORS - IMMUNOCHEMISTRY - OTHER | Class B
Beckman Coulter, Inc. | EU | IVD | W0102070205 | Access Intrinsic Factor Antibody | INTRINSIC FACTOR (BLOCKING ANTIBODY) | Class B
Beckman Coulter, Inc. | EU | IVD | W0102152206 | Access Intrinsic Factor Antibody Calibrators | ANAEMIA RELATED/VITAMIN STANDARDS AND CALIBRATORS | Class B
Beckman Coulter, Inc. | EU | IVD | W01020407 | Access Total T4 Reagent Pack | THYROXINE | Class B
Beckman Coulter, Inc. | EU | IVD | W0102060399 | Access 25(OH) Vitamin D Total Reagent Pack | BONE METABOLISM TESTS - OTHER | Class B
Beckman Coulter, Inc. | EU | IVD | W0103080699 | Aquios Sheath Solution | REAGENTS FOR FLOW CYTOMETRY - OTHER | Class A
Beckman Coulter, Inc. | EU | IVD | W0102060399 | Access 25(OH) Vitamin D Total Reagent Pack | BONE METABOLISM TESTS - OTHER | Class B
Beckman Coulter, Inc. | EU | IVD | W0102050110 | Access Testosterone Reagent Pack | TESTOSTERONE (WITH DEHYDRO AND FREE TESTOSTERONE) | Class B
Beckman Coulter, Inc. | EU | IVD | W0102152299 | Access Total T4 Calibrators | STANDARDS AND CALIBRATORS - IMMUNOCHEMISTRY - OTHER | Class B
Beckman Coulter, Inc. | EU | IVD | W02060185 | Tip Rack Filter - Pipette Tips | ROBOTIC SAMPLE PROCESSING SYSTEMS - CONSUMABLES | Class A
Beckman Coulter, Inc. | EU | IVD | W0202010185 | COULTER DxH Retic Pack | AUTOMATED WHOLE BLOOD HEMATOLOGY ANALYSERS - CONSUMABLES | Class A
Beckman Coulter, Inc. | EU | IVD | W01019001 | IMMAGE Immunochemistry Systems BUF 4 Buffer 4 | BUFFERS (UNASSIGNABLE), SUPPLEM. REAGENTS, ETC (CC) | Class A
Beckman Coulter, Inc. | EU | IVD | W01019001 | IMMAGE Immunochemistry Systems Wash Solution | BUFFERS (UNASSIGNABLE), SUPPLEM. REAGENTS, ETC (CC) | Class A
Beckman Coulter, Inc. | EU | IVD | W0202010185 | COULTER DxH Cleaner | AUTOMATED WHOLE BLOOD HEMATOLOGY ANALYSERS - CONSUMABLES | Class A
Beckman Coulter, Inc. | EU | IVD | W01019001 | IMMAGE Immunochemistry Systems BUF 3 Buffer 3 | BUFFERS (UNASSIGNABLE), SUPPLEM. REAGENTS, ETC (CC) | Class A
Beckman Coulter, Inc. | EU | IVD | W0102010299 | Access Sample Diluent A | COMPLEMENT COMPONENTS - OTHER | Class A
Beckman Coulter, Inc. | EU | IVD | W05020180 | Access Pediatric Insert Cups | SAMPLES TRANSPORT, CONTAINERS - ACCESSORIES | Class A
Beckman Coulter, Inc. | EU | IVD | W02079085 | Contrad 70 | VARIOUS GENERAL PURPOSE IVD INSTRUMENTS - CONSUMABLES | Class A
Beckman Coulter, Inc. | EU | IVD | W0102152299 | Access System Check Solution | STANDARDS AND CALIBRATORS - IMMUNOCHEMISTRY - OTHER | Class A
Beckman Coulter, Inc. | EU | IVD | W05020180 | Access 3 mL Container Caps (Blue) | SAMPLES TRANSPORT, CONTAINERS - ACCESSORIES | Class A
Beckman Coulter, Inc. | EU | IVD | W05020180 | Access 1 mL/13mm Insert Cup Caps | SAMPLES TRANSPORT, CONTAINERS - ACCESSORIES | Class A
Beckman Coulter, Inc. | EU | IVD | W05020180 | Access 16mm Insert Cups | SAMPLES TRANSPORT, CONTAINERS - ACCESSORIES | Class A
Beckman Coulter, Inc. | EU | IVD | W02079085 | Citranox | VARIOUS GENERAL PURPOSE IVD INSTRUMENTS - CONSUMABLES | Class A
Beckman Coulter, Inc. | EU | IVD | W05020180 | Access Sample Containers 3 mL | SAMPLES TRANSPORT, CONTAINERS - ACCESSORIES | Class A
Beckman Coulter, Inc. | EU | IVD | W05020180 | Access 1 mL/13mm Insert Cups | SAMPLES TRANSPORT, CONTAINERS - ACCESSORIES | Class A
Beckman Coulter, Inc. | EU | IVD | W0102152206 | Access Vitamin B12 Calibrators | ANAEMIA RELATED/VITAMIN STANDARDS AND CALIBRATORS | Class B
Beckman Coulter, Inc. | EU | IVD | W01029099 | Access Vitamin B12 Reagent Pack | IMMUNOCHEMISTRY REAGENTS - OTHER | Class B
Beckman Coulter, Inc. | EU | IVD | W0102152206 | Access Vitamin B12 Calibrator S0 | ANAEMIA RELATED/VITAMIN STANDARDS AND CALIBRATORS | Class B
Beckman Coulter, Inc. | EU | IVD | W05030199 | IMMAGE Immunochemistry Systems UDR | SAMPLES ANALYSES, CONTAINERS - OTHER | Class A
Beckman Coulter, Inc. | EU | IVD | W0103080106 | AQUIOS Tetra | ANTIBODIES FOR LYMPHOCYTE SUBTYPING | Class C
Beckman Coulter, Inc. | EU | IVD | W0102070103 | Access Folate Reagent Pack | FOLATE | Class B
Beckman Coulter, Inc. | EU | IVD | W0102152206 | Access Folate Calibrators | ANAEMIA RELATED/VITAMIN STANDARDS AND CALIBRATORS | Class B
Beckman Coulter, Inc. | EU | IVD | W0102152206 | Access Folate Calibrator S0 | ANAEMIA RELATED/VITAMIN STANDARDS AND CALIBRATORS | Class B
Beckman Coulter, Inc. | EU | IVD | W0102152006 | Access sTfR QC21 | ANAEMIA RELATED/VITAMIN CONTROLS | Class B
Beckman Coulter, Inc. | EU | IVD | W0102152206 | Access sTfR QC2 & QC3 | ANAEMIA RELATED/VITAMIN STANDARDS AND CALIBRATORS | Class B
Beckman Coulter, Inc. | EU | IVD | W0102010299 | Access Sample Diluent A (Onboard Reagent Kit) | COMPLEMENT COMPONENTS - OTHER | Class A
Beckman Coulter, Inc. | EU | IVD | W0102010114 | UniCel DxI Wash Buffer II | BUFFERS (UNASSIGNABLE), SUPPLEM. REAGENTS, ETC (IG'S) | Class A
Beckman Coulter, Inc. | EU | IVD | W0103080401 | Flow-Check Pro Fluorospheres | SETUP BEADS | Class A
Beckman Coulter, Inc. | EU | IVD | W0103080699 | Flow Clean | REAGENTS FOR FLOW CYTOMETRY - OTHER | Class A
Beckman Coulter, Inc. | EU | IVD | W0201010103 | CHEMISTRY ANALYZER DxC 700 AU | CHEMISTRY ANALYSERS - MODERATE TO HIGH ROUTINE (Random access without ISE mode test/h > 800 and <= 1.200) | Class A
Beckman Coulter, Inc. | EU | IVD | W02020399 | Beckman Coulter PK7400 Automated Microplate System | BLOOD GROUPING INSTRUMENTS - OTHER | Class A
Beckman Coulter, Inc. | EU | IVD | W0201010107 | Beckman Coulter CHEMISTRY ANALYZER AU5800 | CHEMISTRY ANALYSERS - MODERATE TO HIGH ROUTINE (with ISE mode test/h > 800 and <= 1.200) | Class A
Beckman Coulter, Inc. | EU | IVD | W0201010107 | Beckman Coulter CHEMISTRY ANALYZER AU680 | CHEMISTRY ANALYSERS - MODERATE TO HIGH ROUTINE (with ISE mode test/h > 800 and <= 1.200) | Class A
Beckman Coulter, Inc. | EU | IVD | W0201010107 | Beckman Coulter CHEMISTRY ANALYZER AU480 | CHEMISTRY ANALYSERS - MODERATE TO HIGH ROUTINE (with ISE mode test/h > 800 and <= 1.200) | Class A
Beckman Coulter, Inc. | EU | IVD | W0202030185 | Cleaning solution | BLOOD GROUPING ANALYSERS - CONSUMABLES | Class A
Beckman Coulter, Inc. | EU | IVD | W01010499 | Cleaning Solution | MULTIPLE CLIN. CHEM LAB REAGENTS - OTHER | Class A
Beckman Coulter, Inc. | EU | IVD | W01010499 | CLEANING SOLUTION (FOR CONTAMINATION AVOIDANCE) | MULTIPLE CLIN. CHEM LAB REAGENTS - OTHER | Class A
Beckman Coulter, Inc. | EU | IVD | W01010499 | Wash Solution | MULTIPLE CLIN. CHEM LAB REAGENTS - OTHER | Class A
Beckman Coulter, Inc. | EU | IVD | W05020180 | Access 2 mL Sample Cups | SAMPLES TRANSPORT, CONTAINERS - ACCESSORIES | Class A
Beckman Coulter, Inc. | EU | IVD | W050301020180 | Access Immunoassay System Reaction Vessels | SAMPLES ANALYSES, PLASTIC TUBES - ACCESSORIES | Class A
Beckman Coulter, Inc. | EU | IVD | W0102152210 | RF Latex Calibrator | STANDARDS AND CALIBRATORS FOR RHEUMATOLOGY | Class B
Beckman Coulter, Inc. | EU | IVD | W01019099 | Urea STAT | CLINICAL CHEMISTRY REAGENTS - OTHER | Class B
Beckman Coulter, Inc. | EU | IVD | W0102152203 | Prealbumin Calibrator | SPECIFIC PROTEIN STANDARDS AND CALIBRATORS | Class B
Beckman Coulter, Inc. | EU | IVD | W0101050302 | LDL Cholesterol Calibrator | CALIBRATORS SINGLE COMPONENT (CC) | Class B
Beckman Coulter, Inc. | EU | IVD | W0101050302 | HDL Cholesterol Calibrator | CALIBRATORS SINGLE COMPONENT (CC) | Class B
Beckman Coulter, Inc. | EU | IVD | W0101050299 | HDL/LDL Cholesterol Control Serum | SPECIFIC CONTROLS (CC) - OTHER | Class B
Beckman Coulter, Inc. | EU | IVD | W01019099 | HDL Cholesterol | CLINICAL CHEMISTRY REAGENTS - OTHER | Class B
Beckman Coulter, Inc. | EU | IVD | W0102152203 | Urine/CSF Albumin Calibrator | SPECIFIC PROTEIN STANDARDS AND CALIBRATORS | Class B
Beckman Coulter, Inc. | EU | IVD | W01010116 | GGT | GAMMA GLUTAMYLTRANSFERASE | Class B
Beckman Coulter, Inc. | EU | IVD | W0102152203 | CRP Latex Calibrator Highly Sensitive Set | SPECIFIC PROTEIN STANDARDS AND CALIBRATORS | Class B
Beckman Coulter, Inc. | EU | IVD | W0102152203 | APO A1 and B Calibrator | SPECIFIC PROTEIN STANDARDS AND CALIBRATORS | Class B
Beckman Coulter, Inc. | EU | IVD | W0102152203 | CRP Latex Calibrator Normal Set | SPECIFIC PROTEIN STANDARDS AND CALIBRATORS | Class B
Beckman Coulter, Inc. | EU | IVD | W01019099 | Direct Bilirubin | CLINICAL CHEMISTRY REAGENTS - OTHER | Class B
Beckman Coulter, Inc. | EU | IVD | W0101050399 | Urine Calibrator | CALIBRATORS AND STANDARDS (CLINICAL CHEMISTRY) - OTHER | Class C
Beckman Coulter, Inc. | EU | IVD | W0101050101 | Control Serum Level 1 | ASSAYED MULTICOMPONENT CONTROLS (CC) | Class C
Beckman Coulter, Inc. | EU | IVD | W01021521 | ITA Control Serum Level 1 | MULTICOMPONENT IMMUNOCHEMISTRY CONTROLS | Class C
Beckman Coulter, Inc. | EU | IVD | W01021521 | ITA Control Serum Level 2 | MULTICOMPONENT IMMUNOCHEMISTRY CONTROLS | Class C
Beckman Coulter, Inc. | EU | IVD | W0101050399 | System Calibrator | CALIBRATORS AND STANDARDS (CLINICAL CHEMISTRY) - OTHER | Class C
Beckman Coulter, Inc. | EU | IVD | W01021521 | ITA Control Serum Level 3 | MULTICOMPONENT IMMUNOCHEMISTRY CONTROLS | Class C
Beckman Coulter, Inc. | EU | IVD | W0101050302 | CK-MB Calibrator | CALIBRATORS SINGLE COMPONENT (CC) | Class C
Beckman Coulter, Inc. | EU | IVD | W0101050299 | CK-MB Control serum level 1 | SPECIFIC CONTROLS (CC) - OTHER | Class C
Beckman Coulter, Inc. | EU | IVD | W0101050299 | CK-MB Control Serum Level 2 | SPECIFIC CONTROLS (CC) - OTHER | Class C
Beckman Coulter, Inc. | EU | IVD | W0102152003 | D-Dimer Control | SPECIFIC PROTEIN CONTROLS | Class C
Beckman Coulter, Inc. | EU | IVD | W0102152203 | D-Dimer Calibrator | SPECIFIC PROTEIN STANDARDS AND CALIBRATORS | Class C
Beckman Coulter, Inc. | EU | IVD | W01019099 | Total Bilirubin | CLINICAL CHEMISTRY REAGENTS - OTHER | Class C
Beckman Coulter, Inc. | EU | IVD | W01019099 | Calcium Arsenazo | CLINICAL CHEMISTRY REAGENTS - OTHER | Class B
Beckman Coulter, Inc. | EU | IVD | W0101050101 | Control Serum Level 2 | ASSAYED MULTICOMPONENT CONTROLS (CC) | Class C
Beckman Coulter, Inc. | EU | IVD | W01010499 | LIH | MULTIPLE CLIN. CHEM LAB REAGENTS - OTHER | Class A
Beckman Coulter, Inc. | EU | IVD | W01019099 | Urea | CLINICAL CHEMISTRY REAGENTS - OTHER | Class B
Beckman Coulter, Inc. | EU | IVD | W01019099 | Total Protein | CLINICAL CHEMISTRY REAGENTS - OTHER | Class B
Beckman Coulter, Inc. | EU | IVD | W01019099 | Total Protein | CLINICAL CHEMISTRY REAGENTS - OTHER | Class B
Beckman Coulter, Inc. | EU | IVD | W01019099 | Inorganic Phosphorous | CLINICAL CHEMISTRY REAGENTS - OTHER | Class B
Beckman Coulter, Inc. | EU | IVD | W0102010199 | RF Latex | IMMUNOGLOBULINS - OTHER | Class B
Beckman Coulter, Inc. | EU | IVD | W01019099 | Urea | CLINICAL CHEMISTRY REAGENTS - OTHER | Class B
Beckman Coulter, Inc. | EU | IVD | W01019099 | Albumin | CLINICAL CHEMISTRY REAGENTS - OTHER | Class B
Beckman Coulter, Inc. | EU | IVD | W0102019099 | Ferritin | SPECIFIC PROTEINS - OTHER | Class B
Beckman Coulter, Inc. | EU | IVD | W01019099 | Albumin | CLINICAL CHEMISTRY REAGENTS - OTHER | Class B
Beckman Coulter, Inc. | EU | IVD | W0102010101 | IgA | IMMUNOGLOBULIN A | Class B
Beckman Coulter, Inc. | EU | IVD | W0102010105 | IgG | IMMUNOGLOBULIN G | Class B
Beckman Coulter, Inc. | EU | IVD | W01019099 | LDL Cholesterol | CLINICAL CHEMISTRY REAGENTS - OTHER | Class B
Beckman Coulter, Inc. | EU | IVD | W0102010309 | Urine/CSF Albumin | ALBUMIN (IC) INCL. UALBUMIN | Class B
Beckman Coulter, Inc. | EU | IVD | W0102010309 | Urine/CSF Albumin | ALBUMIN (IC) INCL. UALBUMIN | Class B
Beckman Coulter, Inc. | EU | IVD | W01010199 | Enzymatic Creatinine | ENZYMES - OTHER | Class B
Beckman Coulter, Inc. | EU | IVD | W01019099 | HDL Cholesterol | CLINICAL CHEMISTRY REAGENTS - OTHER | Class B
Beckman Coulter, Inc. | EU | IVD | W0102019099 | CRP Latex | SPECIFIC PROTEINS - OTHER | Class B
Beckman Coulter, Inc. | EU | IVD | W01019099 | HDL Cholesterol | CLINICAL CHEMISTRY REAGENTS - OTHER | Class B
Beckman Coulter, Inc. | EU | IVD | W01019099 | LDL Cholesterol | CLINICAL CHEMISTRY REAGENTS - OTHER | Class B
Beckman Coulter, Inc. | EU | IVD | W01010107 | Alpha-amylase | AMYLASE - TOTAL | Class B
Beckman Coulter, Inc. | EU | IVD | W0102019099 | CRP Latex | SPECIFIC PROTEINS - OTHER | Class B
Beckman Coulter, Inc. | EU | IVD | W01010110 | AST | ASPARTATE AMINO-TRANSFERASE | Class B
Beckman Coulter, Inc. | EU | IVD | W01010110 | AST | ASPARTATE AMINO-TRANSFERASE | Class B
Beckman Coulter, Inc. | EU | IVD | W0102010107 | IgM | IMMUNOGLOBULIN M | Class B
Beckman Coulter, Inc. | EU | IVD | W01010103 | ALT | ALANINE AMINO-TRANSFERASE | Class B
Beckman Coulter, Inc. | EU | IVD | W01019099 | Urinary/CSF Protein | CLINICAL CHEMISTRY REAGENTS - OTHER | Class B
Beckman Coulter, Inc. | EU | IVD | W01010123 | Lipase | LIPASE | Class B
Beckman Coulter, Inc. | EU | IVD | W01019099 | Cholesterol | CLINICAL CHEMISTRY REAGENTS - OTHER | Class B
Beckman Coulter, Inc. | EU | IVD | W01019099 | Creatinine | CLINICAL CHEMISTRY REAGENTS - OTHER | Class B
Beckman Coulter, Inc. | EU | IVD | W01019099 | Uric Acid | CLINICAL CHEMISTRY REAGENTS - OTHER | Class B
Beckman Coulter, Inc. | EU | IVD | W01010113 | Creatine Kinase (CK NAC) | CREATINE KINASE - TOTAL | Class B
Beckman Coulter, Inc. | EU | IVD | W01019099 | Uric Acid | CLINICAL CHEMISTRY REAGENTS - OTHER | Class B
Beckman Coulter, Inc. | EU | IVD | W01019099 | Cholesterol | CLINICAL CHEMISTRY REAGENTS - OTHER | Class B
Beckman Coulter, Inc. | EU | IVD | W01010113 | Creatine Kinase (CK NAC) | CREATINE KINASE - TOTAL | Class B
Beckman Coulter, Inc. | EU | IVD | W01019099 | Magnesium | CLINICAL CHEMISTRY REAGENTS - OTHER | Class B
Beckman Coulter, Inc. | EU | IVD | W01019099 | Uric Acid | CLINICAL CHEMISTRY REAGENTS - OTHER | Class B
Beckman Coulter, Inc. | EU | IVD | W01019099 | Lactate | CLINICAL CHEMISTRY REAGENTS - OTHER | Class B
Beckman Coulter, Inc. | EU | IVD | W01019099 | Triglyceride | CLINICAL CHEMISTRY REAGENTS - OTHER | Class B
Beckman Coulter, Inc. | EU | IVD | W01019099 | Triglyceride | CLINICAL CHEMISTRY REAGENTS - OTHER | Class B
Beckman Coulter, Inc. | EU | IVD | W01019099 | UIBC | CLINICAL CHEMISTRY REAGENTS - OTHER | Class B
Beckman Coulter, Inc. | EU | IVD | W01019099 | Iron | CLINICAL CHEMISTRY REAGENTS - OTHER | Class B
Beckman Coulter, Inc. | EU | IVD | W01019099 | Direct Bilirubin | CLINICAL CHEMISTRY REAGENTS - OTHER | Class B
Beckman Coulter, Inc. | EU | IVD | W01010105 | ALKALINE PHOSPHATASE | ALKALINE PHOSPHATASE - TOTAL | Class B
Beckman Coulter, Inc. | EU | IVD | W01010105 | ALKALINE PHOSPHATASE | ALKALINE PHOSPHATASE - TOTAL | Class B
Beckman Coulter, Inc. | EU | IVD | W01010213 | Glucose | GLUCOSE | Class C
Beckman Coulter, Inc. | EU | IVD | W01010114 | CK-MB | CREATINE KINASE - MB ACTIVITY (CC) | Class C
Beckman Coulter, Inc. | EU | IVD | W01010213 | Glucose | GLUCOSE | Class C
Beckman Coulter, Inc. | EU | IVD | W01019099 | Calcium Arsenazo | CLINICAL CHEMISTRY REAGENTS - OTHER | Class B
Beckman Coulter, Inc. | EU | IVD | W01019099 | Total Bilirubin | CLINICAL CHEMISTRY REAGENTS - OTHER | Class C
Beckman Coulter, Inc. | EU | IVD | W01021499 | Lumi-Phos PRO | MULTIPLE IMMUNOCHEMISTRY REAGENTS - OTHER | Class A
Beckman Coulter, Inc. | EU | IVD | W02069001 | CellMek SPS | AUTOSAMPLERS | Class A
Beckman Coulter, Inc. | EU | IVD | W02069003 | Microfuge 20, Microfuge 20R | CENTRIFUGES | Class A
Beckman Coulter, Inc. | EU | IVD | W0202040180 | Flow cytometer | CYTOFLOWMETERS - HARDWARE ACCESSORIES | Class A
Beckman Coulter, Inc. | EU | IVD | W02069003 | Allegra V-15R Centrifuge | CENTRIFUGES | Class A
Beckman Coulter, Inc. | EU | IVD | W0203010182 | LabPro V5.0 Maintenance Update 1 W/Panel Update 09 DVD Kit (MR) | ANTIBIOTIC SUSCEPTIBILITY ANALYSERS - SOFTWARE ACCESSORIES | Class A
Beckman Coulter, Inc. | EU | IVD | W0203010180 | MicroScan Turbidity Meter | ANTIBIOTIC SUSCEPTIBILITY ANALYSERS - HARDWARE ACCESSORIES | Class A
Beckman Coulter, Inc. | EU | IVD | W0201020103 | DxI 9000 Access Immunoassay Analyzer | AUTOMATED IMMUNOCHEMISTRY ANALYSERS - MODERATE TO HIGH ROUTINE (Throughput > 250 and <= 700 test/h) | Class A
Beckman Coulter, Inc. | EU | IVD | W0202040182 | Kaluza C Software | CYTOFLOWMETERS - SOFTWARE ACCESSORIES | Class A
Beckman Coulter, Inc. | EU | IVD | W0202040182 | Aquios Instrument | CYTOFLOWMETERS - SOFTWARE ACCESSORIES | Class A
Beckman Coulter, Inc. | EU | IVD | W0202040182 | AQUIOS Designer Software | CYTOFLOWMETERS - SOFTWARE ACCESSORIES | Class A
Beckman Coulter, Inc. | EU | IVD | W01020201 | Total Immunoglobulin E (IgE) | IMMUNOGLOBULIN E - TOTAL | Class B
Beckman Coulter, Inc. | EU | IVD | W0102152299 | Access Sensitive Estradiol Calibrator S0 | STANDARDS AND CALIBRATORS - IMMUNOCHEMISTRY - OTHER | Class B
Beckman Coulter, Inc. | EU | IVD | W0102152299 | Access Sensitive Estradiol Calibrators | STANDARDS AND CALIBRATORS - IMMUNOCHEMISTRY - OTHER | Class B
Beckman Coulter, Inc. | EU | IVD | W0102050103 | Access Sensitive Estradiol | ESTRADIOL | Class B
Beckman Coulter, Inc. | EU | IVD | W0102152006 | Access Active-B12 QC | ANAEMIA RELATED/VITAMIN CONTROLS | Class B
Beckman Coulter, Inc. | EU | IVD | W0102152206 | Access Active-B12 Calibrators | ANAEMIA RELATED/VITAMIN STANDARDS AND CALIBRATORS | Class B
Beckman Coulter, Inc. | EU | IVD | W01029099 | Access Active-B12 Reagent Pack | IMMUNOCHEMISTRY REAGENTS - OTHER | Class B
Beckman Coulter, Inc. | EU | IVD | W02060185 | DxA Automation System | ROBOTIC SAMPLE PROCESSING SYSTEMS - CONSUMABLES | Class A
Beckman Coulter, Inc. | EU | IVD | W02060182 | DxOne Workflow Manager | ROBOTIC SAMPLE PROCESSING SYSTEMS - SOFTWARE ACCESSORIES | Class A
Beckman Coulter, Inc. | EU | IVD | W02069003 | Avanti J-15, Avanti J-15R | CENTRIFUGES | Class A
Beckman Coulter, Inc. | EU | IVD | W02069003 | Avanti JXN-26, Avanti JXN-30 | CENTRIFUGES | Class A
Beckman Coulter, Inc. | EU | IVD | W0103080699 | DxFLEX Daily QC Fluorospheres | REAGENTS FOR FLOW CYTOMETRY - OTHER | Class A
Beckman Coulter, Inc. | EU | IVD | W0202010180 | UniCel DxH SMS II | AUTOMATED WHOLE BLOOD HEMATOLOGY ANALYSERS - HARDWARE ACCESSORIES | Class A
Beckman Coulter, Inc. | EU | IVD | W0103080101 | ClearLLab Panels | ANTIBODIES FOR B AND T-CELL SUBTYPING | Class C
Beckman Coulter, Inc. | EU | IVD | W02030199 | MicroScan autoSCAN-4 Instrument | ANTIBIOTIC SUSCEPTIBILITY ANALYSERS - OTHER | Class A
Beckman Coulter, Inc. | EU | IVD | W0203010185 | MicroScan Broth Family | ANTIBIOTIC SUSCEPTIBILITY ANALYSERS - CONSUMABLES | Class A
Beckman Coulter, Inc. | EU | IVD | W0203010185 | MicroScan PROMPT Inoculation System-D | ANTIBIOTIC SUSCEPTIBILITY ANALYSERS - CONSUMABLES | Class A
Beckman Coulter, Inc. | EU | IVD | W0203010185 | MicroScan Inoculum Family | ANTIBIOTIC SUSCEPTIBILITY ANALYSERS - CONSUMABLES | Class A
Beckman Coulter, Inc. | EU | IVD | W0102152299 | Access 25(OH) Vitamin D Total Calibrators | STANDARDS AND CALIBRATORS - IMMUNOCHEMISTRY - OTHER | Class B
Beckman Coulter, Inc. | EU | IVD | W0102152299 | Access 25(OH) Vitamin D Total Calibrators | STANDARDS AND CALIBRATORS - IMMUNOCHEMISTRY - OTHER | Class B
Beckman Coulter, Inc. | EU | IVD | W0103080499 | AQUIOS Flow Count | FLOW CYTOMETRY CONTROLS - OTHER | Class C
Beckman Coulter, Inc. | EU | IVD | W0103080403 | AQUIOS Immuno-Trol Cells | LYMPHOCYTE SUBTYPING CONTROLS | Class C
Beckman Coulter, Inc. | EU | IVD | W0103080101 | AQUIOS PLG | ANTIBODIES FOR B AND T-CELL SUBTYPING | Class C
Beckman Coulter, Inc. | EU | IVD | W0102070102 | Access Ferritin Reagent Pack | FERRITIN | Class B
Beckman Coulter, Inc. | EU | IVD | W0102152206 | Access EPO (Calibrators) | ANAEMIA RELATED/VITAMIN STANDARDS AND CALIBRATORS | Class C
Beckman Coulter, Inc. | EU | IVD | W0102070101 | Access EPO (Reagent Pack) | ERYTHROPOIETIN | Class C
Beckman Coulter, Inc. | EU | IVD | W0102152099 | Access Inhibin A (QC) | CONTROLS- IMMUNOCHEMISTRY - OTHER | Class C
Beckman Coulter, Inc. | EU | IVD | W0102050214 | Access Inhibin A (Reagent Pack) | INHIBIN A/B (PRENATAL SCREENING) | Class C
Beckman Coulter, Inc. | EU | IVD | W0102152299 | Access DHEA-S (Calibrators) | STANDARDS AND CALIBRATORS - IMMUNOCHEMISTRY - OTHER | Class C
Beckman Coulter, Inc. | EU | IVD | W0102050102 | Access DHEA-S (Reagent Pack) | DEHYDRO-EPIANDROSTERONE SULPHATE (INCL. DHEA) | Class C
Beckman Coulter, Inc. | EU | IVD | W0102152299 | Access Inhibin A (Calibrator) | STANDARDS AND CALIBRATORS - IMMUNOCHEMISTRY - OTHER | Class C
Beckman Coulter, Inc. | EU | IVD | W0103080101 | ClearLLab Compensation Kit | ANTIBODIES FOR B AND T-CELL SUBTYPING | Class C
Beckman Coulter, Inc. | EU | IVD | W0103080101 | ClearLLab LS Lymphoid Screen Reagent | ANTIBODIES FOR B AND T-CELL SUBTYPING | Class C
Beckman Coulter, Inc. | EU | IVD | W0103080401 |  | SETUP BEADS | Class C
Beckman Coulter, Inc. | EU | IVD | W0103080599 | CYTO-COMP Cell Kit | AUXILIARY & SUPPLEMENTAL REAGENTS FOR FLOW CYTOMETRY - OTHER | Class C
Beckman Coulter, Inc. | EU | IVD | W0103080499 |  | FLOW CYTOMETRY CONTROLS - OTHER | Class C
Beckman Coulter, Inc. | EU | IVD | W0103080101 | Monoclonal Antibody | ANTIBODIES FOR B AND T-CELL SUBTYPING | Class C
Beckman Coulter, Inc. | EU | IVD | W0102039001 | Access AFP (300 & 600 Test Kit) | ALPHAFETOPROTEIN | Class C
Beckman Coulter, Inc. | EU | IVD | W0102039001 | Access AFP (100 & 200 Test)(Reagent Pack) | ALPHAFETOPROTEIN | Class C
Beckman Coulter, Inc. | EU | IVD | W0102039001 | Access AFP Sample Diluent | ALPHAFETOPROTEIN | Class C
Beckman Coulter, Inc. | EU | IVD | W0102060203 | Access Cortisol (Reagent Pack) | CORTISOL | Class C
Beckman Coulter, Inc. | EU | IVD | W0102152299 | Access Cortisol (Calibrators) | STANDARDS AND CALIBRATORS - IMMUNOCHEMISTRY - OTHER | Class C
Beckman Coulter, Inc. | EU | IVD | W0102152299 | Access Cortisol (Calibrator S0) | STANDARDS AND CALIBRATORS - IMMUNOCHEMISTRY - OTHER | Class C
Beckman Coulter, Inc. | EU | IVD | W0102060103 | Access Ultrasensitive Insulin (Reagent Pack) | INSULIN | Class C
Beckman Coulter, Inc. | EU | IVD | W0102152299 | Access Ultrasensitive Insulin (Calibrators) | STANDARDS AND CALIBRATORS - IMMUNOCHEMISTRY - OTHER | Class C
Beckman Coulter, Inc. | EU | IVD | W0102152299 | Access C-Peptide (Calibrators) | STANDARDS AND CALIBRATORS - IMMUNOCHEMISTRY - OTHER | Class C
Beckman Coulter, Inc. | EU | IVD | W0102060101 | Access C-Peptide (Reagent Pack) | C-PEPTIDE | Class C
Beckman Coulter, Inc. | EU | IVD | W0102050108 | Access Prolactin (Reagent Pack) | PROLACTIN | Class C
Beckman Coulter, Inc. | EU | IVD | W0102050203 | Access Unconjugated Estriol (Reagent Pack) | UNCONJUGATED (FREE) ESTRIOL | Class C
Beckman Coulter, Inc. | EU | IVD | W0102050205 | Access Total βhCG (Reagent Pack) | TOTAL HUMAN CHORIONIC GONADOTROPIN | Class C
Beckman Coulter, Inc. | EU | IVD | W0102030106 | Access OV Monitor (Reagent Pack) | CANCER ANTIGEN 125 | Class C
Beckman Coulter, Inc. | EU | IVD | W0102152205 | Access OV Monitor (Calibrators) | TUMOUR MARKER STANDARDS AND CALIBRATORS | Class C
Beckman Coulter, Inc. | EU | IVD | W0102030113 | Access Hybritech PSA (Sample Diluent) | TOTAL PROSTATIC SPECIFIC ANTIGEN | Class C
Beckman Coulter, Inc. | EU | IVD | W0102030114 | Access Hybritech free PSA (Reagent Pack) | FREE PROSTATIC SPECIFIC ANTIGEN | Class C
Beckman Coulter, Inc. | EU | IVD | W0102152005 | Access Hybritech p2PSA (QC) | TUMOUR MARKER CONTROLS | Class C
Beckman Coulter, Inc. | EU | IVD | W0102152005 | Access Hybritech free PSA (QC) | TUMOUR MARKER CONTROLS | Class C
Beckman Coulter, Inc. | EU | IVD | W0102152005 | Access Hybritech PSA (QC) | TUMOUR MARKER CONTROLS | Class C
Beckman Coulter, Inc. | EU | IVD | W0102152205 | Access Hybritech PSA (Calibrator) | TUMOUR MARKER STANDARDS AND CALIBRATORS | Class C
Beckman Coulter, Inc. | EU | IVD | W0102030113 | Access Hybritech PSA (Reagent Pack) | TOTAL PROSTATIC SPECIFIC ANTIGEN | Class C
Beckman Coulter, Inc. | EU | IVD | W01020408 | Access Thyroglobulin Sample Diluent | THYROGLOBULIN | Class C
Beckman Coulter, Inc. | EU | IVD | W0102050205 | Access Total βhCG (Reagent Pack) | TOTAL HUMAN CHORIONIC GONADOTROPIN | Class C
Beckman Coulter, Inc. | EU | IVD | W0102152299 | Access Total βhCG (Calibrators) | STANDARDS AND CALIBRATORS - IMMUNOCHEMISTRY - OTHER | Class C
Beckman Coulter, Inc. | EU | IVD | W0102152205 | Access Hybritech free PSA (Calibrators) | TUMOUR MARKER STANDARDS AND CALIBRATORS | Class C
Beckman Coulter, Inc. | EU | IVD | W01020408 | Access Thyroglobulin (Reagent Pack) | THYROGLOBULIN | Class C
Beckman Coulter, Inc. | EU | IVD | W0102152299 | Access Thyroglobulin (Calibrators) | STANDARDS AND CALIBRATORS - IMMUNOCHEMISTRY - OTHER | Class C
Beckman Coulter, Inc. | EU | IVD | W0102050203 | Access Unconjugated Estriol (Reagent Pack) | UNCONJUGATED (FREE) ESTRIOL | Class C
Beckman Coulter, Inc. | EU | IVD | W0102152205 | Access AFP (Calibrators) | TUMOUR MARKER STANDARDS AND CALIBRATORS | Class C
Beckman Coulter, Inc. | EU | IVD | W0102152205 | Access GI Monitor (Calibrators) | TUMOUR MARKER STANDARDS AND CALIBRATORS | Class C
Beckman Coulter, Inc. | EU | IVD | W0102030103 | Access GI Monitor (Reagent Pack) | CANCER ANTIGEN 19-9 | Class C
Beckman Coulter, Inc. | EU | IVD | W0102152205 | Access BR Monitor (Calibrators) | TUMOUR MARKER STANDARDS AND CALIBRATORS | Class C
Beckman Coulter, Inc. | EU | IVD | W0102152299 | Access Prolactin (Calibrators) | STANDARDS AND CALIBRATORS - IMMUNOCHEMISTRY - OTHER | Class C
Beckman Coulter, Inc. | EU | IVD | W0102152299 | Access Unconjugated Estriol (Calibrators) | STANDARDS AND CALIBRATORS - IMMUNOCHEMISTRY - OTHER | Class C
Beckman Coulter, Inc. | EU | IVD | W0102030102 | Access BR Monitor (Reagent Pack) | CANCER ANTIGEN 15-3 | Class C
Beckman Coulter, Inc. | EU | IVD | W0102152299 | Access Unconjugated Estriol (Calibrators) | STANDARDS AND CALIBRATORS - IMMUNOCHEMISTRY - OTHER | Class C
Beckman Coulter, Inc. | EU | IVD | W0105020304 | Access anti-HCV | HCV ANTIBODY IGG | IVD Annex II List A
Beckman Coulter, Inc. | EU | IVD | W0105080902 | Access anti-HCV Calibrator | HEPATITIS VIRUS STANDARDS AND CALIBRATORS - INF.IMM. | IVD Annex II List A
Beckman Coulter, Inc. | EU | IVD | W0105080802 | Access anti-HCV QC | HEPATITIS VIRUS CONTROLS - INF.IMM. | IVD Annex II List A
Beckman Coulter, Inc. | UK | IVD | 54130 | C-peptide IVD, kit, chemiluminescent immunoassay | C-peptide IVD, kit, chemiluminescent immunoassay | IVD General
Beckman Coulter, Inc. | UK | IVD | 41838 | C-reactive protein (CRP) IVD, calibrator | C-reactive protein (CRP) IVD, calibrator | IVD General
Beckman Coulter, Inc. | UK | IVD | 41838 | C-reactive protein (CRP) IVD, calibrator | C-reactive protein (CRP) IVD, calibrator | Class B
Beckman Coulter, Inc. | UK | IVD | 53705 | C-reactive protein (CRP) IVD, kit, nephelometry/turbidimetry | C-reactive protein (CRP) IVD, kit, nephelometry/turbidimetry | Class B
Beckman Coulter, Inc. | UK | IVD | 45789 | Calcium (Ca2+) IVD, kit, spectrophotometry | Calcium (Ca2+) IVD, kit, spectrophotometry | IVD General
Beckman Coulter, Inc. | UK | IVD | 45789 | Calcium (Ca2+) IVD, kit, spectrophotometry | Calcium (Ca2+) IVD, kit, spectrophotometry | Class B
Beckman Coulter, Inc. | UK | IVD | 54588 | Cancer antigen 125 (CA125) IVD, kit, chemiluminescent immunoassay | Cancer antigen 125 (CA125) IVD, kit, chemiluminescent immunoassay | Class C
Beckman Coulter, Inc. | UK | IVD | 54588 | Cancer antigen 125 (CA125) IVD, kit, chemiluminescent immunoassay | Cancer antigen 125 (CA125) IVD, kit, chemiluminescent immunoassay | IVD General
Beckman Coulter, Inc. | UK | IVD | 54571 | Cancer antigen 15-3 (CA15-3) IVD, kit, enzyme immunoassay (EIA) | Cancer antigen 15-3 (CA15-3) IVD, kit, enzyme immunoassay (EIA) | Class C
Beckman Coulter, Inc. | UK | IVD | 54571 | Cancer antigen 15-3 (CA15-3) IVD, kit, enzyme immunoassay (EIA) | Cancer antigen 15-3 (CA15-3) IVD, kit, enzyme immunoassay (EIA) | IVD General
Beckman Coulter, Inc. | UK | IVD | 54573 | Cancer antigen 19-9 (CA19-9) IVD, kit, enzyme immunoassay (EIA) | Cancer antigen 19-9 (CA19-9) IVD, kit, enzyme immunoassay (EIA) | Class C
Beckman Coulter, Inc. | UK | IVD | 54573 | Cancer antigen 19-9 (CA19-9) IVD, kit, enzyme immunoassay (EIA) | Cancer antigen 19-9 (CA19-9) IVD, kit, enzyme immunoassay (EIA) | IVD General
Beckman Coulter, Inc. | UK | IVD | 55551 | Cannabinoid/cannabinoid metabolite IVD, calibrator | Cannabinoid/cannabinoid metabolite IVD, calibrator | IVD General
Beckman Coulter, Inc. | UK | IVD | 55550 | Cannabinoid/cannabinoid metabolite IVD, kit, enzyme immunoassay (EIA) | Cannabinoid/cannabinoid metabolite IVD, kit, enzyme immunoassay (EIA) | IVD General
Beckman Coulter, Inc. | UK | IVD | 60774 | Carbon dioxide (CO2) IVD, reagent | Carbon dioxide (CO2) IVD, reagent | IVD General
Beckman Coulter, Inc. | UK | IVD | 54615 | Carcinoembryonic antigen (CEA) IVD, kit, chemiluminescent immunoassay | Carcinoembryonic antigen (CEA) IVD, kit, chemiluminescent immunoassay | IVD General
Beckman Coulter, Inc. | UK | IVD | 53632 | Ceruloplasmin IVD, kit, nephelometry/turbidimetry | Ceruloplasmin IVD, kit, nephelometry/turbidimetry | Class B
Beckman Coulter, Inc. | UK | IVD | 56701 | Chemiluminescent immunoassay analyser IVD | Chemiluminescent immunoassay analyser IVD | Class A
Beckman Coulter, Inc. | UK | IVD | 56701 | Chemiluminescent immunoassay analyser IVD | Chemiluminescent immunoassay analyser IVD | IVD General
Beckman Coulter, Inc. | UK | IVD | 54130 | C-peptide IVD, kit, chemiluminescent immunoassay | C-peptide IVD, kit, chemiluminescent immunoassay | Class C
Beckman Coulter, Inc. | UK | IVD | 58237 | Buffered sample diluent IVD, automated/semi-automated system | Buffered sample diluent IVD, automated/semi-automated system | Class A
Beckman Coulter, Inc. | UK | IVD | 52932 | Bone alkaline phosphatase (BALP) IVD, kit, chemiluminescent immunoassay | Bone alkaline phosphatase (BALP) IVD, kit, chemiluminescent immunoassay | Class B
Beckman Coulter, Inc. | UK | IVD | 53443 | Apolipoprotein A-I (Apo A1) IVD, kit, nephelometry/turbidimetry | Apolipoprotein A-I (Apo A1) IVD, kit, nephelometry/turbidimetry | Class B
Beckman Coulter, Inc. | UK | IVD | 53447 | Apolipoprotein B (Apo B) IVD, kit, nephelometry/turbidimetry | Apolipoprotein B (Apo B) IVD, kit, nephelometry/turbidimetry | Class B
Beckman Coulter, Inc. | UK | IVD | 62225 | Assay container IVD, single-use | Assay container IVD, single-use | Class A
Beckman Coulter, Inc. | UK | IVD | 47353 | B-type natriuretic protein/N-terminal pro b-type natriuretic peptide IVD, calibrator | B-type natriuretic protein/N-terminal pro b-type natriuretic peptide IVD, calibrator | IVD General
Beckman Coulter, Inc. | UK | IVD | 47354 | B-type natriuretic protein/N-terminal pro b-type natriuretic peptide IVD, control | B-type natriuretic protein/N-terminal pro b-type natriuretic peptide IVD, control | IVD General
Beckman Coulter, Inc. | UK | IVD | 47352 | B-type natriuretic protein/N-terminal pro b-type natriuretic peptide IVD, kit, fluorescent immunoassay | B-type natriuretic protein/N-terminal pro b-type natriuretic peptide IVD, kit, fluorescent immunoassay | IVD General
Beckman Coulter, Inc. | UK | IVD | 43554 | Bacterial species culture isolate identification/antimicrobial susceptibility profile IVD, reagent | Bacterial species culture isolate identification/antimicrobial susceptibility profile IVD, reagent | IVD General
Beckman Coulter, Inc. | UK | IVD | 58347 | Chemiluminescent substrate reagent IVD | Chemiluminescent substrate reagent IVD | Class A
Beckman Coulter, Inc. | UK | IVD | 43554 | Bacterial species culture isolate identification/antimicrobial susceptibility profile IVD, reagent | Bacterial species culture isolate identification/antimicrobial susceptibility profile IVD, reagent | Class A
Beckman Coulter, Inc. | UK | IVD | 55525 | Benzodiazepine group IVD, kit, enzyme immunoassay (EIA) | Benzodiazepine group IVD, kit, enzyme immunoassay (EIA) | IVD General
Beckman Coulter, Inc. | UK | IVD | 53927 | Beta-2-microglobulin IVD, kit, nephelometry/turbidimetry | Beta-2-microglobulin IVD, kit, nephelometry/turbidimetry | Class C
Beckman Coulter, Inc. | UK | IVD | 59055 | Beta-haemolytic Group A Streptococcus streptolysin O antibody IVD, kit, nephelometry/turbidimetry | Beta-haemolytic Group A Streptococcus streptolysin O antibody IVD, kit, nephelometry/turbidimetry | Class B
Beckman Coulter, Inc. | UK | IVD | 43587 | Biological stain IVD | Biological stain IVD | IVD General
Beckman Coulter, Inc. | UK | IVD | 56714 | Blood group/antibody screening analyser IVD | Blood group/antibody screening analyser IVD | Class A
Beckman Coulter, Inc. | UK | IVD | 56714 | Blood group/antibody screening analyser IVD | Blood group/antibody screening analyser IVD | IVD General
Beckman Coulter, Inc. | UK | IVD | 52932 | Bone alkaline phosphatase (BALP) IVD, kit, chemiluminescent immunoassay | Bone alkaline phosphatase (BALP) IVD, kit, chemiluminescent immunoassay | IVD General
Beckman Coulter, Inc. | UK | IVD | 55521 | Barbiturate IVD, kit, enzyme immunoassay (EIA) | Barbiturate IVD, kit, enzyme immunoassay (EIA) | IVD General
Beckman Coulter, Inc. | UK | IVD | 58347 | Chemiluminescent substrate reagent IVD | Chemiluminescent substrate reagent IVD | IVD General
Beckman Coulter, Inc. | UK | IVD | 50417 | Multiple gram negative bacteria species culture isolate identification IVD, kit | Multiple gram negative bacteria species culture isolate identification IVD, kit | Class A
Beckman Coulter, Inc. | UK | IVD | 54335 | Prolactin IVD, kit, chemiluminescent immunoassay | Prolactin IVD, kit, chemiluminescent immunoassay | IVD General
Beckman Coulter, Inc. | UK | IVD | 59241 | Reference electrode IVD | Reference electrode IVD | IVD General
Beckman Coulter, Inc. | UK | IVD | 59241 | Reference electrode IVD | Reference electrode IVD | Class A
Beckman Coulter, Inc. | UK | IVD | 30537 | Reticulocyte count IVD, control | Reticulocyte count IVD, control | IVD General
Beckman Coulter, Inc. | UK | IVD | 55863 | Reticulocyte count IVD, reagent | Reticulocyte count IVD, reagent | Class A
Beckman Coulter, Inc. | UK | IVD | 55863 | Reticulocyte count IVD, reagent | Reticulocyte count IVD, reagent | IVD General
Beckman Coulter, Inc. | UK | IVD | 54422 | Reverse triiodothyronine (reverse T3) IVD, kit, chemiluminescent immunoassay | Reverse triiodothyronine (reverse T3) IVD, kit, chemiluminescent immunoassay | Class B
Beckman Coulter, Inc. | UK | IVD | 54422 | Reverse triiodothyronine (reverse T3) IVD, kit, chemiluminescent immunoassay | Reverse triiodothyronine (reverse T3) IVD, kit, chemiluminescent immunoassay | IVD General
Beckman Coulter, Inc. | UK | IVD | 42230 | Rheumatoid factor IVD, calibrator | Rheumatoid factor IVD, calibrator | IVD General
Beckman Coulter, Inc. | UK | IVD | 42230 | Rheumatoid factor IVD, calibrator | Rheumatoid factor IVD, calibrator | Class B
Beckman Coulter, Inc. | UK | IVD | 55111 | Rheumatoid factor IVD, kit, nephelometry/turbidimetry | Rheumatoid factor IVD, kit, nephelometry/turbidimetry | Class B
Beckman Coulter, Inc. | UK | IVD | 50265 | Rubella virus immunoglobulin G (IgG) antibody IVD, kit, enzyme immunoassay (EIA) | Rubella virus immunoglobulin G (IgG) antibody IVD, kit, enzyme immunoassay (EIA) | IVD Annex II List B
Beckman Coulter, Inc. | UK | IVD | 50268 | Rubella virus immunoglobulin M (IgM) antibody IVD, kit, enzyme immunoassay (EIA) | Rubella virus immunoglobulin M (IgM) antibody IVD, kit, enzyme immunoassay (EIA) | IVD Annex II List B
Beckman Coulter, Inc. | UK | IVD | 64854 | SARS-CoV-2 immunoglobulin G (IgG) antibody IVD, calibrator | SARS-CoV-2 immunoglobulin G (IgG) antibody IVD, calibrator | IVD General
Beckman Coulter, Inc. | UK | IVD | 64788 | SARS-CoV-2 immunoglobulin G (IgG) antibody IVD, control | SARS-CoV-2 immunoglobulin G (IgG) antibody IVD, control | IVD General
Beckman Coulter, Inc. | UK | IVD | 64760 | SARS-CoV-2 immunoglobulin G (IgG) antibody IVD, kit, chemiluminescent immunoassay | SARS-CoV-2 immunoglobulin G (IgG) antibody IVD, kit, chemiluminescent immunoassay | IVD General
Beckman Coulter, Inc. | UK | IVD | 65018 | SARS-CoV-2 immunoglobulin M (IgM) antibody IVD, calibrator | SARS-CoV-2 immunoglobulin M (IgM) antibody IVD, calibrator | IVD General
Beckman Coulter, Inc. | UK | IVD | 64977 | SARS-CoV-2 immunoglobulin M (IgM) antibody IVD, control | SARS-CoV-2 immunoglobulin M (IgM) antibody IVD, control | IVD General
Beckman Coulter, Inc. | UK | IVD | 64761 | SARS-CoV-2 immunoglobulin M (IgM) antibody IVD, kit, chemiluminescent immunoassay | SARS-CoV-2 immunoglobulin M (IgM) antibody IVD, kit, chemiluminescent immunoassay | IVD General
Beckman Coulter, Inc. | UK | IVD | 54360 | Sex hormone binding globulin (SHBG) IVD, kit, chemiluminescent immunoassay | Sex hormone binding globulin (SHBG) IVD, kit, chemiluminescent immunoassay | Class B
Beckman Coulter, Inc. | UK | IVD | 54335 | Prolactin IVD, kit, chemiluminescent immunoassay | Prolactin IVD, kit, chemiluminescent immunoassay | Class C
Beckman Coulter, Inc. | UK | IVD | 54322 | Progesterone IVD, kit, chemiluminescent immunoassay | Progesterone IVD, kit, chemiluminescent immunoassay | IVD General
Beckman Coulter, Inc. | UK | IVD | 54322 | Progesterone IVD, kit, chemiluminescent immunoassay | Progesterone IVD, kit, chemiluminescent immunoassay | Class B
Beckman Coulter, Inc. | UK | IVD | 50423 | Multiple Haemophilus/Neisseria bacteria species culture isolate identification IVD, kit | Multiple Haemophilus/Neisseria bacteria species culture isolate identification IVD, kit | IVD General
Beckman Coulter, Inc. | UK | IVD | 50423 | Multiple Haemophilus/Neisseria bacteria species culture isolate identification IVD, kit | Multiple Haemophilus/Neisseria bacteria species culture isolate identification IVD, kit | Class A
Beckman Coulter, Inc. | UK | IVD | 55209 | Multiple thyroid antibody IVD, kit, enzyme immunoassay (EIA) | Multiple thyroid antibody IVD, kit, enzyme immunoassay (EIA) | Class B
Beckman Coulter, Inc. | UK | IVD | 55209 | Multiple thyroid antibody IVD, kit, enzyme immunoassay (EIA) | Multiple thyroid antibody IVD, kit, enzyme immunoassay (EIA) | IVD General
Beckman Coulter, Inc. | UK | IVD | 47869 | Multiple-type clinical chemistry analyte profile IVD, control | Multiple-type clinical chemistry analyte profile IVD, control | IVD General
Beckman Coulter, Inc. | UK | IVD | 53952 | Myoglobin IVD, kit, chemiluminescent immunoassay | Myoglobin IVD, kit, chemiluminescent immunoassay | Class B
Beckman Coulter, Inc. | UK | IVD | 53952 | Myoglobin IVD, kit, chemiluminescent immunoassay | Myoglobin IVD, kit, chemiluminescent immunoassay | IVD General
Beckman Coulter, Inc. | UK | IVD | 15163 | Nephelometry/turbidimetry analyser IVD, manual | Nephelometry/turbidimetry analyser IVD, manual | IVD General
Beckman Coulter, Inc. | UK | IVD | 54360 | Sex hormone binding globulin (SHBG) IVD, kit, chemiluminescent immunoassay | Sex hormone binding globulin (SHBG) IVD, kit, chemiluminescent immunoassay | IVD General
Beckman Coulter, Inc. | UK | IVD | 15163 | Nephelometry/turbidimetry analyser IVD, manual | Nephelometry/turbidimetry analyser IVD, manual | Class A
Beckman Coulter, Inc. | UK | IVD | 55717 | Opiate/opiate metabolite IVD, kit, enzyme immunoassay (EIA) | Opiate/opiate metabolite IVD, kit, enzyme immunoassay (EIA) | IVD General
Beckman Coulter, Inc. | UK | IVD | 58048 | Optical laboratory instrument performance standard calibrator/control IVD, single-use | Optical laboratory instrument performance standard calibrator/control IVD, single-use | Class A
Beckman Coulter, Inc. | UK | IVD | 58048 | Optical laboratory instrument performance standard calibrator/control IVD, single-use | Optical laboratory instrument performance standard calibrator/control IVD, single-use | IVD General
Beckman Coulter, Inc. | UK | IVD | 54277 | Parathyroid hormone (PTH) IVD, kit, chemiluminescent immunoassay | Parathyroid hormone (PTH) IVD, kit, chemiluminescent immunoassay | Class B
Beckman Coulter, Inc. | UK | IVD | 54277 | Parathyroid hormone (PTH) IVD, kit, chemiluminescent immunoassay | Parathyroid hormone (PTH) IVD, kit, chemiluminescent immunoassay | IVD General
Beckman Coulter, Inc. | UK | IVD | 55745 | Phencyclidine (PCP) IVD, kit, enzyme immunoassay (EIA) | Phencyclidine (PCP) IVD, kit, enzyme immunoassay (EIA) | IVD General
Beckman Coulter, Inc. | UK | IVD | 59248 | Potassium (K+) electrode IVD | Potassium (K+) electrode IVD | IVD General
Beckman Coulter, Inc. | UK | IVD | 59248 | Potassium (K+) electrode IVD | Potassium (K+) electrode IVD | Class A
Beckman Coulter, Inc. | UK | IVD | 41387 | Prealbumin (transthyretin) IVD, calibrator | Prealbumin (transthyretin) IVD, calibrator | IVD General
Beckman Coulter, Inc. | UK | IVD | 53957 | Prealbumin (transthyretin) IVD, kit, nephelometry/turbidimetry | Prealbumin (transthyretin) IVD, kit, nephelometry/turbidimetry | Class B
Beckman Coulter, Inc. | UK | IVD | 55864 | Non-blood cell primer/calibrator/control material IVD, reagent | Non-blood cell primer/calibrator/control material IVD, reagent | IVD General
Beckman Coulter, Inc. | UK | IVD | 59249 | Sodium (Na+) electrode IVD | Sodium (Na+) electrode IVD | IVD General
Beckman Coulter, Inc. | UK | IVD | 59240 | Chloride (Cl-) electrode IVD | Chloride (Cl-) electrode IVD | IVD General
Beckman Coulter, Inc. | UK | IVD | 47347 | D-dimer IVD, control | D-dimer IVD, control | Class C
Beckman Coulter, Inc. | UK | IVD | 47346 | D-dimer IVD, kit, agglutination | D-dimer IVD, kit, agglutination | Class C
Beckman Coulter, Inc. | UK | IVD | 54139 | Dehydroepiandrosterone sulfate (DHEAS) IVD, kit, chemiluminescent immunoassay | Dehydroepiandrosterone sulfate (DHEAS) IVD, kit, chemiluminescent immunoassay | Class C
Beckman Coulter, Inc. | UK | IVD | 54139 | Dehydroepiandrosterone sulfate (DHEAS) IVD, kit, chemiluminescent immunoassay | Dehydroepiandrosterone sulfate (DHEAS) IVD, kit, chemiluminescent immunoassay | IVD General
Beckman Coulter, Inc. | UK | IVD | 55326 | Digoxin therapeutic drug monitoring IVD, kit, chemiluminescent assay | Digoxin therapeutic drug monitoring IVD, kit, chemiluminescent assay | IVD General
Beckman Coulter, Inc. | UK | IVD | 54149 | Erythropoietin (EPO) IVD, kit, chemiluminescent immunoassay | Erythropoietin (EPO) IVD, kit, chemiluminescent immunoassay | Class C
Beckman Coulter, Inc. | UK | IVD | 54149 | Erythropoietin (EPO) IVD, kit, chemiluminescent immunoassay | Erythropoietin (EPO) IVD, kit, chemiluminescent immunoassay | IVD General
Beckman Coulter, Inc. | UK | IVD | 54152 | Estradiol (oestradiol) (E2) IVD, kit, enzyme immunoassay (EIA) | Estradiol (oestradiol) (E2) IVD, kit, enzyme immunoassay (EIA) | Class B
Beckman Coulter, Inc. | UK | IVD | 54152 | Estradiol (oestradiol) (E2) IVD, kit, enzyme immunoassay (EIA) | Estradiol (oestradiol) (E2) IVD, kit, enzyme immunoassay (EIA) | IVD General
Beckman Coulter, Inc. | UK | IVD | 55610 | Ethanol (ETOH) IVD, calibrator | Ethanol (ETOH) IVD, calibrator | IVD General
Beckman Coulter, Inc. | UK | IVD | 55608 | Ethanol (ETOH) IVD, kit, spectrophotometry | Ethanol (ETOH) IVD, kit, spectrophotometry | IVD General
Beckman Coulter, Inc. | UK | IVD | 53717 | Ferritin IVD, kit, enzyme immunoassay (EIA) | Ferritin IVD, kit, enzyme immunoassay (EIA) | Class B
Beckman Coulter, Inc. | UK | IVD | 53717 | Ferritin IVD, kit, enzyme immunoassay (EIA) | Ferritin IVD, kit, enzyme immunoassay (EIA) | IVD General
Beckman Coulter, Inc. | UK | IVD | 53718 | Ferritin IVD, kit, nephelometry/turbidimetry | Ferritin IVD, kit, nephelometry/turbidimetry | Class B
Beckman Coulter, Inc. | UK | IVD | 53718 | Ferritin IVD, kit, nephelometry/turbidimetry | Ferritin IVD, kit, nephelometry/turbidimetry | IVD General
Beckman Coulter, Inc. | UK | IVD | 57868 | Fluorescent spectrophotometer IVD, automated | Fluorescent spectrophotometer IVD, automated | IVD General
Beckman Coulter, Inc. | UK | IVD | 41931 | Folate (vitamin B9) IVD, calibrator | Folate (vitamin B9) IVD, calibrator | IVD General
Beckman Coulter, Inc. | UK | IVD | 41931 | Folate (vitamin B9) IVD, calibrator | Folate (vitamin B9) IVD, calibrator | Class B
Beckman Coulter, Inc. | UK | IVD | 54455 | Folate (vitamin B9) IVD, reagent | Folate (vitamin B9) IVD, reagent | Class B
Beckman Coulter, Inc. | UK | IVD | 54455 | Folate (vitamin B9) IVD, reagent | Folate (vitamin B9) IVD, reagent | IVD General
Beckman Coulter, Inc. | UK | IVD | 47348 | D-dimer IVD, calibrator | D-dimer IVD, calibrator | Class C
Beckman Coulter, Inc. | UK | IVD | 49724 | Cytomegalovirus (CMV) immunoglobulin M (IgM) antibody IVD, kit, chemiluminescent immunoassay | Cytomegalovirus (CMV) immunoglobulin M (IgM) antibody IVD, kit, chemiluminescent immunoassay | IVD Annex II List B
Beckman Coulter, Inc. | UK | IVD | 59240 | Chloride (Cl-) electrode IVD | Chloride (Cl-) electrode IVD | Class A
Beckman Coulter, Inc. | UK | IVD | 59074 | Chromogen indicator IVD, kit, spectrophotometry | Chromogen indicator IVD, kit, spectrophotometry | IVD General
Beckman Coulter, Inc. | UK | IVD | 55562 | Cocaine/cocaine metabolite IVD, kit, enzyme immunoassay (EIA), | Cocaine/cocaine metabolite IVD, kit, enzyme immunoassay (EIA), | IVD General
Beckman Coulter, Inc. | UK | IVD | 53684 | Complement components C3/C3c IVD, kit, nephelometry/turbidimetry | Complement components C3/C3c IVD, kit, nephelometry/turbidimetry | Class B
Beckman Coulter, Inc. | UK | IVD | 53691 | Complement components C4/C4c IVD, kit, nephelometry/turbidimetry | Complement components C4/C4c IVD, kit, nephelometry/turbidimetry | Class B
Beckman Coulter, Inc. | UK | IVD | 62016 | Complement factor B IVD, reagent | Complement factor B IVD, reagent | IVD General
Beckman Coulter, Inc. | UK | IVD | 53233 | Conjugated (direct) bilirubin IVD, kit, spectrophotometry | Conjugated (direct) bilirubin IVD, kit, spectrophotometry | Class B
Beckman Coulter, Inc. | UK | IVD | 53233 | Conjugated (direct) bilirubin IVD, kit, spectrophotometry | Conjugated (direct) bilirubin IVD, kit, spectrophotometry | IVD General
Beckman Coulter, Inc. | UK | IVD | 54187 | Follicle stimulating hormone (FSH) IVD, kit, chemiluminescent immunoassay | Follicle stimulating hormone (FSH) IVD, kit, chemiluminescent immunoassay | Class B
Beckman Coulter, Inc. | UK | IVD | 44694 | Creatine kinase myocardial isoenzyme (CKMB) IVD, calibrator | Creatine kinase myocardial isoenzyme (CKMB) IVD, calibrator | Class C
Beckman Coulter, Inc. | UK | IVD | 52994 | Creatine kinase myocardial isoenzyme (CKMB) IVD, kit, enzyme spectrophotometry | Creatine kinase myocardial isoenzyme (CKMB) IVD, kit, enzyme spectrophotometry | Class C
Beckman Coulter, Inc. | UK | IVD | 52994 | Creatine kinase myocardial isoenzyme (CKMB) IVD, kit, enzyme spectrophotometry | Creatine kinase myocardial isoenzyme (CKMB) IVD, kit, enzyme spectrophotometry | IVD General
Beckman Coulter, Inc. | UK | IVD | 52996 | Creatine kinase myocardial isoenzyme (CKMB) IVD, reagent | Creatine kinase myocardial isoenzyme (CKMB) IVD, reagent | Class C
Beckman Coulter, Inc. | UK | IVD | 52996 | Creatine kinase myocardial isoenzyme (CKMB) IVD, reagent | Creatine kinase myocardial isoenzyme (CKMB) IVD, reagent | IVD General
Beckman Coulter, Inc. | UK | IVD | 53251 | Creatinine IVD, kit, spectrophotometry | Creatinine IVD, kit, spectrophotometry | Class B
Beckman Coulter, Inc. | UK | IVD | 53251 | Creatinine IVD, kit, spectrophotometry | Creatinine IVD, kit, spectrophotometry | IVD General
Beckman Coulter, Inc. | UK | IVD | 35881 | Cytological centrifuge IVD | Cytological centrifuge IVD | IVD General
Beckman Coulter, Inc. | UK | IVD | 35881 | Cytological centrifuge IVD | Cytological centrifuge IVD | Class A
Beckman Coulter, Inc. | UK | IVD | 49713 | Cytomegalovirus (CMV) immunoglobulin G (IgG) antibody IVD, kit, chemiluminescent immunoassay | Cytomegalovirus (CMV) immunoglobulin G (IgG) antibody IVD, kit, chemiluminescent immunoassay | IVD Annex II List B
Beckman Coulter, Inc. | UK | IVD | 44694 | Creatine kinase myocardial isoenzyme (CKMB) IVD, calibrator | Creatine kinase myocardial isoenzyme (CKMB) IVD, calibrator | IVD General
Beckman Coulter, Inc. | UK | IVD | 54187 | Follicle stimulating hormone (FSH) IVD, kit, chemiluminescent immunoassay | Follicle stimulating hormone (FSH) IVD, kit, chemiluminescent immunoassay | IVD General
Beckman Coulter, Inc. | UK | IVD | 59249 | Sodium (Na+) electrode IVD | Sodium (Na+) electrode IVD | Class A
Beckman Coulter, Inc. | UK | IVD | 53001 | Total creatine kinase (CK) IVD, kit, enzyme spectrophotometry | Total creatine kinase (CK) IVD, kit, enzyme spectrophotometry | Class B
Beckman Coulter, Inc. | UK | IVD | 53001 | Total creatine kinase (CK) IVD, kit, enzyme spectrophotometry | Total creatine kinase (CK) IVD, kit, enzyme spectrophotometry | IVD General
Beckman Coulter, Inc. | UK | IVD | 53758 | Total immunoglobulin A (IgA total) IVD, kit, nephelometry/turbidimetry | Total immunoglobulin A (IgA total) IVD, kit, nephelometry/turbidimetry | Class B
Beckman Coulter, Inc. | UK | IVD | 57314 | Total immunoglobulin E (IgE total) IVD, antibody | Total immunoglobulin E (IgE total) IVD, antibody | Class B
Beckman Coulter, Inc. | UK | IVD | 53785 | Total immunoglobulin G (IgG total) IVD, kit, nephelometry/turbidimetry | Total immunoglobulin G (IgG total) IVD, kit, nephelometry/turbidimetry | Class B
Beckman Coulter, Inc. | UK | IVD | 53793 | Total immunoglobulin M (IgM total) IVD, kit, nephelometry/turbidimetry | Total immunoglobulin M (IgM total) IVD, kit, nephelometry/turbidimetry | Class B
Beckman Coulter, Inc. | UK | IVD | 53793 | Total immunoglobulin M (IgM total) IVD, kit, nephelometry/turbidimetry | Total immunoglobulin M (IgM total) IVD, kit, nephelometry/turbidimetry | IVD General
Beckman Coulter, Inc. | UK | IVD | 53072 | Total lactate dehydrogenase (LDH) IVD, kit, enzyme spectrophotometry | Total lactate dehydrogenase (LDH) IVD, kit, enzyme spectrophotometry | IVD General
Beckman Coulter, Inc. | UK | IVD | 54665 | Total prostate specific antigen (tPSA) IVD, kit, chemiluminescent immunoassay | Total prostate specific antigen (tPSA) IVD, kit, chemiluminescent immunoassay | Class C
Beckman Coulter, Inc. | UK | IVD | 53985 | Total protein IVD, kit, enzyme spectrophotometry | Total protein IVD, kit, enzyme spectrophotometry | Class B
Beckman Coulter, Inc. | UK | IVD | 53985 | Total protein IVD, kit, enzyme spectrophotometry | Total protein IVD, kit, enzyme spectrophotometry | IVD General
Beckman Coulter, Inc. | UK | IVD | 58326 | Total thyroxine (TT4) IVD, reagent | Total thyroxine (TT4) IVD, reagent | Class B
Beckman Coulter, Inc. | UK | IVD | 58326 | Total thyroxine (TT4) IVD, reagent | Total thyroxine (TT4) IVD, reagent | IVD General
Beckman Coulter, Inc. | UK | IVD | 52442 | Toxoplasma gondii immunoglobulin M (IgM) antibody IVD, kit, chemiluminescent immunoassay | Toxoplasma gondii immunoglobulin M (IgM) antibody IVD, kit, chemiluminescent immunoassay | IVD Annex II List B
Beckman Coulter, Inc. | UK | IVD | 59041 | Transferrin IVD, kit, nephelometry/turbidimetry | Transferrin IVD, kit, nephelometry/turbidimetry | Class B
Beckman Coulter, Inc. | UK | IVD | 53359 | Total cholesterol lipid IVD, kit, enzyme spectrophotometry | Total cholesterol lipid IVD, kit, enzyme spectrophotometry | IVD General
Beckman Coulter, Inc. | UK | IVD | 53359 | Total cholesterol lipid IVD, kit, enzyme spectrophotometry | Total cholesterol lipid IVD, kit, enzyme spectrophotometry | Class B
Beckman Coulter, Inc. | UK | IVD | 53229 | Total bilirubin IVD, kit, spectrophotometry | Total bilirubin IVD, kit, spectrophotometry | IVD General
Beckman Coulter, Inc. | UK | IVD | 53229 | Total bilirubin IVD, kit, spectrophotometry | Total bilirubin IVD, kit, spectrophotometry | Class C
Beckman Coulter, Inc. | UK | IVD | 53978 | Soluble transferrin receptor IVD, calibrator | Soluble transferrin receptor IVD, calibrator | Class B
Beckman Coulter, Inc. | UK | IVD | 53978 | Soluble transferrin receptor IVD, calibrator | Soluble transferrin receptor IVD, calibrator | IVD General
Beckman Coulter, Inc. | UK | IVD | 53979 | Soluble transferrin receptor IVD, control | Soluble transferrin receptor IVD, control | Class B
Beckman Coulter, Inc. | UK | IVD | 53979 | Soluble transferrin receptor IVD, control | Soluble transferrin receptor IVD, control | IVD General
Beckman Coulter, Inc. | UK | IVD | 53980 | Soluble transferrin receptor IVD, reagent | Soluble transferrin receptor IVD, reagent | Class B
Beckman Coulter, Inc. | UK | IVD | 53980 | Soluble transferrin receptor IVD, reagent | Soluble transferrin receptor IVD, reagent | IVD General
Beckman Coulter, Inc. | UK | IVD | 57871 | Specimen processing instrument IVD | Specimen processing instrument IVD | IVD General
Beckman Coulter, Inc. | UK | IVD | 57871 | Specimen processing instrument IVD | Specimen processing instrument IVD | Class A
Beckman Coulter, Inc. | UK | IVD | 58728 | Thyroglobulin antibody IVD, kit, chemiluminescent immunoassay | Thyroglobulin antibody IVD, kit, chemiluminescent immunoassay | Class B
Beckman Coulter, Inc. | UK | IVD | 58728 | Thyroglobulin antibody IVD, kit, chemiluminescent immunoassay | Thyroglobulin antibody IVD, kit, chemiluminescent immunoassay | IVD General
Beckman Coulter, Inc. | UK | IVD | 53460 | Triglyceride IVD, kit, enzyme spectrophotometry | Triglyceride IVD, kit, enzyme spectrophotometry | Class B
Beckman Coulter, Inc. | UK | IVD | 54375 | Thyroglobulin IVD, kit, chemiluminescent immunoassay | Thyroglobulin IVD, kit, chemiluminescent immunoassay | Class C
Beckman Coulter, Inc. | UK | IVD | 54386 | Thyroid stimulating hormone (TSH) IVD, kit, chemiluminescent immunoassay | Thyroid stimulating hormone (TSH) IVD, kit, chemiluminescent immunoassay | Class B
Beckman Coulter, Inc. | UK | IVD | 54386 | Thyroid stimulating hormone (TSH) IVD, kit, chemiluminescent immunoassay | Thyroid stimulating hormone (TSH) IVD, kit, chemiluminescent immunoassay | IVD General
Beckman Coulter, Inc. | UK | IVD | 54397 | Thyroid uptake (T-uptake) IVD, kit, chemiluminescent immunoassay | Thyroid uptake (T-uptake) IVD, kit, chemiluminescent immunoassay | IVD General
Beckman Coulter, Inc. | UK | IVD | 52940 | Total amylase IVD, kit, enzyme spectrophotometry | Total amylase IVD, kit, enzyme spectrophotometry | IVD General
Beckman Coulter, Inc. | UK | IVD | 52940 | Total amylase IVD, kit, enzyme spectrophotometry | Total amylase IVD, kit, enzyme spectrophotometry | Class B
Beckman Coulter, Inc. | UK | IVD | 52954 | Total aspartate aminotransferase (AST) IVD, kit, enzyme spectrophotometry | Total aspartate aminotransferase (AST) IVD, kit, enzyme spectrophotometry | IVD General
Beckman Coulter, Inc. | UK | IVD | 52954 | Total aspartate aminotransferase (AST) IVD, kit, enzyme spectrophotometry | Total aspartate aminotransferase (AST) IVD, kit, enzyme spectrophotometry | Class B
Beckman Coulter, Inc. | UK | IVD | 52955 | Total aspartate aminotransferase (AST) IVD, reagent | Total aspartate aminotransferase (AST) IVD, reagent | Class B
Beckman Coulter, Inc. | UK | IVD | 41830 | Total bilirubin IVD, calibrator | Total bilirubin IVD, calibrator | IVD General
Beckman Coulter, Inc. | UK | IVD | 30215 | Total bilirubin IVD, control | Total bilirubin IVD, control | IVD General
Beckman Coulter, Inc. | UK | IVD | 54375 | Thyroglobulin IVD, kit, chemiluminescent immunoassay | Thyroglobulin IVD, kit, chemiluminescent immunoassay | IVD General
Beckman Coulter, Inc. | UK | IVD | 53460 | Triglyceride IVD, kit, enzyme spectrophotometry | Triglyceride IVD, kit, enzyme spectrophotometry | IVD General
Beckman Coulter, Inc. | UK | IVD | 41839 | C-reactive protein (CRP) IVD, control | C-reactive protein (CRP) IVD, control | IVD General
Beckman Coulter, Inc. | UK | IVD | 55019 | LDL (low density lipoprotein) antibody (anti-LDL) IVD, calibrator | LDL (low density lipoprotein) antibody (anti-LDL) IVD, calibrator | Class B
Beckman Coulter, Inc. | UK | IVD | 53395 | Low density lipoprotein (LDL) cholesterol IVD, kit, enzyme spectrophotometry | Low density lipoprotein (LDL) cholesterol IVD, kit, enzyme spectrophotometry | IVD General
Beckman Coulter, Inc. | UK | IVD | 53395 | Low density lipoprotein (LDL) cholesterol IVD, kit, enzyme spectrophotometry | Low density lipoprotein (LDL) cholesterol IVD, kit, enzyme spectrophotometry | Class B
Beckman Coulter, Inc. | UK | IVD | 53477 | Microalbumin IVD, calibrator | Microalbumin IVD, calibrator | IVD General
Beckman Coulter, Inc. | UK | IVD | 53475 | Microalbumin IVD, kit, nephelometry/turbidimetry | Microalbumin IVD, kit, nephelometry/turbidimetry | IVD General
Beckman Coulter, Inc. | UK | IVD | 52858 | Multiple blood gas/haemoximetry/electrolyte analyte IVD, kit, multiple technologies | Multiple blood gas/haemoximetry/electrolyte analyte IVD, kit, multiple technologies | IVD General
Beckman Coulter, Inc. | UK | IVD | 56917 | Multiple CD cell marker IVD, antibody | Multiple CD cell marker IVD, antibody | IVD General
Beckman Coulter, Inc. | UK | IVD | 56917 | Multiple CD cell marker IVD, antibody | Multiple CD cell marker IVD, antibody | Class C
Beckman Coulter, Inc. | UK | IVD | 56919 | Multiple CD cell marker IVD, control | Multiple CD cell marker IVD, control | IVD General
Beckman Coulter, Inc. | UK | IVD | 56919 | Multiple CD cell marker IVD, control | Multiple CD cell marker IVD, control | Class C
Beckman Coulter, Inc. | UK | IVD | 53594 | Multiple clinical chemistry protein IVD, control | Multiple clinical chemistry protein IVD, control | IVD General
Beckman Coulter, Inc. | UK | IVD | 53594 | Multiple clinical chemistry protein IVD, control | Multiple clinical chemistry protein IVD, control | Class B
Beckman Coulter, Inc. | UK | IVD | 55460 | Multiple drugs of abuse IVD, calibrator | Multiple drugs of abuse IVD, calibrator | IVD General
Beckman Coulter, Inc. | UK | IVD | 52867 | Multiple electrolyte IVD, calibrator | Multiple electrolyte IVD, calibrator | IVD General
Beckman Coulter, Inc. | UK | IVD | 52868 | Multiple electrolyte IVD, control | Multiple electrolyte IVD, control | IVD General
Beckman Coulter, Inc. | UK | IVD | 30214 | Multiple lipid analyte IVD, control | Multiple lipid analyte IVD, control | IVD General
Beckman Coulter, Inc. | UK | IVD | 30214 | Multiple lipid analyte IVD, control | Multiple lipid analyte IVD, control | Class B
Beckman Coulter, Inc. | UK | IVD | 30219 | Multiple urine analyte IVD, control | Multiple urine analyte IVD, control | IVD General
Beckman Coulter, Inc. | UK | IVD | 54514 | Multiple urine analyte IVD, kit, rapid colorimetric, clinical | Multiple urine analyte IVD, kit, rapid colorimetric, clinical | IVD General
Beckman Coulter, Inc. | UK | IVD | 47868 | Multiple-type clinical chemistry analyte profile IVD, calibrator | Multiple-type clinical chemistry analyte profile IVD, calibrator | IVD General
Beckman Coulter, Inc. | UK | IVD | 47868 | Multiple-type clinical chemistry analyte profile IVD, calibrator | Multiple-type clinical chemistry analyte profile IVD, calibrator | Class C
Beckman Coulter, Inc. | UK | IVD | 55019 | LDL (low density lipoprotein) antibody (anti-LDL) IVD, calibrator | LDL (low density lipoprotein) antibody (anti-LDL) IVD, calibrator | IVD General
Beckman Coulter, Inc. | UK | IVD | 43472 | Laboratory instrument/analyser application software IVD | Laboratory instrument/analyser application software IVD | Class A
Beckman Coulter, Inc. | UK | IVD | 43472 | Laboratory instrument/analyser application software IVD | Laboratory instrument/analyser application software IVD | IVD General
Beckman Coulter, Inc. | UK | IVD | 53391 | High density lipoprotein (HDL) cholesterol IVD, kit, enzyme spectrophotometry | High density lipoprotein (HDL) cholesterol IVD, kit, enzyme spectrophotometry | Class B
Beckman Coulter, Inc. | UK | IVD | 60771 | Carbon dioxide (CO2) IVD, calibrator | Carbon dioxide (CO2) IVD, calibrator | IVD General
Beckman Coulter, Inc. | UK | IVD | 60774 | Carbon dioxide (CO2) IVD, reagent | Carbon dioxide (CO2) IVD, reagent | IVD General
Beckman Coulter, Inc. | UK | IVD | 52988 | Creatine kinase (CK) multiple isoenzyme IVD, control | Creatine kinase (CK) multiple isoenzyme IVD, control | IVD General
Beckman Coulter, Inc. | UK | IVD | 52988 | Creatine kinase (CK) multiple isoenzyme IVD, control | Creatine kinase (CK) multiple isoenzyme IVD, control | Class C
Beckman Coulter, Inc. | UK | IVD | 44694 | Creatine kinase myocardial isoenzyme (CKMB) IVD, calibrator | Creatine kinase myocardial isoenzyme (CKMB) IVD, calibrator | IVD General
Beckman Coulter, Inc. | UK | IVD | 44694 | Creatine kinase myocardial isoenzyme (CKMB) IVD, calibrator | Creatine kinase myocardial isoenzyme (CKMB) IVD, calibrator | Class C
Beckman Coulter, Inc. | UK | IVD | 53250 | Creatinine IVD, kit, enzyme spectrophotometry | Creatinine IVD, kit, enzyme spectrophotometry | IVD General
Beckman Coulter, Inc. | UK | IVD | 53250 | Creatinine IVD, kit, enzyme spectrophotometry | Creatinine IVD, kit, enzyme spectrophotometry | Class B
Beckman Coulter, Inc. | UK | IVD | 55330 | Digitoxin therapeutic drug monitoring IVD, calibrator | Digitoxin therapeutic drug monitoring IVD, calibrator | IVD General
Beckman Coulter, Inc. | UK | IVD | 59084 | Digitoxin therapeutic drug monitoring IVD, kit, nephelometry/turbidimetry | Digitoxin therapeutic drug monitoring IVD, kit, nephelometry/turbidimetry | IVD General
Beckman Coulter, Inc. | UK | IVD | 47869 | Multiple-type clinical chemistry analyte profile IVD, control | Multiple-type clinical chemistry analyte profile IVD, control | IVD General
Beckman Coulter, Inc. | UK | IVD | 55327 | Digoxin therapeutic drug monitoring IVD, calibrator | Digoxin therapeutic drug monitoring IVD, calibrator | IVD General
Beckman Coulter, Inc. | UK | IVD | 57839 | Flow cytometry analyser IVD | Flow cytometry analyser IVD | Class A
Beckman Coulter, Inc. | UK | IVD | 57840 | Flow cytometry analyser IVD, semi-automated | Flow cytometry analyser IVD, semi-automated | IVD General
Beckman Coulter, Inc. | UK | IVD | 55865 | Full blood count IVD, calibrator | Full blood count IVD, calibrator | IVD General
Beckman Coulter, Inc. | UK | IVD | 55866 | Full blood count IVD, control | Full blood count IVD, control | IVD General
Beckman Coulter, Inc. | UK | IVD | 55855 | Full blood count IVD, reagent | Full blood count IVD, reagent | IVD General
Beckman Coulter, Inc. | UK | IVD | 55855 | Full blood count IVD, reagent | Full blood count IVD, reagent | Class A
Beckman Coulter, Inc. | UK | IVD | 53027 | Gamma-glutamyltransferase (GGT) IVD, kit, enzyme spectrophotometry | Gamma-glutamyltransferase (GGT) IVD, kit, enzyme spectrophotometry | IVD General
Beckman Coulter, Inc. | UK | IVD | 53027 | Gamma-glutamyltransferase (GGT) IVD, kit, enzyme spectrophotometry | Gamma-glutamyltransferase (GGT) IVD, kit, enzyme spectrophotometry | Class B
Beckman Coulter, Inc. | UK | IVD | 35476 | Haematological cell analyser IVD | Haematological cell analyser IVD | IVD General
Beckman Coulter, Inc. | UK | IVD | 53391 | High density lipoprotein (HDL) cholesterol IVD, kit, enzyme spectrophotometry | High density lipoprotein (HDL) cholesterol IVD, kit, enzyme spectrophotometry | IVD General
Beckman Coulter, Inc. | UK | IVD | 59083 | Digoxin therapeutic drug monitoring IVD, kit, nephelometry/turbidimetry | Digoxin therapeutic drug monitoring IVD, kit, nephelometry/turbidimetry | IVD General
Beckman Coulter, Inc. | UK | IVD | 47869 | Multiple-type clinical chemistry analyte profile IVD, control | Multiple-type clinical chemistry analyte profile IVD, control | Class C
Beckman Coulter, Inc. | UK | IVD | 52587 | Anti-Jk^b red blood cell grouping IVD, antibody | Anti-Jk^b red blood cell grouping IVD, antibody | IVD General
Beckman Coulter, Inc. | UK | IVD | 55487 | Amphetamine/methamphetamine group IVD, kit, enzyme immunoassay (EIA) | Amphetamine/methamphetamine group IVD, kit, enzyme immunoassay (EIA) | IVD General
Beckman Coulter, Inc. | UK | IVD | 54481 | 25-Hydroxy vitamin D2 IVD, reagent | 25-Hydroxy vitamin D2 IVD, reagent | Class B
Beckman Coulter, Inc. | UK | IVD | 54481 | 25-Hydroxy vitamin D2 IVD, reagent | 25-Hydroxy vitamin D2 IVD, reagent | IVD General
Beckman Coulter, Inc. | UK | IVD | 52964 | Acetylcholinesterase IVD, kit, enzyme spectrophotometry | Acetylcholinesterase IVD, kit, enzyme spectrophotometry | IVD General
Beckman Coulter, Inc. | UK | IVD | 52964 | Acetylcholinesterase IVD, kit, enzyme spectrophotometry | Acetylcholinesterase IVD, kit, enzyme spectrophotometry | Class B
Beckman Coulter, Inc. | UK | IVD | 52923 | Alanine aminotransferase (ALT) IVD, kit, enzyme spectrophotometry | Alanine aminotransferase (ALT) IVD, kit, enzyme spectrophotometry | IVD General
Beckman Coulter, Inc. | UK | IVD | 52923 | Alanine aminotransferase (ALT) IVD, kit, enzyme spectrophotometry | Alanine aminotransferase (ALT) IVD, kit, enzyme spectrophotometry | Class B
Beckman Coulter, Inc. | UK | IVD | 45803 | Albumin IVD, calibrator | Albumin IVD, calibrator | IVD General
Beckman Coulter, Inc. | UK | IVD | 59071 | Albumin IVD, kit, spectrophotometry | Albumin IVD, kit, spectrophotometry | Class B
Beckman Coulter, Inc. | UK | IVD | 52930 | Alkaline phosphatase (ALP) isoenzyme IVD, kit, enzyme spectrophotometry | Alkaline phosphatase (ALP) isoenzyme IVD, kit, enzyme spectrophotometry | IVD General
Beckman Coulter, Inc. | UK | IVD | 52930 | Alkaline phosphatase (ALP) isoenzyme IVD, kit, enzyme spectrophotometry | Alkaline phosphatase (ALP) isoenzyme IVD, kit, enzyme spectrophotometry | Class B
Beckman Coulter, Inc. | UK | IVD | 53606 | Alpha-1-acid glycoprotein (orosomucoid) IVD, kit, nephelometry/turbidimetry | Alpha-1-acid glycoprotein (orosomucoid) IVD, kit, nephelometry/turbidimetry | Class B
Beckman Coulter, Inc. | UK | IVD | 53602 | Alpha-1-antitrypsin (protease inhibitor) IVD, kit, nephelometry/turbidimetry | Alpha-1-antitrypsin (protease inhibitor) IVD, kit, nephelometry/turbidimetry | IVD General
Beckman Coulter, Inc. | UK | IVD | 59050 | 2-ethylidine-1,5-dimethyl-3,3-diphenylpyrrolidine (EDDP) IVD, kit, enzyme immunoassay (EIA) | 2-ethylidine-1,5-dimethyl-3,3-diphenylpyrrolidine (EDDP) IVD, kit, enzyme immunoassay (EIA) | IVD General
Beckman Coulter, Inc. | UK | IVD | 59073 | Amylase isoenzyme IVD, kit, enzyme spectrophotometry | Amylase isoenzyme IVD, kit, enzyme spectrophotometry | Class B
Beckman Coulter, Inc. | UK | IVD | 59073 | Amylase isoenzyme IVD, kit, enzyme spectrophotometry | Amylase isoenzyme IVD, kit, enzyme spectrophotometry | IVD General
Beckman Coulter, Inc. | UK | IVD | 41733 | Myoglobin IVD, calibrator | Myoglobin IVD, calibrator | IVD General
Beckman Coulter, Inc. | UK | IVD | 59042 | Myoglobin IVD, kit, nephelometry/turbidimetry | Myoglobin IVD, kit, nephelometry/turbidimetry | IVD General
Beckman Coulter, Inc. | UK | IVD | 55864 | Non-blood cell primer/calibrator/control material IVD, reagent | Non-blood cell primer/calibrator/control material IVD, reagent | IVD General
Beckman Coulter, Inc. | UK | IVD | 55864 | Non-blood cell primer/calibrator/control material IVD, reagent | Non-blood cell primer/calibrator/control material IVD, reagent | Class C
Beckman Coulter, Inc. | UK | IVD | 55864 | Non-blood cell primer/calibrator/control material IVD, reagent | Non-blood cell primer/calibrator/control material IVD, reagent | Class A
Beckman Coulter, Inc. | UK | IVD | 53072 | Total lactate dehydrogenase (LDH) IVD, kit, enzyme spectrophotometry | Total lactate dehydrogenase (LDH) IVD, kit, enzyme spectrophotometry | IVD General
Beckman Coulter, Inc. | UK | IVD | 53072 | Total lactate dehydrogenase (LDH) IVD, kit, enzyme spectrophotometry | Total lactate dehydrogenase (LDH) IVD, kit, enzyme spectrophotometry | Class B
Beckman Coulter, Inc. | UK | IVD | 35918 | Urine analyser IVD, laboratory | Urine analyser IVD, laboratory | IVD General
Beckman Coulter, Inc. | UK | IVD | 42064 | Urine sediment IVD, calibrator | Urine sediment IVD, calibrator | IVD General
Beckman Coulter, Inc. | UK | IVD | 59058 | Wash/cleaning solution IVD, automated/semi-automated system | Wash/cleaning solution IVD, automated/semi-automated system | IVD General
Beckman Coulter, Inc. | UK | IVD | 59058 | Wash/cleaning solution IVD, automated/semi-automated system | Wash/cleaning solution IVD, automated/semi-automated system | Class A
Beckman Coulter, Inc. | UK | IVD | 55859 | White blood cell count IVD, reagent | White blood cell count IVD, reagent | IVD General
Beckman Coulter, Inc. | UK | IVD | 55859 | White blood cell count IVD, reagent | White blood cell count IVD, reagent | Class A
Beckman Coulter, Inc. | UK | IVD | 60780 | Troponin I IVD, kit, chemiluminescent immunoassay | Troponin I IVD, kit, chemiluminescent immunoassay | IVD General
Beckman Coulter, Inc. | UK | IVD | 58196 | Unsaturated iron binding capacity (UIBC) IVD, kit, spectrophotometry | Unsaturated iron binding capacity (UIBC) IVD, kit, spectrophotometry | IVD General
Beckman Coulter, Inc. | UK | IVD | 58196 | Unsaturated iron binding capacity (UIBC) IVD, kit, spectrophotometry | Unsaturated iron binding capacity (UIBC) IVD, kit, spectrophotometry | Class B
Beckman Coulter, Inc. | UK | IVD | 53587 | Urea IVD, kit, enzyme spectrophotometry | Urea IVD, kit, enzyme spectrophotometry | Class B
Beckman Coulter, Inc. | UK | IVD | 53587 | Urea IVD, kit, enzyme spectrophotometry | Urea IVD, kit, enzyme spectrophotometry | IVD General
Beckman Coulter, Inc. | UK | IVD | 53583 | Uric acid IVD, kit, spectrophotometry | Uric acid IVD, kit, spectrophotometry | Class B
Beckman Coulter, Inc. | UK | IVD | 53583 | Uric acid IVD, kit, spectrophotometry | Uric acid IVD, kit, spectrophotometry | IVD General
Beckman Coulter, Inc. | UK | IVD | 60779 | Vitamin B12 IVD, kit, chemiluminescent immunoassay | Vitamin B12 IVD, kit, chemiluminescent immunoassay | Class B
Beckman Coulter, Inc. | UK | IVD | 59058 | Wash/cleaning solution IVD, automated/semi-automated system | Wash/cleaning solution IVD, automated/semi-automated system | Class A
Beckman Coulter, Inc. | UK | IVD | 55859 | White blood cell count IVD, reagent | White blood cell count IVD, reagent | IVD General
Beckman Coulter, Inc. | UK | IVD | 60779 | Vitamin B12 IVD, kit, chemiluminescent immunoassay | Vitamin B12 IVD, kit, chemiluminescent immunoassay | IVD General
Beckman Coulter, Inc. | UK | IVD | 54175 | Trisomy 21-risk hormone IVD, kit, chemiluminescent immunoassay | Trisomy 21-risk hormone IVD, kit, chemiluminescent immunoassay | Class C
Beckman Coulter, Inc. | UK | IVD | 44082 | Clinical laboratory information system application software | Clinical laboratory information system application software | Class A
Beckman Coulter, Inc. | UK | IVD | 47775 | General specimen container IVD, no additive/medium | General specimen container IVD, no additive/medium | Class A
Beckman Coulter, Inc. | UK | IVD | 47775 | General specimen container IVD, no additive/medium | General specimen container IVD, no additive/medium | IVD General
Beckman Coulter, Inc. | UK | IVD | 57871 | Specimen processing instrument IVD | Specimen processing instrument IVD | Class A
Beckman Coulter, Inc. | UK | IVD | 57871 | Specimen processing instrument IVD | Specimen processing instrument IVD | IVD General
Beckman Coulter, Inc. | EU | IVD | W02039085 | iChemVELOCITY Wash Solution | VARIOUS MICROBIOLOGY INSTRUMENTS - CONSUMABLES | Class A
Beckman Coulter, Inc. | EU | IVD | W02039085 | iQ Lamina | VARIOUS MICROBIOLOGY INSTRUMENTS - CONSUMABLES | Class A
Beckman Coulter, Inc. | EU | IVD | W02039085 | iQ Body Fluids Lysing Reagent | VARIOUS MICROBIOLOGY INSTRUMENTS - CONSUMABLES | Class A
Beckman Coulter, Inc. | EU | IVD | W02039085 | Iris Diluent | VARIOUS MICROBIOLOGY INSTRUMENTS - CONSUMABLES | Class A
Beckman Coulter, Inc. | EU | IVD | W02039085 | Iris System Cleanser | VARIOUS MICROBIOLOGY INSTRUMENTS - CONSUMABLES | Class A
Beckman Coulter, Inc. | EU | IVD | W0102152204 | Access Myoglobin Calibrators | CARDIAC MARKER STANDARDS AND CALIBRATORS | IVD General
Beckman Coulter, Inc. | EU | IVD | W01021304 | Access Myoglobin (reagent pack) | MYOGLOBIN | IVD General
Beckman Coulter, Inc. | EU | IVD | W0102152004 | Access BNP QC | CARDIAC MARKER CONTROLS | IVD General
Beckman Coulter, Inc. | EU | IVD | W01021301 | Access BNP | BNP / PROBNP (INCLUDING OTHER NATRIURIC PEPTIDES) | IVD General
Beckman Coulter, Inc. | EU | IVD | W01021308 | SYNCHRON® C-Reactive Protein (C-RP) Reagent | HIGH-SENSITIVITY C-.REACTIVE PROTEIN | IVD General
Beckman Coulter, Inc. | EU | IVD | W01010199 | Pancreatic Amylase Reagent (PAM 2 x 60) | ENZYMES - OTHER | IVD General
Beckman Coulter, Inc. | EU | IVD | W01010221 | Direct LDL Cholesterol Reagent (LDLD 2 x 100) | LOW DENSITY LIPOPROTEIN CHOLESTEROL INCLUDING SD-LDL | IVD General
Beckman Coulter, Inc. | EU | IVD | W0102152204 | Access BNP Calibrators | CARDIAC MARKER STANDARDS AND CALIBRATORS | IVD General
Beckman Coulter, Inc. | EU | IVD | W0102010302 | Haptoglobin Reagent (HPT 2 x 100) | HAPTOGLOBIN | IVD General
Beckman Coulter, Inc. | EU | IVD | W0102010203 | C3 Reagent (C3 2 x 100) | COMPLEMENT COMPONENT C3/C3C | IVD General
Beckman Coulter, Inc. | EU | IVD | W0102010205 | C4 Reagent (C4 2 x 100) | COMPLEMENT COMPONENT C4 | IVD General
Beckman Coulter, Inc. | EU | IVD | W0102152006 | Access Intrinsic Factor Antibody QC | ANAEMIA RELATED/VITAMIN CONTROLS | Class B
Beckman Coulter, Inc. | EU | IVD | W0102152299 | Access Progesterone De Calibrators | STANDARDS AND CALIBRATORS - IMMUNOCHEMISTRY - OTHER | Class B
Beckman Coulter, Inc. | EU | IVD | W01020405 | Access Total T3 Reagent Pack | TRIIODOTHYRONINE | Class B
Beckman Coulter, Inc. | EU | IVD | W0102152299 | Access Total T3 Calibrators | STANDARDS AND CALIBRATORS - IMMUNOCHEMISTRY - OTHER | Class B
Beckman Coulter, Inc. | EU | IVD | W02069003 | Allegra X-30 series centrifuge | CENTRIFUGES | Class A
Beckman Coulter, Inc. | EU | IVD | W02060185 | Power Express | ROBOTIC SAMPLE PROCESSING SYSTEMS - CONSUMABLES | Class A
Beckman Coulter, Inc. | EU | IVD | W0101050302 | SYNCHRON Systems Bilirubin Calibrator | CALIBRATORS SINGLE COMPONENT (CC) | IVD General
Beckman Coulter, Inc. | EU | IVD | W01010499 | SYNCHRON Systems Wash Concentrate II | MULTIPLE CLIN. CHEM LAB REAGENTS - OTHER | IVD General
Beckman Coulter, Inc. | EU | IVD | W01010299 | Microprotein Reagent (M-TP 2 x 50) | SUBSTRATES - OTHER | IVD General
Beckman Coulter, Inc. | EU | IVD | W01010499 | SYNCHRON Systems Antifoam | MULTIPLE CLIN. CHEM LAB REAGENTS - OTHER | IVD General
Beckman Coulter, Inc. | EU | IVD | W01010231 | Triglycerides Reagent (TG 2 x 300) | TRIGLYCERIDES | IVD General
Beckman Coulter, Inc. | EU | IVD | W0102090105 | Cannabinoid 20 ng Reagent (THC2 1 x 150) | CANNABINOIDS | IVD General
Beckman Coulter, Inc. | EU | IVD | W0102152009 | SYNCHRON Systems 125 ng/mL THC Urine Control | CONTROLS FOR NARCOTICS / TOXICOLOGY | IVD General
Beckman Coulter, Inc. | EU | IVD | W0102152009 | SYNCHRON Systems 20 ng/mL THC Urine Control | CONTROLS FOR NARCOTICS / TOXICOLOGY | IVD General
Beckman Coulter, Inc. | EU | IVD | W0101050302 | SYNCHRON® Systems Microprotein Calibrator | CALIBRATORS SINGLE COMPONENT (CC) | IVD General
Beckman Coulter, Inc. | EU | IVD | W0103010507 | COULTER AcT 5dIff Calibrator | WHOLE BLOOD CALIBRATORS | IVD General
Beckman Coulter, Inc. | EU | IVD | W0103010599 | Coulter Retic-C Cell Control | HAEMATOLOGY CONTROLS - OTHER | IVD General
Beckman Coulter, Inc. | EU | IVD | W0103010503 | Coulter 5C Cell Control | MULTILEVEL BLOOD CONTROLS | IVD General
Beckman Coulter, Inc. | EU | IVD | W0103010503 | Coulter 5C Cell Control | MULTILEVEL BLOOD CONTROLS | IVD General
Beckman Coulter, Inc. | EU | IVD | W0103010503 | Coulter 5C Cell Control | MULTILEVEL BLOOD CONTROLS | IVD General
Beckman Coulter, Inc. | EU | IVD | W0103080599 | Flow-Count Fluorospheres | AUXILIARY & SUPPLEMENTAL REAGENTS FOR FLOW CYTOMETRY - OTHER | IVD General
Beckman Coulter, Inc. | EU | IVD | W0103010502 | Coulter 5C Cell Control | ABNORMAL BLOOD CONTROLS | IVD General
Beckman Coulter, Inc. | EU | IVD | W0103010502 | Coulter 5C Cell Control | ABNORMAL BLOOD CONTROLS | IVD General
Beckman Coulter, Inc. | EU | IVD | W0103010599 | COULTER 4C-ES Cell Control | HAEMATOLOGY CONTROLS - OTHER | IVD General
Beckman Coulter, Inc. | EU | IVD | W0103010599 | COULTER 4C-ES Cell Control | HAEMATOLOGY CONTROLS - OTHER | IVD General
Beckman Coulter, Inc. | EU | IVD | W0103010503 | Coulter 5C Cell Control | MULTILEVEL BLOOD CONTROLS | IVD General
Beckman Coulter, Inc. | EU | IVD | W0103010599 | COULTER 4C-ES Cell Control | HAEMATOLOGY CONTROLS - OTHER | IVD General
Beckman Coulter, Inc. | EU | IVD | W0103010503 | Coulter 5C Cell Control | MULTILEVEL BLOOD CONTROLS | IVD General
Beckman Coulter, Inc. | EU | IVD | W0103010503 | COULTER Ac•T 5diff Control Plus | MULTILEVEL BLOOD CONTROLS | IVD General
Beckman Coulter, Inc. | EU | IVD | W0103010599 | COULTER 4C-ES Cell Control | HAEMATOLOGY CONTROLS - OTHER | IVD General
Beckman Coulter, Inc. | EU | IVD | W0103010599 | COULTER 4C-ES Cell Control | HAEMATOLOGY CONTROLS - OTHER | IVD General
Beckman Coulter, Inc. | Australia | IVD | CT944 | Software IVDs | Software IVDs | Class 1
Beckman Coulter, Inc. | Australia | IVD | CT355 | Viral infectious disease IVDs | Viral infectious disease IVDs | Class 2
Beckman Coulter, Inc. | Australia | IVD | CT833 | Clinical chemistry substrate IVDs | Clinical chemistry substrate IVDs | Class 2
Beckman Coulter, Inc. | Australia | IVD | CT1056 | Immunohistology cell marker IVDs | Immunohistology cell marker IVDs | Class 2
Beckman Coulter, Inc. | Australia | IVD | CT771 | Rubella virus IVDs | Rubella virus IVDs | Class 3
Beckman Coulter, Inc. | Australia | IVD | CT869 | Clinical chemistry autoimmune IVDs | Clinical chemistry autoimmune IVDs | Class 2
Beckman Coulter, Inc. | Australia | IVD | CT827 | Clinical chemistry enzyme IVDs | Clinical chemistry enzyme IVDs | Class 2
Beckman Coulter, Inc. | Australia | IVD | CT860 | Clinical chemistry therapeutic drug monitoring IVDs | Clinical chemistry therapeutic drug monitoring IVDs | Class 2
Beckman Coulter, Inc. | Australia | IVD | CT845 | Clinical chemistry tumour marker IVDs | Clinical chemistry tumour marker IVDs | Class 2
Beckman Coulter, Inc. | Australia | IVD | CT974 | Clinical chemistry-specific protein IVDs | Clinical chemistry-specific protein IVDs | Class 2
Beckman Coulter, Inc. | Australia | IVD | CT850 | Clinical chemistry hormone IVDs | Clinical chemistry hormone IVDs | Class 2
Beckman Coulter, Inc. | Australia | IVD | 61225 | Beckman Coulter PK TP - Treponema pallidum immunoglobulin G (IgG)/IgM antibody IVD, kit, agglutination | Treponema pallidum immunoglobulin G (IgG)/IgM antibody IVD, kit, agglutination | Class 4
Beckman Coulter, Inc. | Australia | IVD | CT945 | General laboratoryware IVDs | General laboratoryware IVDs | Class 1
Beckman Coulter, Inc. | Australia | IVD | CT915 | CD cell marker (cluster of differentiation) IVDs - CD cell marker (cluster of differentiation) IVDs | CD cell marker (cluster of differentiation) IVDs | Class 3
Beckman Coulter, Inc. | Australia | IVD | CT915 | CD cell marker (cluster of differentiation) IVDs | CD cell marker (cluster of differentiation) IVDs | Class 3
Beckman Coulter, Inc. | Australia | IVD | CT353 | Bacterial infectious disease IVDs | Bacterial infectious disease IVDs | Class 2
Beckman Coulter, Inc. | Australia | IVD | CT836 | Clinical chemistry electrolyte IVDs | Clinical chemistry electrolyte IVDs | Class 2
Beckman Coulter, Inc. | Australia | IVD | CT833 | Clinical chemistry substrate IVDs | Clinical chemistry substrate IVDs | Class 2
Beckman Coulter, Inc. | Australia | IVD | CT875 | Fibrinolysis IVDs | Fibrinolysis IVDs | Class 2
Beckman Coulter, Inc. | Australia | IVD | CT1236 | Clinical chemistry biological screening IVDs | Clinical chemistry biological screening IVDs | Class 2
Beckman Coulter, Inc. | Brazil | MD |  | IMMUNOCHEMISTRY SYSTEMS CALIBRATOR 2 (CAL 2) | PARÂMETROS COMBINADOS NO MESMO PRODUTO - CLASSE II | II
Beckman Coulter, Inc. | Brazil | MD |  | ACCESS OV MONITOR CALIBRADORES | ANTÍGENO CA 125 | III
Beckman Coulter, Inc. | Brazil | IVD |  | ACCESS OV MONITOR ASSAY KIT | ANTÍGENO CA 125 | III
Beckman Coulter, Inc. | Brazil | MD |  | ANALISADOR HEMATOLOGICO | Instrumento para análise ou contagem de células e plaquetas | II
Beckman Coulter, Inc. | Brazil | MD |  | ANALISADOR HEMATOLÓGICO ACT | Instrumento para análise ou contagem de células e plaquetas | II
Beckman Coulter, Inc. | Canada | MD |  | DXC 500 AU CLINICAL CHEMISTRY ANALYZER |  | 2
Beckman Coulter, Inc. | Canada | MD |  | UNICEL DXI 600 ACCESS IMMUNOASSAY SYSTEM |  | 2
Beckman Coulter, Inc. | Canada | MD |  | CD10 |  | 2
Beckman Coulter, Inc. | Canada | MD |  | CD117 |  | 2
Beckman Coulter, Inc. | Canada | MD |  | CD16 |  | 2
Beckman Coulter, Inc. | Canada | MD |  | CD2 |  | 2
Beckman Coulter, Inc. | Canada | MD |  | CD13 |  | 2
Beckman Coulter, Inc. | Canada | MD |  | CD14 |  | 2
Beckman Coulter, Inc. | Canada | MD |  | CD8 |  | 2
Beckman Coulter, Inc. | Canada | MD |  | CD24 |  | 2
Beckman Coulter, Inc. | Canada | MD |  | CD3 |  | 2
Beckman Coulter, Inc. | Canada | MD |  | CD45 |  | 2
Beckman Coulter, Inc. | Canada | MD |  | CD19 |  | 2
Beckman Coulter, Inc. | Canada | IVD |  | ANTI-HLA-B27-FITC ANTI-HLA-B7-PE |  | 2
Beckman Coulter, Inc. | Canada | MD |  | CD71 |  | 2
Beckman Coulter, Inc. | Canada | MD |  | FAMILY CD158 |  | 2
Beckman Coulter, Inc. | Canada | MD |  | CD103 |  | 2
Beckman Coulter, Inc. | Canada | IVD |  | IOTEST CD3-FITC/HLA-DR-PE |  | 2
Beckman Coulter, Inc. | Canada | MD |  | ACCESS TSH (3RD IS) THYROTROPIN |  | 2
Beckman Coulter, Inc. | Canada | IVD |  | ACCESS PCT |  | 2
Beckman Coulter, Inc. | Canada | MD |  | ANTI-ZAP-70-PE |  | 2
Beckman Coulter, Inc. | Canada | MD |  | CD105 |  | 2
Beckman Coulter, Inc. | Canada | MD |  | CD107A |  | 2
Beckman Coulter, Inc. | Canada | MD |  | ANTI-CLEC9A-APC |  | 2
Beckman Coulter, Inc. | Canada | MD |  | ANTI-CYCLIN A2 |  | 2
Beckman Coulter, Inc. | Canada | MD |  | ANTI-TIA-1 |  | 2
Beckman Coulter, Inc. | Canada | MD |  | CD294 (CRTH2)-FITC |  | 2
Beckman Coulter, Inc. | Canada | MD |  | ANTI-PERFORIN-PACIFIC BLUE |  | 2
Beckman Coulter, Inc. | Canada | MD |  | CD18 |  | 2
Beckman Coulter, Inc. | Canada | MD |  | CD126-PE |  | 2
Beckman Coulter, Inc. | Canada | MD |  | CD133-APC |  | 2
Beckman Coulter, Inc. | Canada | MD |  | ANTI-CYTOKERATIN-FITC |  | 2
Beckman Coulter, Inc. | Canada | MD |  | ANTI-THROMBIN RECEPTOR-PE |  | 2
Beckman Coulter, Inc. | Canada | MD |  | CD161 |  | 2
Beckman Coulter, Inc. | Canada | MD |  | ANTI-FMC7 |  | 2
Beckman Coulter, Inc. | Canada | MD |  | CD141-FITC |  | 2
Beckman Coulter, Inc. | Canada | MD |  | CD243-PE |  | 2
Beckman Coulter, Inc. | Canada | MD |  | CD26-PE |  | 2
Beckman Coulter, Inc. | Canada | MD |  | CD135-PE |  | 2
Beckman Coulter, Inc. | Canada | MD |  | CD29-FITC |  | 2
Beckman Coulter, Inc. | Canada | MD |  | ANTI-LACTOFERRIN-PE |  | 2
Beckman Coulter, Inc. | Canada | MD |  | CD278(ICOS)-APC |  | 2
Beckman Coulter, Inc. | Canada | MD |  | IOTEST CD20-PC7 |  | 2
Beckman Coulter, Inc. | Canada | MD |  | IOTEST CD56-PC5 |  | 2
Beckman Coulter, Inc. | Canada | MD |  | 7-AAD VIABILITY DYE |  | 2
Beckman Coulter, Inc. | Canada | IVD |  | ACCESS PAPP-A |  | 3
Beckman Coulter, Inc. | Canada | IVD |  | ACCESS AMH |  | 2
Beckman Coulter, Inc. | Canada | MD |  | STEMONE SYSTEM FOR EPICS XL / XL-MCL FLOW CYTOMETRY SYSTEMS |  | 2
Beckman Coulter, Inc. | Canada | IVD |  | IOTEST 3 CD41-FITC/GLYCOPHORIN A (CD235A)-PE/CD45-ECD |  | 2
Beckman Coulter, Inc. | Canada | IVD |  | IOTEST 3 CD103-FITC/CD11C-PE/CD19-ECD |  | 2
Beckman Coulter, Inc. | Canada | IVD |  | IOTEST 3 CD5-FITC/CD7-PE/CD3-ECD |  | 2
Beckman Coulter, Inc. | Canada | IVD |  | IOTEST 3 CD5-FITC/CD10-PE/CD19-ECD |  | 2
Beckman Coulter, Inc. | Canada | IVD |  | IOTEST 3 CD5-FITC/CD23-PE/CD19-ECD |  | 2
Beckman Coulter, Inc. | Canada | IVD |  | IOTEST 3 HLA-DR-FITC/CD34-PE/CD45-ECD |  | 2
Beckman Coulter, Inc. | Canada | IVD |  | IOTEST 3 CD14-FITC/CD13-PE/CD45-ECD |  | 2
Beckman Coulter, Inc. | Canada | IVD |  | IOTEST 3 CD14-FITC/CD16-PE/CD45-ECD |  | 2
Beckman Coulter, Inc. | Canada | IVD |  | IOTEST 3 CD16-FITC/CD56-PE/CD3-ECD |  | 2
Beckman Coulter, Inc. | Canada | IVD |  | IOTEST 3 HLA-DR-FITC/CD7-PE/CD45-ECD |  | 2
Beckman Coulter, Inc. | Canada | IVD |  | IOTEST 3 CD71-FITC/CD33-PE/CD45-ECD |  | 2
Beckman Coulter, Inc. | Canada | IVD |  | IOTEST 3 CD8-FITC/CD4-PE/CD3-ECD |  | 2
Beckman Coulter, Inc. | Canada | IVD |  | IOTEST 3 NEG.CTRL-FITC/NEG.CTRL.-PE/CD45-ECD |  | 2
Beckman Coulter, Inc. | Canada | IVD |  | IOTEST 3 CD15-FITC/CD33-PE/CD45-ECD |  | 2
Beckman Coulter, Inc. | Canada | IVD |  | IOTEST 3 NEG. CTRL.-FITC/NEG.CTRL.-PE/CD3-ECD |  | 2
Beckman Coulter, Inc. | Canada | IVD |  | IOTEST 3 NEG.CTRL-FITC/NEG.CTRL-PE/CD19-ECD |  | 2
Beckman Coulter, Inc. | Canada | IVD |  | IOTEST 3 CD38-FITC/CD56-PE/CD45-ECD |  | 2
Beckman Coulter, Inc. | Canada | IVD |  | IOTEST 3 CD34-FITC/CD33-PE/CD45-ECD |  | 2
Beckman Coulter, Inc. | Canada | IVD |  | IOTEST 3 CD25-FITC/CD11C-PE/CD19-ECD |  | 2
Beckman Coulter, Inc. | Canada | IVD |  | IOTEST 3 CD25-FITC/CD4-PE/CD3-ECD |  | 2
Beckman Coulter, Inc. | Canada | IVD |  | IOTEST 3 CD20-FITC/CD10-PE/CD19-ECD |  | 2
Beckman Coulter, Inc. | Canada | IVD |  | IOTEST 3 CD19-FITC/CD10-PE/CD45-ECD |  | 2
Beckman Coulter, Inc. | Canada | IVD |  | IOTEST 3 HLA-DR-FITC/CD13-PE/CD45-ECD |  | 2
Beckman Coulter, Inc. | Canada | IVD |  | IOTEST 3 CMPO-FITC/CCD79A-PE/CCD3-ECD |  | 2
Beckman Coulter, Inc. | Canada | IVD |  | IOTEST 3 KAPPA-FITC/LAMBDA-PE/CD19-ECD |  | 2
Beckman Coulter, Inc. | Canada | IVD |  | IOTEST 3 NEG. CTRL.-FITC/NEG.CTRL.-PE/NEG.CTRL.-ECD |  | 2
Beckman Coulter, Inc. | Canada | IVD |  | IOTEST 3 FMC7-FITC/CD23-PE/CD19-ECD |  | 2
Beckman Coulter, Inc. | Canada | MD |  | CD183(CXCR3)-ALEXA FLUOR 488 |  | 2
Beckman Coulter, Inc. | Canada | MD |  | FAMILLE CD159A |  | 2
Beckman Coulter, Inc. | Canada | MD |  | CD144-PE |  | 2
Beckman Coulter, Inc. | Canada | MD |  | FAMILLE ANTI-HLA |  | 2
Beckman Coulter, Inc. | Canada | MD |  | CD157-PE |  | 2
Beckman Coulter, Inc. | Canada | MD |  | CD166-PE |  | 2
Beckman Coulter, Inc. | Canada | MD |  | CD160-PE |  | 2
Beckman Coulter, Inc. | Canada | MD |  | CD134(OX 40)-APC |  | 2
Beckman Coulter, Inc. | Canada | MD |  | CD137(4-1BB)-ECD |  | 2
Beckman Coulter, Inc. | Canada | MD |  | CD154(CD40L)-PE |  | 2
Beckman Coulter, Inc. | Canada | MD |  | CD180(RP105)-PE |  | 2
Beckman Coulter, Inc. | Canada | MD |  | FAMILLE CD85 |  | 2
Beckman Coulter, Inc. | Canada | MD |  | FAMILLE CD86(B7-2) |  | 2
Beckman Coulter, Inc. | Canada | MD |  | FAMILLE CD8B |  | 2
Beckman Coulter, Inc. | Canada | MD |  | CD122-PC7 |  | 2
Beckman Coulter, Inc. | Canada | MD |  | IGM(MOUSE)-FITC |  | 2
Beckman Coulter, Inc. | Canada | MD |  | FAMILLE CD197 (CCR7) |  | 2
Beckman Coulter, Inc. | Canada | MD |  | ANTI-NG2-PE |  | 2
Beckman Coulter, Inc. | Canada | MD |  | ANTI-GRANZYME B-FITC |  | 2
Beckman Coulter, Inc. | Canada | MD |  | ANTI-KI-67 -ALEXA FLUOR 488 |  | 2
Beckman Coulter, Inc. | Canada | MD |  | CD196 (CCR6)-PC7 |  | 2
Beckman Coulter, Inc. | Canada | MD |  | FAMILLE CD80 |  | 2
Beckman Coulter, Inc. | Canada | MD |  | CD309 |  | 2
Beckman Coulter, Inc. | Canada | MD |  | CD146 |  | 2
Beckman Coulter, Inc. | Canada | MD |  | CD203C |  | 2
Beckman Coulter, Inc. | Canada | MD |  | ANTI-TNFA -ALEXA FLUOR 700 |  | 2
Beckman Coulter, Inc. | Canada | MD |  | CD207-PE |  | 2
Beckman Coulter, Inc. | Canada | MD |  | CD36 |  | 2
Beckman Coulter, Inc. | Canada | MD |  | ANTI-FOXP3 |  | 2
Beckman Coulter, Inc. | Canada | MD |  | CD335(NKP46) |  | 2
Beckman Coulter, Inc. | Canada | MD |  | CD32 |  | 2
Beckman Coulter, Inc. | Canada | MD |  | CD337(NKP30) |  | 2
Beckman Coulter, Inc. | Canada | MD |  | CD314(NKG2D) |  | 2
Beckman Coulter, Inc. | Canada | MD |  | CD31 |  | 2
Beckman Coulter, Inc. | Canada | MD |  | CD30 |  | 2
Beckman Coulter, Inc. | Canada | MD |  | CD83 |  | 2
Beckman Coulter, Inc. | Canada | MD |  | CD21 |  | 2
Beckman Coulter, Inc. | Canada | MD |  | CD69 |  | 2
Beckman Coulter, Inc. | Canada | MD |  | CD65 |  | 2
Beckman Coulter, Inc. | Canada | MD |  | CD63 |  | 2
Beckman Coulter, Inc. | Canada | MD |  | CD57 |  | 2
Beckman Coulter, Inc. | Canada | MD |  | CD42 |  | 2
Beckman Coulter, Inc. | Canada | MD |  | CD127 |  | 2
Beckman Coulter, Inc. | Canada | MD |  | CD45 |  | 2
Beckman Coulter, Inc. | Canada | MD |  | CD94 |  | 2
Beckman Coulter, Inc. | Canada | MD |  | CD5 |  | 2
Beckman Coulter, Inc. | Canada | MD |  | CD138 |  | 2
Beckman Coulter, Inc. | Canada | MD |  | CD61 |  | 2
Beckman Coulter, Inc. | Canada | MD |  | CD90 |  | 2
Beckman Coulter, Inc. | Canada | MD |  | IGG2A (MOUSE) |  | 2
Beckman Coulter, Inc. | Canada | MD |  | CD326(EPCAM)-APC |  | 2
Beckman Coulter, Inc. | Canada | MD |  | CD336(NKP44) |  | 2
Beckman Coulter, Inc. | Canada | MD |  | CD43 |  | 2
Beckman Coulter, Inc. | Canada | MD |  | CD58 |  | 2
Beckman Coulter, Inc. | Canada | MD |  | CD49 |  | 2
Beckman Coulter, Inc. | Canada | MD |  | CD41 |  | 2
Beckman Coulter, Inc. | Canada | MD |  | CD73-PE |  | 2
Beckman Coulter, Inc. | Canada | MD |  | CD200 |  | 2
Beckman Coulter, Inc. | Canada | MD |  | CD81 |  | 2
Beckman Coulter, Inc. | Canada | MD |  | FAMILLE CD48 |  | 2
Beckman Coulter, Inc. | Canada | MD |  | CD1 |  | 2
Beckman Coulter, Inc. | Canada | MD |  | CD52-PC7 |  | 2
Beckman Coulter, Inc. | Canada | MD |  | CD235A |  | 2
Beckman Coulter, Inc. | Canada | MD |  | CD279 (PD-1) |  | 2
Beckman Coulter, Inc. | Canada | MD |  | CD15 |  | 2
Beckman Coulter, Inc. | Canada | MD |  | CD305-PE |  | 2
Beckman Coulter, Inc. | Canada | MD |  | ANTI-HUMAN IGE (D2) |  | 2
Beckman Coulter, Inc. | Canada | MD |  | CD9 |  | 2
Beckman Coulter, Inc. | Canada | MD |  | CD274(PD-L1)-APC |  | 2
Beckman Coulter, Inc. | Canada | MD |  | FAMILLE CD99 |  | 2
Beckman Coulter, Inc. | Canada | MD |  | FAMILLE ANTI-IL |  | 2
Beckman Coulter, Inc. | Canada | MD |  | ANTI-TDT (POOL) -FITC |  | 2
Beckman Coulter, Inc. | Canada | MD |  | CD184(CXCR4)-PE |  | 2
Beckman Coulter, Inc. | Canada | MD |  | CD300A(IRP60)-PE |  | 2
Beckman Coulter, Inc. | Canada | MD |  | CD244 |  | 2
Beckman Coulter, Inc. | Canada | MD |  | ANTI-MYELOPEROXYDASE |  | 2
Beckman Coulter, Inc. | Canada | MD |  | ANTI-LAMBDA |  | 2
Beckman Coulter, Inc. | Canada | MD |  | CD39 |  | 2
Beckman Coulter, Inc. | Canada | MD |  | CD40 |  | 2
Beckman Coulter, Inc. | Canada | MD |  | CD206(MMR) |  | 2
Beckman Coulter, Inc. | Canada | MD |  | CD11 |  | 2
Beckman Coulter, Inc. | Canada | MD |  | CD4 |  | 2
Beckman Coulter, Inc. | Canada | MD |  | CD123 |  | 2
Beckman Coulter, Inc. | Canada | MD |  | ANTI-TCR |  | 2
Beckman Coulter, Inc. | Canada | MD |  | ANTI-TNFALPHA-PE |  | 2
Beckman Coulter, Inc. | Canada | MD |  | ANTI-IFN-GAMMA |  | 2
Beckman Coulter, Inc. | Canada | MD |  | CD37 |  | 2
Beckman Coulter, Inc. | Canada | MD |  | CD55 |  | 2
Beckman Coulter, Inc. | Canada | MD |  | CD79 |  | 2
Beckman Coulter, Inc. | Canada | MD |  | CD27 |  | 2
Beckman Coulter, Inc. | Canada | MD |  | CD64 |  | 2
Beckman Coulter, Inc. | Canada | MD |  | CD62 |  | 2
Beckman Coulter, Inc. | Canada | MD |  | CD66 |  | 2
Beckman Coulter, Inc. | Canada | MD |  | IGG1(MOUSE) |  | 2
Beckman Coulter, Inc. | Canada | MD |  | CD56 |  | 2
Beckman Coulter, Inc. | Canada | MD |  | CD25 |  | 2
Beckman Coulter, Inc. | Canada | MD |  | CD20 |  | 2
Beckman Coulter, Inc. | Canada | MD |  | CD38 |  | 2
Beckman Coulter, Inc. | Canada | MD |  | CD22 |  | 2
Beckman Coulter, Inc. | Canada | MD |  | CD54 |  | 2
Beckman Coulter, Inc. | Canada | MD |  | CD33 |  | 2
Beckman Coulter, Inc. | Canada | MD |  | CD23 |  | 2
Beckman Coulter, Inc. | Canada | MD |  | CD7 |  | 2
Beckman Coulter, Inc. | Canada | MD |  | CD28 |  | 2
Beckman Coulter, Inc. | Canada | MD |  | CD34 |  | 2
Beckman Coulter, Inc. | Brazil | MD |  | Família Vigil Serology Controls | PARÂMETROS COMBINADOS NO MESMO PRODUTO - CLASSE II | II
Beckman Coulter, Inc. | Brazil | MD |  | ÁGUA ESTÉRIL DE INÓCULO COM PLURONIC-D PARA SISTEMA MICROSCAN | TAMPÕES, DILUENTES E DEMAIS SOLUÇÕES PARA ANÁLISE LABORATORIAL | I
Beckman Coulter, Inc. | Brazil | MD |  | PROMPT SISTEMA-D DE INOCULAÇÃO | FRASCO OU MATERIAL PARA COLETA, ARMAZENAMENTO OU TRANSPORTE DE AMOSTRAS BIOLÓGICAS | I
Beckman Coulter, Inc. | Brazil | IVD |  | REAGENTE INDOL HNID MICROSCAN | TAMPÕES, DILUENTES E DEMAIS SOLUÇÕES PARA ANÁLISE LABORATORIAL | I
Beckman Coulter, Inc. | Brazil | MD |  | OLEO MINERAL PARA SISTEMA MICROSCAN | TAMPÕES, DILUENTES E DEMAIS SOLUÇÕES PARA ANÁLISE LABORATORIAL | I
Beckman Coulter, Inc. | Brazil | MD |  | ALFA-NAFTOL MICROSCAN | TAMPÕES, DILUENTES E DEMAIS SOLUÇÕES PARA ANÁLISE LABORATORIAL | I
Beckman Coulter, Inc. | Brazil | MD |  | CALDO MUELLER HINTON COM 3% DE SANGUE DE CAVALO LISADO | MEIOS DE CULTURA SELETIVOS PARA DETERMINADOS GRUPOS DE MICROORGANISMOS | I
Beckman Coulter, Inc. | Brazil | MD |  | HIDRÓXIDO DE SÓDIO 0,05N MICROSCAN | TAMPÕES, DILUENTES E DEMAIS SOLUÇÕES PARA ANÁLISE LABORATORIAL | I
Beckman Coulter, Inc. | Brazil | MD |  | CALDO DE INÓCULO PARA PAINÉIS HNID MICROSCAN | MEIOS DE CULTURA SELETIVOS PARA DETERMINADOS GRUPOS DE MICROORGANISMOS | I
Beckman Coulter, Inc. | Brazil | MD |  | PEPTIDASE MICROSCAN | TAMPÕES, DILUENTES E DEMAIS SOLUÇÕES PARA ANÁLISE LABORATORIAL | I
Beckman Coulter, Inc. | Brazil | MD |  | PADRÃO DE TURBIDEZ DE LEVEDURAS MICROSCAN | TAMPÕES, DILUENTES E DEMAIS SOLUÇÕES PARA ANÁLISE LABORATORIAL | I
Beckman Coulter, Inc. | Brazil | MD |  | ÁGUA DESTILADA ESTÉRIL DE INÓCULO PARA SISTEMA MICROSCAN | TAMPÕES, DILUENTES E DEMAIS SOLUÇÕES PARA ANÁLISE LABORATORIAL | I
Beckman Coulter, Inc. | Brazil | MD |  | SALINA 0,4% PARA INÓCULO COM PLURONIC-D PARA SISTEMA MICROSCAN | TAMPÕES, DILUENTES E DEMAIS SOLUÇÕES PARA ANÁLISE LABORATORIAL | I
Beckman Coulter, Inc. | Brazil | MD |  | autoSCAN-4 Leitor Automatizado de Painéis Microbiológicos | Instrumento para identificação de micro-organismos ou antibiograma | II
Beckman Coulter, Inc. | Brazil | MD |  | ÁCIDO SULFANILICO 0,8% MICROSCAN | TAMPÕES, DILUENTES E DEMAIS SOLUÇÕES PARA ANÁLISE LABORATORIAL | I
Beckman Coulter, Inc. | Brazil | MD |  | HIDRÓXIDO DE POTÁSSIO 40% MICROSCAN | TAMPÕES, DILUENTES E DEMAIS SOLUÇÕES PARA ANÁLISE LABORATORIAL | I
Beckman Coulter, Inc. | Brazil | MD |  | N,N-DIMETIL-ALFA-NAFTILAMINA 0,5% MICROSCAN | TAMPÕES, DILUENTES E DEMAIS SOLUÇÕES PARA ANÁLISE LABORATORIAL | I
Beckman Coulter, Inc. | Brazil | MD |  | CLORETO FÉRRICO 10% MICROSCAN | TAMPÕES, DILUENTES E DEMAIS SOLUÇÕES PARA ANÁLISE LABORATORIAL | I
Beckman Coulter, Inc. | Brazil | IVD |  | REAGENTE DE EHRLICH MICROSCAN | TAMPÕES, DILUENTES E DEMAIS SOLUÇÕES PARA ANÁLISE LABORATORIAL | I
Beckman Coulter, Inc. | Brazil | MD |  | XILENO MICROSCAN | TAMPÕES, DILUENTES E DEMAIS SOLUÇÕES PARA ANÁLISE LABORATORIAL | I
Beckman Coulter, Inc. | Brazil | MD |  | IMMUNO-TROL CELLS | SOLUÇÃO PARA AVALIAÇÃO DE DESEMPENHO DOS COMPONENTES DE EQUIPAMENTOS | I
Beckman Coulter, Inc. | Brazil | MD |  | Immunochemistry Systems Level 1 Urine Protein Control | PARÂMETROS COMBINADOS NO MESMO PRODUTO - CLASSE II | II
Beckman Coulter, Inc. | Brazil | MD |  | ACCESS® INHIBIN A QC | INIBINA - CLASSE DE RISCO II | II
Beckman Coulter, Inc. | Brazil | MD |  | ACCESS® INHIBIN A CALIBRATORS | INIBINA - CLASSE DE RISCO II | II
Beckman Coulter, Inc. | Brazil | MD |  | FAMÍLIA DE CONTROLES AQUIOS IMMUNO-TROL | PARÂMETROS COMBINADOS NO MESMO PRODUTO - CLASSE II | II
Beckman Coulter, Inc. | Brazil | MD |  | FAMÍLIA DE MARCADORES DE CÉLULAS SEM LINHAGEM ESPECÍFICA POR CITOMETRIA DE FLUXO  II | CITOMETRIA DE FLUXO - MARCADORES DE CÉLULAS SEM LINHAGEM ESPECÍFICA | II
Beckman Coulter, Inc. | Brazil | MD |  | ACCESS PTH INTACT CALIBRATORS | FRAGMENTO DE HORMÔNIO DE PARATIREÓIDE (PTH) | II
Beckman Coulter, Inc. | Brazil | MD |  | FLOW-SET FLUOROSPHERES | SOLUÇÃO PARA AVALIAÇÃO DE DESEMPENHO DOS COMPONENTES DE EQUIPAMENTOS | I
Beckman Coulter, Inc. | Brazil | MD |  | ACCESS THYROGLOBULIN ANTIBODY II CALIBRATORS | TIREOGLOBULINA (TG) - CLASSE II | II
Beckman Coulter, Inc. | Brazil | MD |  | CYTO - COMP | SOLUÇÃO PARA AVALIAÇÃO DE DESEMPENHO DOS COMPONENTES DE EQUIPAMENTOS | I
Beckman Coulter, Inc. | Brazil | MD |  | FLOW CHECK FLUOROSHERES | SOLUÇÃO PARA AVALIAÇÃO DE DESEMPENHO DOS COMPONENTES DE EQUIPAMENTOS | I
Beckman Coulter, Inc. | Brazil | MD |  | ACCESS THYROGLOBULIN ANTIBODY II | ANTICORPO ANTITIREOIDEANO | II
Beckman Coulter, Inc. | Brazil | MD |  | ACCESS INTACT PTH | HORMÔNIO PARATIREÓIDEO INTACTO (iPTH) | II
Beckman Coulter, Inc. | Brazil | MD |  | ACCESS EPO | ERITROPOIETINA (EPO) | II
Beckman Coulter, Inc. | Brazil | MD |  | ACCESS EPO CALIBRATORS | ERITROPOIETINA (EPO) | II
Beckman Coulter, Inc. | Brazil | MD |  | FAMÍLIA DE MARCADORES DE CÉLULAS T POR CITOMETRIA DE FLUXO  II | CITOMETRIA DE FLUXO - MARCADORES DE CÉLULAS T | II
Beckman Coulter, Inc. | Brazil | MD |  | FlowClean | SOLUÇÃO PARA LIMPEZA DE EQUIPAMENTOS | I
Beckman Coulter, Inc. | Brazil | MD |  | FLUOROESFERAS FLOW-SET PRO | SOLUÇÃO PARA AVALIAÇÃO DE DESEMPENHO DOS COMPONENTES DE EQUIPAMENTOS | I
Beckman Coulter, Inc. | Brazil | MD |  | FLUOROESFERAS FLOW-CHECK PRO | SOLUÇÃO PARA AVALIAÇÃO DE DESEMPENHO DOS COMPONENTES DE EQUIPAMENTOS | I
Beckman Coulter, Inc. | Brazil | MD |  | IMMAGE Wash Solution | TAMPÕES, DILUENTES E DEMAIS SOLUÇÕES PARA ANÁLISE LABORATORIAL | I
Beckman Coulter, Inc. | Brazil | MD |  | Calibrator 5 Plus | PARÂMETROS COMBINADOS NO MESMO PRODUTO - CLASSE II | II
Beckman Coulter, Inc. | Brazil | MD |  | ACCESS THYROGLOBULIN | TIREOGLOBULINA (TG) - CLASSE II | II
Beckman Coulter, Inc. | Brazil | IVD |  | FAMÍLIA DE REAGENTES COMPLEMENTARES PARA CITOMETRIA DE FLUXO  AQUIOS | CITOMETRIA DE FLUXO - REAGENTES COMPLEMENTARES | I
Beckman Coulter, Inc. | Brazil | MD |  | HDL-CHOLESTEROL | LIPOPROTEÍNA DE ALTA DENSIDADE (HDL) | II
Beckman Coulter, Inc. | Brazil | MD |  | FAMILIA ISE SERUM STANDARD | ELETRÓLITOS | II
Beckman Coulter, Inc. | Brazil | MD |  | WASH SOLUTION | SOLUÇÃO PARA LIMPEZA DE EQUIPAMENTOS | I
Beckman Coulter, Inc. | Brazil | MD |  | ISE BUFFER SOLUTION | TAMPÕES, DILUENTES E DEMAIS SOLUÇÕES PARA ANÁLISE LABORATORIAL | I
Beckman Coulter, Inc. | Brazil | IVD |  | ClearLLab Compensation Kit | CITOMETRIA DE FLUXO - REAGENTES COMPLEMENTARES | I
Beckman Coulter, Inc. | Brazil | MD |  | COULTER DxH Retic Pack | CORANTES HEMATOPATOLÓGICOS | I
Beckman Coulter, Inc. | Brazil | MD |  | COULTER DxH Cell Lyse | SOLUÇÃO DE LISE PARA HEMATOLOGIA | I
Beckman Coulter, Inc. | Brazil | MD |  | COULTER DxH Cleaner | SOLUÇÃO PARA LIMPEZA DE EQUIPAMENTOS | I
Beckman Coulter, Inc. | Brazil | MD |  | COULTER 6C CELL CONTROL | SOLUÇÃO PARA AVALIAÇÃO DE DESEMPENHO DOS COMPONENTES DE EQUIPAMENTOS | I
Beckman Coulter, Inc. | Brazil | MD |  | COULTER DxH Diff Pack | SOLUÇÃO DE LISE PARA HEMATOLOGIA | I
Beckman Coulter, Inc. | Brazil | MD |  | COULTER DxH DILUENT | SOLUÇÃO PARA LIMPEZA DE EQUIPAMENTOS | I
Beckman Coulter, Inc. | Brazil | MD |  | COULTER Latron CP-X Control | SOLUÇÃO PARA AVALIAÇÃO DE DESEMPENHO DOS COMPONENTES DE EQUIPAMENTOS | I
Beckman Coulter, Inc. | Brazil | MD |  | Família de instrumentos iQ200 Series | Instrumento para análise de urina | II
Beckman Coulter, Inc. | Brazil | MD |  | ACCESS RUBELLA IgG CALIBRADORES | VÍRUS DE RUBÉOLA | III
Beckman Coulter, Inc. | Brazil | MD |  | CHOLINESTERASE | COLINESTERASE | II
Beckman Coulter, Inc. | Brazil | MD |  | GAMMA-GLUTAMYLTRANSFERASE (GGT) | GAMA-GLUTAMIL TRANSPEPTIDASE (GGT) | II
Beckman Coulter, Inc. | Brazil | MD |  | ISE REFERENCE SOLUTION | TAMPÕES, DILUENTES E DEMAIS SOLUÇÕES PARA ANÁLISE LABORATORIAL | I
Beckman Coulter, Inc. | Brazil | MD |  | CK-MB | ATIVIDADE DE ISOENZIMA CREATINOQUINASE | III
Beckman Coulter, Inc. | Brazil | MD |  | URIC ACID | ÁCIDO ÚRICO | II
Beckman Coulter, Inc. | Brazil | IVD |  | STEM-Kit Reagents | CITOMETRIA DE FLUXO - MARCADORES DE CÉLULAS TRONCO | II
Beckman Coulter, Inc. | Brazil | IVD |  | IMMAGE Lambda Light Chain Reagent | CADEIA KAPPA/LAMBDA | II
Beckman Coulter, Inc. | Brazil | MD |  | ISOFLOW SHEATH FLUID | TAMPÕES, DILUENTES E DEMAIS SOLUÇÕES PARA ANÁLISE LABORATORIAL | I
Beckman Coulter, Inc. | Brazil | IVD |  | IMMAGE Low Concentration Immunoglobulin M Reagent | IMUNOGLOBULINA M | II
Beckman Coulter, Inc. | Brazil | MD |  | IMMAGE Cerebrospinal Fluid Protein Calibrator | CALIBRADORES E PADRÕES MULTIPARÂMETRO DE UMA OU MAIS CONCENTRAÇÕES - CLASSE II | II
Beckman Coulter, Inc. | Brazil | IVD |  | IMMAGE Low Concentration Immunoglobulin A Reagent | IMUNOGLOBULINA A | II
Beckman Coulter, Inc. | Brazil | IVD |  | IMMAGE Kappa Light Chain Reagent | CADEIA KAPPA/LAMBDA | II
Beckman Coulter, Inc. | Brazil | MD |  | IMMAGE BUFFER 4 | TAMPÕES, DILUENTES E DEMAIS SOLUÇÕES PARA ANÁLISE LABORATORIAL | I
Beckman Coulter, Inc. | Brazil | MD |  | CHOLESTEROL | COLESTEROL TOTAL | II
Beckman Coulter, Inc. | Brazil | MD |  | Inibina B Gen II ELISA | INIBINA - CLASSE DE RISCO II | II
Beckman Coulter, Inc. | Brazil | MD |  | Inibina A ELISA | INIBINA - CLASSE DE RISCO II | II
Beckman Coulter, Inc. | Brazil | MD |  | Inibina B Gen II Calibradores e Controles | INIBINA - CLASSE DE RISCO II | II
Beckman Coulter, Inc. | Brazil | MD |  | Access sTfR QC2 e QC3 | TRANSFERRINA | II
Beckman Coulter, Inc. | Brazil | MD |  | Família de Centrífugas Avanti | Instrumento para preparo e processamento de amostras  fase pré-analítica | I
Beckman Coulter, Inc. | Brazil | MD |  | ACCESS BR MONITOR | ANTÍGENO CA 15-3 | III
Beckman Coulter, Inc. | Brazil | MD |  | ACCESS GI MONITOR | ANTÍGENO CA 19-9 | III
Beckman Coulter, Inc. | Brazil | MD |  | ACCESS RUBELLA IgG | VÍRUS DE RUBÉOLA | III
Beckman Coulter, Inc. | Brazil | MD |  | ACCESS THYROGLOBULIN CALIBRADORES | TIREOGLOBULINA (TG) - CLASSE II | II
Beckman Coulter, Inc. | Brazil | MD |  | ACCESS QC RUBEOLA IGG | VÍRUS DE RUBÉOLA | III
Beckman Coulter, Inc. | Brazil | MD |  | ACCESS TESTOSTERONA | TESTOSTERONA | II
Beckman Coulter, Inc. | Brazil | IVD |  | ClearLLab Compensation Beads | CITOMETRIA DE FLUXO - REAGENTES COMPLEMENTARES | I
Beckman Coulter, Inc. | Brazil | MD |  | Família de Controles ClearLLab Control Cells | CITOMETRIA DE FLUXO - MARCADORES DE CÉLULAS B | II
Beckman Coulter, Inc. | Australia | IVD | CT943 | Instrument/analyser IVDs | Instrument/analyser IVDs | Class 1
Beckman Coulter, Inc. | Australia | IVD | CT907 | Histology and Cytology ancillary IVDs | Histology and Cytology ancillary IVDs | Class 2
Beckman Coulter, Inc. | Australia | IVD | CT943 | Instrument/analyser IVDs | Instrument/analyser IVDs | Class 1
Beckman Coulter, Inc. | Brazil | MD |  | ACCESS hFSH CALIBRADORES | HORMÔNIO FOLÍCULO ESTIMULANTE (FSH) | II
Beckman Coulter, Inc. | Brazil | IVD |  | IMMAGE Prealbumin Reagent | PRÉ-ALBUMINA (TRANSTIRETINA) | II
Beckman Coulter, Inc. | Brazil | MD |  | ACCESS TOXO IgG | TOXOPLASMA GONDII | IV
Beckman Coulter, Inc. | Brazil | MD |  | ACCESS TOXO IgG CALIBRADORES | CALIBRADORES E PADRÕES MULTIPARÂMETRO DE UMA OU MAIS CONCENTRAÇÕES - CLASSE III | III
Beckman Coulter, Inc. | Brazil | MD |  | ACCESS hFSH | HORMÔNIO FOLÍCULO ESTIMULANTE (FSH) | II
Beckman Coulter, Inc. | Brazil | IVD |  | Família de Reagente, Calibradores e Controle Access BNP | PEPTÍDEO NATRIURÉTICO CEREBRAL HUMANO (BNP) | II
Beckman Coulter, Inc. | Brazil | MD |  | CENTRÍFUGA OPTIMA XE | Instrumento para preparo e processamento de amostras  fase pré-analítica | I
Beckman Coulter, Inc. | Brazil | MD |  | MicroScan Neg Combo 83 | MEIOS DE CULTURA E DISPOSITIVOS PARA TESTES DE SUSCEPTIBILIDADE À ANTIMICROBIANOS | II
Beckman Coulter, Inc. | Brazil | MD |  | MicroScan Neg Multidrug Resistant MIC 1 | MEIOS DE CULTURA E DISPOSITIVOS PARA TESTES DE SUSCEPTIBILIDADE À ANTIMICROBIANOS | II
Beckman Coulter, Inc. | Brazil | IVD |  | Família de Reagente, Calibrador e Controle Access SARS-CoV-2 IgG (1st IS) | CORONAVÍRUS | III
Beckman Coulter, Inc. | Brazil | MD |  | COULTER LH SLIDESTAINER | Instrumento para preparo e processamento de amostras  fase pré-analítica | I
Beckman Coulter, Inc. | Brazil | MD |  | COULTER LH SLIDEMAKER | Instrumento para preparo e processamento de amostras  fase pré-analítica | I
Beckman Coulter, Inc. | Brazil | IVD |  | AUTOMATE | EQUIPAMENTO PARA PREPARO DE AMOSTRAS PARA DIAGNÓSTICO IN VITRO | I
Beckman Coulter, Inc. | Brazil | IVD |  | Família de Reagente e Calibradores ACCESS hsTnI | TROPONINA | III
Beckman Coulter, Inc. | Australia | IVD | CT850 | Clinical chemistry hormone IVDs | Clinical chemistry hormone IVDs | Class 2
Beckman Coulter, Inc. | Australia | IVD | CT1270 | Immunohaematology-related IVDs | Immunohaematology-related IVDs | Class 3
Beckman Coulter, Inc. | Australia | IVD | CT1242 | Troponin IVDs | Troponin IVDs | Class 3
Beckman Coulter, Inc. | Australia | IVD | CT846 | Prostate specific marker IVDs | Prostate specific marker IVDs | Class 3
Beckman Coulter, Inc. | Australia | IVD | CT1242 | Troponin IVDs | Troponin IVDs | Class 3
Beckman Coulter, Inc. | Canada | IVD |  | MICROSCAN RAPID PANELS |  | 2
Beckman Coulter, Inc. | Canada | MD |  | ACT SERIES HEMATOLOGY ANALYZER |  | 2
Beckman Coulter, Inc. | Canada | MD |  | VIGIL CONTROLS |  | 2
Beckman Coulter, Inc. | Canada | MD |  | IMMAGE IMMUNOCHEMISTRY SYSTEM |  | 2
Beckman Coulter, Inc. | Canada | IVD |  | HEMOCCULT |  | 3
Beckman Coulter, Inc. | Canada | IVD |  | GRAM NEGATIVE PANELS |  | 2
Beckman Coulter, Inc. | Canada | MD |  | WALKAWAY SYSTEM |  | 2
Beckman Coulter, Inc. | Canada | MD |  | HEMATOLOGY ANALYZER |  | 2
Beckman Coulter, Inc. | Canada | IVD |  | HEMOCCULT SENSA |  | 3
Beckman Coulter, Inc. | Canada | MD |  | SYNCHRON SYSTEMS |  | 3
Beckman Coulter, Inc. | Canada | MD |  | ACCESS IMMUNOASSAY SYSTEM |  | 3
Beckman Coulter, Inc. | Canada | IVD |  | GASTROCCULT TEST FOR GASTRIC OCCULT BLOOD AND PH |  | 2
Beckman Coulter, Inc. | Canada | MD |  | CYTOMICS FC 500 FLOW CYTOMETER |  | 2
Beckman Coulter, Inc. | Canada | IVD |  | HNID PANELS |  | 2
Beckman Coulter, Inc. | Canada | MD |  | AUTOSCAN-4 |  | 2
Beckman Coulter, Inc. | Canada | IVD |  | GRAM POSITIVE PANELS |  | 2
Beckman Coulter, Inc. | Canada | IVD |  | ANAEROBE PANELS |  | 2
Beckman Coulter, Inc. | Canada | IVD |  | YEAST PANELS |  | 2
Beckman Coulter, Inc. | Canada | IVD |  | ICON 25 HCG IMMUNOCHEMICAL TEST FOR HCG IN URINE AND SERUM |  | 2
Beckman Coulter, Inc. | Canada | MD |  | ACT 5DIFF SERIES HEMATOLOGY ANALYZER |  | 2
Beckman Coulter, Inc. | Canada | MD |  | COULTER LH750 HEMATOLOGY ANALYZER |  | 2
Beckman Coulter, Inc. | Canada | MD |  | BECKMAN COULTER AU5400 IMMUNOCHEMISTRY SYSTEM |  | 2
Beckman Coulter, Inc. | Canada | MD |  | BECKMAN COULTER AU2700 IMMUNOCHEMISTRY SYSTEM |  | 2
Beckman Coulter, Inc. | Canada | MD |  | MONOCLONAL ANTIBODY FOR SPECIFIC CELL STAINING OF LYMPHOCYTES |  | 2
Beckman Coulter, Inc. | Canada | MD |  | ISOTYPIC CONTROLS |  | 2
Beckman Coulter, Inc. | Canada | MD |  | MONOCLONAL ANTIBODY FOR SPECIFIC CELL STAINING OF LYMPHOCYTES |  | 2
Beckman Coulter, Inc. | Canada | IVD |  | ICON DS STREP A IMMUNOCHEMICAL STREP A ANTIGEN TEST |  | 3
Beckman Coulter, Inc. | Canada | IVD |  | CYTO-COMP REAGENT AND CELL KIT |  | 2
Beckman Coulter, Inc. | Canada | MD |  | ABSOLUTE COUNT REAGENTS |  | 2
Beckman Coulter, Inc. | Canada | MD |  | FLOW CYTOMETER CONTROLS |  | 2
Beckman Coulter, Inc. | Canada | IVD |  | ICON MONO TEST KIT |  | 3
Beckman Coulter, Inc. | Canada | MD |  | UNICEL DXC SYNCHRON ACCESS INTEGRATED CLINICAL SYSTEMS |  | 3
Beckman Coulter, Inc. | Canada | MD |  | CYTOMICS FC 500 MPL (FLOW CYTOMETER) |  | 2
Beckman Coulter, Inc. | Canada | IVD |  | LEUKOSURE ENUMERATION KIT |  | 2
Beckman Coulter, Inc. | Canada | MD |  | HEMATOLOGY AUTOMATED SLIDE STAINERS |  | 2
Beckman Coulter, Inc. | Canada | MD |  | RETIC CONTROL |  | 2
Beckman Coulter, Inc. | Canada | MD |  | HEMATOLOGY CALIBRATORS |  | 2
Beckman Coulter, Inc. | Canada | MD |  | UNICEL DXC SYNCHRON CLINICAL SYSTEMS |  | 3
Beckman Coulter, Inc. | Canada | MD |  | UNICEL DXI 800 ACCESS IMMUNOASSAY SYSTEM |  | 3
Beckman Coulter, Inc. | Canada | MD |  | IMMAGE IMMUNOCHEMISTRY SYSTEMS |  | 2
Beckman Coulter, Inc. | Canada | IVD |  | HEMOCCULT ICT, IMMUNOCHEMICAL FECAL OCCULT BLOOD TEST |  | 3
Beckman Coulter, Inc. | Canada | MD |  | UNICEL DXI 600 ACCESS IMMUNOASSAY SYSTEM |  | 3
Beckman Coulter, Inc. | Canada | MD |  | UNICEL DXH COULTER CELLULAR ANALYSIS SYSTEM |  | 2
Beckman Coulter, Inc. | Canada | MD |  | LABPRO SOFTWARE |  | 2
Beckman Coulter, Inc. | Canada | IVD |  | SYNCHRON SYSTEMS LACTATE REAGENT |  | 2
Beckman Coulter, Inc. | Canada | MD |  | BECKMAN COULTER PK7300 AUTOMATED MICROPLATE SYSTEM (DONOR SCREENING) |  | 4
Beckman Coulter, Inc. | Canada | IVD |  | UNICEL DXC SYNCHRON SYSTEMS GLUCOSE (GLUH) REAGENT |  | 2
Beckman Coulter, Inc. | Canada | MD |  | UNICEL DXI 600 ACCESS IMMUNOASSAY SYSTEM |  | 4
Beckman Coulter, Inc. | Canada | MD |  | UNICEL DXI 800 ACCESS IMMUNOASSAY SYSTEM |  | 4
Beckman Coulter, Inc. | Canada | MD |  | COULTER LH 780 HEMATOLOGY ANALYZER |  | 2
Beckman Coulter, Inc. | Canada | MD |  | BECKMAN COULTER AU5800 CLINICAL CHEMISTRY ANALYZER |  | 2
Beckman Coulter, Inc. | Canada | IVD |  | SYNCHRON SYSTEMS CHOLINESTERASE REAGENT |  | 2
Beckman Coulter, Inc. | Canada | MD |  | BECKMAN COULTER PK7300 AUTOMATED MICROPLATE SYSTEM |  | 3
Beckman Coulter, Inc. | Canada | MD |  | BECKMAN COULTER DXC 700 AU |  | 2
Beckman Coulter, Inc. | Canada | MD |  | COULTER LH 500 HEMATOLOGY ANALYZER |  | 2
Beckman Coulter, Inc. | Canada | MD |  | COULTER HMX HEMATOLOGY ANALYZER WITH AUTOLOADER |  | 2
Beckman Coulter, Inc. | Canada | MD |  | DXFLEX FLOW CYTOMETER |  | 2
Beckman Coulter, Inc. | Canada | MD |  | DXI 9000 ACCESS IMMUNOASSAY ANALYZER |  | 2
Beckman Coulter, Inc. | Canada | IVD |  | ACCESS C-PEPTIDE |  | 2
Beckman Coulter, Inc. | Canada | MD |  | UNICEL DXH 900 COULTER CELLULAR ANALYSIS SYSTEM |  | 2
Beckman Coulter, Inc. | Canada | MD |  | BECKMAN COULTER PK7400 AUTOMATED MICROPLATE SYSTEM |  | 4
Beckman Coulter, Inc. | Canada | MD |  | UNICEL DXH 690T COULTER CELLULAR ANALYSIS SYSTEM |  | 2
Beckman Coulter, Inc. | Canada | MD |  | IQ 200 SPRINT AUTOMATED URINE MICROSCOPY ANALYZER |  | 2
Beckman Coulter, Inc. | Canada | IVD |  | IRISPEC CA/IRISPEC CB TWO-PART URINE CHEMISTRY CONTROL TWIN SET |  | 2
Beckman Coulter, Inc. | Canada | MD |  | NAVIOS FLOW CYTOMETER |  | 2
Beckman Coulter, Inc. | Canada | MD |  | IQ 200 ELITE AUTOMATED URINE MICROSCOPY ANALYZER |  | 2
Beckman Coulter, Inc. | Canada | MD |  | IQ200 SELECT AUTOMATED URINE MICROSCOPY ANALYZER |  | 2
Beckman Coulter, Inc. | Canada | MD |  | ICONNECT CONNECTIVITY MODULE |  | 2
Beckman Coulter, Inc. | Canada | MD |  | IQ 200 URINE ANALYZER BODY FLUIDS MODULE |  | 2
Beckman Coulter, Inc. | Canada | MD |  | IQ BODY FLUIDS CONTROLS |  | 2
Beckman Coulter, Inc. | Canada | IVD |  | BECKMAN COULTER AU CHEMISTRY - URINE/CSF ALBUMIN |  | 2
Beckman Coulter, Inc. | Canada | IVD |  | CREATININE (ENZYMATIC) |  | 2
Beckman Coulter, Inc. | Canada | MD |  | IRIS 7.0.5 SOFTWARE |  | 2
Beckman Coulter, Inc. | Canada | MD |  | NAVIOS ANALYSIS SOFTWARE KITS (FLOW CYTOMETER) |  | 2
Beckman Coulter, Inc. | Canada | MD |  | AQUIOS CL FLOW CYTOMETER SYSTEM |  | 2
Beckman Coulter, Inc. | Canada | MD |  | ICHEM VELOCITY AUTOMATED URINE CHEMISTRY SYSTEM |  | 2
Beckman Coulter, Inc. | Canada | MD |  | IRICELL 2000 PLUS |  | 2
Beckman Coulter, Inc. | Canada | MD |  | IRICELL 2000 PRO |  | 2
Beckman Coulter, Inc. | Canada | MD |  | IRICELL 3000 PRO |  | 2
Beckman Coulter, Inc. | Canada | MD |  | IRICELL 3000 PLUS |  | 2
Beckman Coulter, Inc. | Canada | MD |  | FLOW CYTOMETER CONTROLS |  | 2
Beckman Coulter, Inc. | Canada | IVD |  | IRISPEC CA/CB/CC URINE CHEMISTRY QC |  | 2
Beckman Coulter, Inc. | Canada | IVD |  | BICARBONATE CALIBRATOR |  | 2
Beckman Coulter, Inc. | Canada | MD |  | IQ 200 SPRINT PLUS AUTOMATED URINE MICROSCOPY ANALYZER |  | 2
Beckman Coulter, Inc. | Canada | MD |  | IQ 200 ELITE PRO AUTOMATED URINE MICROSCOPY ANALYZER |  | 2
Beckman Coulter, Inc. | Canada | MD |  | IQ 200 SELECT PLUS AUTOMATED URINE MICROSCOPY ANALYZER |  | 2
Beckman Coulter, Inc. | Canada | MD |  | IQ 200 SPRINT PRO AUTOMATED URINE MICROSCOPY ANALYZER |  | 2
Beckman Coulter, Inc. | Canada | MD |  | IQ 200 ELITE PLUS AUTOMATED URINE MICROSCOPY ANALYZER |  | 2
Beckman Coulter, Inc. | Canada | MD |  | DXH 520 |  | 2
Beckman Coulter, Inc. | Canada | MD |  | DXH 500 |  | 2
Beckman Coulter, Inc. | Canada | IVD |  | HBA1C ADVANCED |  | 2
Beckman Coulter, Inc. | Canada | IVD |  | CLEARLLAB CONTROL CELLS |  | 2
Beckman Coulter, Inc. | Canada | IVD |  | CLEARLLAB 10C |  | 2
Beckman Coulter, Inc. | Canada | IVD |  | CLEARLLAB COMPENSATION BEADS |  | 2
Beckman Coulter, Inc. | Canada | MD |  | NAVIOS EX FLOW CYTOMETER |  | 2
Beckman Coulter, Inc. | Canada | MD |  | CONTROL SERUM |  | 2
Beckman Coulter, Inc. | Canada | MD |  | DXU 810C IRIS |  | 2
Beckman Coulter, Inc. | Canada | MD |  | DXU MICROSCOPY SERIES IRIS |  | 2
Beckman Coulter, Inc. | Canada | MD |  | DXH 560 |  | 2
Beckman Coulter, Inc. | Canada | IVD |  | DIGOXIN & DIGOXIN CALIBRATOR |  | 2
Beckman Coulter, Inc. | Brazil | MD |  | ACCESS FREE T4 CALIBRADORES | TIROXINA (T4) | II
Beckman Coulter, Inc. | Brazil | MD |  | ACCESS FREE T4 | TIROXINA (T4) | II
Beckman Coulter, Inc. | Brazil | MD |  | ACCESS DHEA-S CALIBRADORES | SULFATO DE DEHIDROEPIANDROSTERONA (DHEA-S) | II
Beckman Coulter, Inc. | Brazil | MD |  | KALUZA C - FLOW CYTOMETRY SOFTWARE | Software | II
Beckman Coulter, Inc. | Brazil | MD |  | CellMek SPS | Instrumento para preparo e processamento de amostras  fase pré-analítica | I
Beckman Coulter, Inc. | Brazil | MD |  | Família de Instrumentos DxC 700 AU | Instrumento para análise de bioquímica geral, hormônios, drogas ou proteínas | II
Beckman Coulter, Inc. | Brazil | MD |  | ACCESS ULTRASENSITIVE hGH | HORMÔNIO DO CRESCIMENTO HUMANO (HGH, GH OU SOMATOTROPINA) | II
Beckman Coulter, Inc. | Brazil | MD |  | ACCESS HAV IgM QC | VÍRUS DA HEPATITE A (HAV) | III
Beckman Coulter, Inc. | Brazil | MD |  | DxH 500 | Instrumento para análise ou contagem de células e plaquetas | II
Beckman Coulter, Inc. | Brazil | MD |  | Cyto-Stat tetraChrome CD45-FITC/CD4-RD1/CD8-ECD/CD3-PC5 | ANTICORPO PARA SUBTIPAGEM DE CÉLULA B/T | III
Beckman Coulter, Inc. | Brazil | MD |  | MslgG1- FITC/MslgG1-RD1/MslgG1-PC5 | ANTICORPO PARA SUBTIPAGEM DE CÉLULA B/T | III
Beckman Coulter, Inc. | Brazil | MD |  | ACCESS AFP | ALFAFETOPROTEÍNA (AFP) | III
Beckman Coulter, Inc. | Brazil | MD |  | ACCESS CEA CALIBRATORS | ANTÍGENO CARCINOEMBRIONÁRIO | III
Beckman Coulter, Inc. | Brazil | MD |  | Cyto-Stat tetraChrome CD45-FITC/CD56-RD1/CD19-ECD/CD3-PC5 | ANTICORPO PARA SUBTIPAGEM DE CÉLULA B/T | III
Beckman Coulter, Inc. | Brazil | MD |  | PROTEÍNA TOTAL CSF/URINA | PROTEÍNA TOTAL | II
Beckman Coulter, Inc. | Brazil | MD |  | AMPHETAMINES/ECSTASY | ANFETAMINA | II
Beckman Coulter, Inc. | Brazil | MD |  | Power Link | Instrumento para preparo e processamento de amostras  fase pré-analítica | I
Beckman Coulter, Inc. | Brazil | MD |  | Power Express | Instrumento para preparo e processamento de amostras  fase pré-analítica | I
Beckman Coulter, Inc. | Brazil | MD |  | Série Microfuge | Instrumento para preparo e processamento de amostras  fase pré-analítica | I
Beckman Coulter, Inc. | Brazil | MD |  | Power Processor | Instrumento para preparo e processamento de amostras  fase pré-analítica | I
Beckman Coulter, Inc. | Brazil | MD |  | THC | CANABINÓIDE | II
Beckman Coulter, Inc. | Brazil | MD |  | COCAINE | COCAÍNA | II
Beckman Coulter, Inc. | Brazil | MD |  | DAU LOW INTERMEDIATE MULTI-DRUG CALIBRATOR | PAINEL DROGAS DE ABUSO | II
Beckman Coulter, Inc. | Brazil | MD |  | DAU NEGATIVE CALIBRATOR | PAINEL DROGAS DE ABUSO | II
Beckman Coulter, Inc. | Brazil | MD |  | IOTest IgG1(Mouse)-PC5 | CITOMETRIA DE FLUXO - MARCADORES DE PLAQUETAS | II
Beckman Coulter, Inc. | Brazil | MD |  | FAMÍLIA DAU THC CALIBRATORS | COMPLEMENTO TOTAL HEMOLÍTICO (THC) | II
Beckman Coulter, Inc. | Brazil | MD |  | Access CMV IgM Calibrators | CITOMEGALOVÍRUS | IV
Beckman Coulter, Inc. | Brazil | MD |  | Access CMV IgM | CITOMEGALOVÍRUS | IV
Beckman Coulter, Inc. | Brazil | MD |  | Access HAV IgM Calibrators | VÍRUS DA HEPATITE A (HAV) | III
Beckman Coulter, Inc. | Brazil | MD |  | Access HAV IgM | VÍRUS DA HEPATITE A (HAV) | III
Beckman Coulter, Inc. | Brazil | MD |  | Access CMV IgG | CITOMEGALOVÍRUS | IV
Beckman Coulter, Inc. | Brazil | MD |  | Access CMV IgG QC | CITOMEGALOVÍRUS | IV
Beckman Coulter, Inc. | Brazil | MD |  | Access CMV IgG Calibrators | CITOMEGALOVÍRUS | IV
Beckman Coulter, Inc. | Brazil | MD |  | Access CMV IgM QC | CITOMEGALOVÍRUS | IV
Beckman Coulter, Inc. | Brazil | MD |  | Access HBc Ab Calibrators | ANTICORPO TOTAL NUCLEAR PARA VÍRUS DE HEPATITE B (ANTI-HBCAG) | IV
Beckman Coulter, Inc. | Brazil | MD |  | Access HBc Ab | ANTICORPO TOTAL NUCLEAR PARA VÍRUS DE HEPATITE B (ANTI-HBCAG) | IV
Beckman Coulter, Inc. | Brazil | MD |  | Família DxA Automation System | Instrumento para preparo e processamento de amostras  fase pré-analítica | I
Beckman Coulter, Inc. | Brazil | MD |  | CK (NAC) ¨C CREATINA FOSFOTRANSFERASE (CPK) | CREATINA FOSFOTRANSFERASE (CPK) | II
Beckman Coulter, Inc. | Brazil | MD |  | DIRECT BILIRUBIN | BILIRRUBINA | II
Beckman Coulter, Inc. | Brazil | MD |  | SYSTEM MONITORING SOLUTION | SOLUÇÃO PARA AVALIAÇÃO DE DESEMPENHO DOS COMPONENTES DE EQUIPAMENTOS | I
Beckman Coulter, Inc. | Brazil | MD |  | COULTER 6C Plus Cell Control | PARÂMETROS COMBINADOS NO MESMO PRODUTO - CLASSE II | II
Beckman Coulter, Inc. | Brazil | IVD |  | Família de Reagente e Calibradores Access AFP | ALFAFETOPROTEÍNA (AFP) | III
Beckman Coulter, Inc. | Brazil | MD |  | Access CEA Diluent | TAMPÕES, DILUENTES E DEMAIS SOLUÇÕES PARA ANÁLISE LABORATORIAL | I
Beckman Coulter, Inc. | Brazil | MD |  | Access 25 (OH) Vitamin D Total (Access 2) | 25 HIDROXIVITAMINA D3 DA VITAMINA D | II
Beckman Coulter, Inc. | Brazil | MD |  | Access 25 (OH) Vitamin D Total Calibrators (DxI) | VITAMINA D | II
Beckman Coulter, Inc. | Brazil | MD |  | Access 25 (OH) Vitamin D Total Calibrators (Access 2) | VITAMINA D | II
Beckman Coulter, Inc. | Brazil | MD |  | Access 25 (OH) Vitamin D Total (DxI) | 25 HIDROXIVITAMINA D3 DA VITAMINA D | II
Beckman Coulter, Inc. | Brazil | IVD |  | Família de Reagente e Calibrador Access PCT | PROCALCITONINA PCT | II
Beckman Coulter, Inc. | Brazil | MD |  | LDL-CHOLESTEROL | LIPOPROTEÍNA DE BAIXA DENSIDADE (LDL) | II
Beckman Coulter, Inc. | Brazil | MD |  | CENTRÍFUGA ALLEGRA X-30 NÃO REFRIGERADA | Instrumento para preparo e processamento de amostras  fase pré-analítica | I
Beckman Coulter, Inc. | Brazil | MD |  | CENTRÍFUGA ALLEGRA X-30 REFRIGERADA | Instrumento para preparo e processamento de amostras  fase pré-analítica | I
Beckman Coulter, Inc. | Brazil | MD |  | CITÔMETRO DE FLUXO NAVIOS | Instrumento para citometria de fluxo | II
Beckman Coulter, Inc. | Brazil | MD |  | UniCel DxH SlideMaker Stainer II | Instrumento para preparo e processamento de amostras  fase pré-analítica | I
Beckman Coulter, Inc. | Brazil | MD |  | ANALISADOR SÉRIE AU | Instrumento para análise de bioquímica geral, hormônios, drogas ou proteínas | II
Beckman Coulter, Inc. | Brazil | MD |  | ACCESS HBc IgM QC | IMUNOGLOBULINA M NUCLEAR PARA VÍRUS DE HEPATITE B (ANTI-HBC IGM) | IV
Beckman Coulter, Inc. | Brazil | MD |  | ACCESS HAV Ab Calibrators | VÍRUS DA HEPATITE A (HAV) | III
Beckman Coulter, Inc. | Brazil | MD |  | ACCESS HAV Ab QC | VÍRUS DA HEPATITE A (HAV) | III
Beckman Coulter, Inc. | Brazil | MD |  | ACCESS HBc Ab QC | ANTICORPO TOTAL NUCLEAR PARA VÍRUS DE HEPATITE B (ANTI-HBCAG) | IV
Beckman Coulter, Inc. | Brazil | MD |  | IMMAGE 800 | Instrumento para análise de bioquímica geral, hormônios, drogas ou proteínas | II
Beckman Coulter, Inc. | Brazil | MD |  | Access Total Beta hCG (5th IS) | GONADOTROFINA CORIÔNICA HUMANA (HCG) TOTAL | II
Beckman Coulter, Inc. | Brazil | MD |  | Access Total ßhCG (5th IS) Calibrators | BETA GONADOTROFINA CORIÔNICA HUMANA (BHCG) | II
Beckman Coulter, Inc. | Brazil | MD |  | CENTRÍFUGA AVANTI J-26S XP | Instrumento para preparo e processamento de amostras  fase pré-analítica | I
Beckman Coulter, Inc. | Brazil | MD |  | ACCESS RUBELLA IgM | VÍRUS DE RUBÉOLA | III
Beckman Coulter, Inc. | Brazil | MD |  | ACCESS HBs Ag | ANTÍGENO DE SUPERFÍCIE DE VÍRUS DA HEPATITE B (HBSAG) | IV
Beckman Coulter, Inc. | Brazil | MD |  | ACCESS HBs Ag QC | ANTÍGENO DE SUPERFÍCIE DE VÍRUS DA HEPATITE B (HBSAG) | IV
Beckman Coulter, Inc. | Brazil | MD |  | ACCESS HBs Ag CALIBRATORS | ANTÍGENO DE SUPERFÍCIE DE VÍRUS DA HEPATITE B (HBSAG) | IV
Beckman Coulter, Inc. | Brazil | MD |  | ACCESSS THYROID UPTAKE CALIBRATOR | TIROXINA LIVRE | II
Beckman Coulter, Inc. | Brazil | MD |  | ACCESS THYROID UPTAKE | TIROXINA (T4) | II
Beckman Coulter, Inc. | Brazil | MD |  | ACCESS PROGESTERONE | PROGESTERONA | II
Beckman Coulter, Inc. | Brazil | MD |  | ACCESS MYOGLOBIN CALIBRATORS | MIOGLOBINA | II
Beckman Coulter, Inc. | Brazil | IVD |  | Família de Reagente e Calibrador Access C-Peptide | PEPTÍDEO C | II
Beckman Coulter, Inc. | Brazil | MD |  | COULTER TruColor Wright Stain | CORANTES HEMATOPATOLÓGICOS | I
Beckman Coulter, Inc. | Brazil | MD |  | COULTER TruColor May-Grünwald Stain | CORANTES HEMATOPATOLÓGICOS | I
Beckman Coulter, Inc. | Brazil | MD |  | COULTER TruColor Wright-Giemsa Stain Buffer | CORANTES HEMATOPATOLÓGICOS | I
Beckman Coulter, Inc. | Brazil | MD |  | COULTER TruColor Wright-Giemsa Stain | CORANTES HEMATOPATOLÓGICOS | I
Beckman Coulter, Inc. | Brazil | MD |  | ACCESS INTRINSIC FACTOR Ab | ANTICORPO ANTI-FATOR INTRÍNSECO | II
Beckman Coulter, Inc. | Brazil | MD |  | LYOPHILIZED CHEMISTRY CALIBRATOR 2 | PARÂMETROS COMBINADOS NO MESMO PRODUTO - CLASSE II | II
Beckman Coulter, Inc. | Brazil | MD |  | MAGNESIUM | MAGNÉSIO | II
Beckman Coulter, Inc. | Brazil | MD |  | ALT | TRANSAMINASE GLUTÂMICA PIRÚVICA (TGP OU ALT) | II
Beckman Coulter, Inc. | Brazil | MD |  | DAU SPECIALITY CONTROL | PARÂMETROS COMBINADOS NO MESMO PRODUTO - CLASSE II | II
Beckman Coulter, Inc. | Brazil | MD |  | ACCESS HLH CALIBRATORS | HORMÔNIO LUTEINIZANTE (LH) | II
Beckman Coulter, Inc. | Brazil | MD |  | ACCESS UNCONJUGATED ESTRIOL CALIBRATORS | ESTRIOL | II
Beckman Coulter, Inc. | Brazil | MD |  | ACCESS hLH | HORMÔNIO LUTEINIZANTE (LH) | II
Beckman Coulter, Inc. | Brazil | MD |  | ACCESS UNCONJUGATED ESTRIOL | ESTRIOL | II
Beckman Coulter, Inc. | Brazil | MD |  | MicroScan Rapid Yeast ID Panel | MEIOS DE CULTURA E DISPOSITIVOS DIFERENCIAIS DESTINADOS À IDENTIFICAÇÃO DE MICROORGANISMOS POR MEIO DE TESTES BIOQUÍMICOS | I
Beckman Coulter, Inc. | Brazil | MD |  | Painéis combinados para identificação e/ou susceptibilidade automatizada de microorganismos  Gram Positivos MicroScan - I | MEIOS DE CULTURA E DISPOSITIVOS PARA TESTES DE SUSCEPTIBILIDADE À ANTIMICROBIANOS | II
Beckman Coulter, Inc. | Brazil | MD |  | MicroScan Rapid Anaerobe ID Panel | MEIOS DE CULTURA E DISPOSITIVOS DIFERENCIAIS DESTINADOS À IDENTIFICAÇÃO DE MICROORGANISMOS POR MEIO DE TESTES BIOQUÍMICOS | I
Beckman Coulter, Inc. | Brazil | MD |  | ACCESS HBS AB | ANTICORPO TOTAL PARA ANTÍGENO S DE VÍRUS DE HEPATITE B (ANTI-HBSAG) | IV
Beckman Coulter, Inc. | Brazil | MD |  | Access HBs Ab QC | ANTICORPO TOTAL PARA ANTÍGENO S DE VÍRUS DE HEPATITE B (ANTI-HBSAG) | IV
Beckman Coulter, Inc. | Brazil | MD |  | Beckman Coulter PK7400 Automated Microplate System | Instrumento destinado a imunoensaios | II
Beckman Coulter, Inc. | Brazil | MD |  | ACCESS FREE T3 | TRIIODOTIRONINA (T3) LIVRE | II
Beckman Coulter, Inc. | Brazil | MD |  | ACCESS FREE T3 CALIBRATORS | TRIIODOTIRONINA (T3) | II
Beckman Coulter, Inc. | Brazil | MD |  | ISE LOW/HIGH URINE STANDARD | ELETRÓLITOS | II
Beckman Coulter, Inc. | Brazil | MD |  | ACCESS ULTRASENSITIVE INSULIN | INSULINA | II
Beckman Coulter, Inc. | Brazil | MD |  | ACCESS ULTRASENSITIVE INSULIN CALIBRATORS | INSULINA | II
Beckman Coulter, Inc. | Brazil | MD |  | ACCESS DIGOXIN | DIGOXINA | II
Beckman Coulter, Inc. | Brazil | MD |  | ACCESS SYSTEM CHECK SOLUTION | SOLUÇÃO PARA AVALIAÇÃO DE DESEMPENHO DOS COMPONENTES DE EQUIPAMENTOS | I
Beckman Coulter, Inc. | Brazil | MD |  | COULTER LIN-X LINEARITY CONTROL | SOLUÇÃO PARA AVALIAÇÃO DE DESEMPENHO DOS COMPONENTES DE EQUIPAMENTOS | I
Beckman Coulter, Inc. | Brazil | MD |  | COULTER TruColor WRIGHT STAIN BUFFER | CORANTES HEMATOPATOLÓGICOS | I
Beckman Coulter, Inc. | Brazil | MD |  | COULTER BODY FLUID CONTROL | PARÂMETROS COMBINADOS NO MESMO PRODUTO - CLASSE II | II
Beckman Coulter, Inc. | Brazil | MD |  | COULTER RETIC-X CELL CONTROL | PARÂMETROS COMBINADOS NO MESMO PRODUTO - CLASSE II | II
Beckman Coulter, Inc. | Brazil | MD |  | ACCESS OSTASE QC | PARÂMETROS COMBINADOS NO MESMO PRODUTO - CLASSE II | II
Beckman Coulter, Inc. | Brazil | MD |  | MYOGLOBIN CALIBRATOR | MIOGLOBINA | II
Beckman Coulter, Inc. | Brazil | IVD |  | IMMAGE Antithrombin III Reagent | ANTITROMBINA | II
Beckman Coulter, Inc. | Brazil | MD |  | BICARBONATE | BICARBONATO | II
Beckman Coulter, Inc. | Brazil | MD |  | MYOGLOBIN | MIOGLOBINA | II
Beckman Coulter, Inc. | Brazil | MD |  | FAMÍLIA ITA CONTROLS | PARÂMETROS COMBINADOS NO MESMO PRODUTO - CLASSE II | II
Beckman Coulter, Inc. | Brazil | MD |  | IgG | IMUNOGLOBULINA G | II
Beckman Coulter, Inc. | Brazil | MD |  | URINE CREATININE CALIBRATOR | CREATININA | II
Beckman Coulter, Inc. | Brazil | MD |  | Lumi-Phos PRO | TAMPÕES, DILUENTES E DEMAIS SOLUÇÕES PARA ANÁLISE LABORATORIAL | I
Beckman Coulter, Inc. | Brazil | MD |  | CONTROL SERUM 2 | PARÂMETROS COMBINADOS NO MESMO PRODUTO - CLASSE II | II
Beckman Coulter, Inc. | Brazil | MD |  | MICROALBUMIN CALIBRATOR | ALBUMINA | II
Beckman Coulter, Inc. | Brazil | MD |  | APOLIPROTEIN A1 AND B CALIBRATOR | PARÂMETROS COMBINADOS NO MESMO PRODUTO - CLASSE II | II
Beckman Coulter, Inc. | Brazil | MD |  | RF LATEX CALIBRATOR | FATOR REUMATÓIDE | II
Beckman Coulter, Inc. | Brazil | MD |  | PREALBUMIN | PRÉ-ALBUMINA (TRANSTIRETINA) | II
Beckman Coulter, Inc. | Brazil | MD |  | FERRITIN | FERRITINA | II
Beckman Coulter, Inc. | Brazil | MD |  | Access AMH QC | HORMÔNIO ANTI-MULLERIANO (AMH) | II
Beckman Coulter, Inc. | Brazil | MD |  | Access AMH CALIBRATORS | HORMÔNIO ANTI-MULLERIANO (AMH) | II
Beckman Coulter, Inc. | Brazil | MD |  | Access AMH | HORMÔNIO ANTI-MULLERIANO (AMH) | II
Beckman Coulter, Inc. | Brazil | MD |  | Família ACCESS TSH (3rd IS) | HORMÔNIO ESTIMULANTE DE TIREÓIDE (TSH) | II
Beckman Coulter, Inc. | Brazil | MD |  | CYTOMICS | Instrumento para citometria de fluxo | I
Beckman Coulter, Inc. | Brazil | MD |  | CITÔMETRO DE FLUXO AQUIOS CL | Instrumento para citometria de fluxo | I
Beckman Coulter, Inc. | Brazil | MD |  | FAMÍLIA DE CITÔMETROS DE FLUXO DxFLEX | Instrumento para citometria de fluxo | II
Beckman Coulter, Inc. | Brazil | IVD |  | iQ Body Fluids Lysing Reagent | SOLUÇÃO DE LISE PARA HEMATOLOGIA | I
Beckman Coulter, Inc. | Brazil | MD |  | FAMÍLIA DAU METHADONE CALIBRATORS | METADONA | II
Beckman Coulter, Inc. | Brazil | MD |  | METHADONE | METADONA | II
Beckman Coulter, Inc. | Brazil | MD |  | FAMÍLIA DE INSTRUMENTOS PARA ANÁLISE CELULAR COULTER | Instrumento para análise ou contagem de células e plaquetas | II
Beckman Coulter, Inc. | Brazil | MD |  | HbA1c Advanced | HEMOGLOBINA GLICADA | II
Beckman Coulter, Inc. | Brazil | MD |  | ACCESS CK-MB | ATIVIDADE DE ISOENZIMA CREATINOQUINASE | III
Beckman Coulter, Inc. | Brazil | MD |  | ACCESS VITAMIN B12 | VITAMINA B12 (ÁCIDO FÓLICO) | II
Beckman Coulter, Inc. | Brazil | MD |  | ACCESS VITAMIN B12 CALIBRATORS | VITAMINA B12 (ÁCIDO FÓLICO) | II
Beckman Coulter, Inc. | Brazil | MD |  | ACCESS CK-MB CALIBRATORS | ATIVIDADE DE ISOENZIMA CREATINOQUINASE | III
Beckman Coulter, Inc. | Brazil | IVD |  | COULTER PREPPLUS 2 | EQUIPAMENTO PARA PREPARO DE AMOSTRAS PARA DIAGNÓSTICO IN VITRO | I
Beckman Coulter, Inc. | Brazil | MD |  | LDL CHOLESTEROL CALIBRATOR | LIPOPROTEÍNA DE BAIXA DENSIDADE (LDL) | II
Beckman Coulter, Inc. | Brazil | MD |  | CERULOPLASMIN | CERULOPLASMINA | II
Beckman Coulter, Inc. | Brazil | MD |  | ALPHA-1 ACIDGLYCOPROTEIN | ALFA 1-GLICOPROTEÍNA ÁCIDA (AGPA) | II
Beckman Coulter, Inc. | Brazil | MD |  | IMMUNOPREP | TAMPÕES, DILUENTES E DEMAIS SOLUÇÕES PARA ANÁLISE LABORATORIAL | I
Beckman Coulter, Inc. | Brazil | MD |  | LH SERIES DILUENT | TAMPÕES, DILUENTES E DEMAIS SOLUÇÕES PARA ANÁLISE LABORATORIAL | I
Beckman Coulter, Inc. | Brazil | MD |  | LH SERIES RETIC PAK | CORANTES CITOLÓGICOS | I
Beckman Coulter, Inc. | Brazil | MD |  | ACCESS IL-6 QC | INTERLEUCINAS | II
Beckman Coulter, Inc. | Brazil | MD |  | ACCESS IL-6 | INTERLEUCINAS | II
Beckman Coulter, Inc. | Brazil | MD |  | ACCESS IL-6 CALIBRATORS | PARÂMETROS COMBINADOS NO MESMO PRODUTO - CLASSE II | II
Beckman Coulter, Inc. | Brazil | MD |  | ACCESS TOXO IgM II QC | TOXOPLASMA GONDII | IV
Beckman Coulter, Inc. | Brazil | MD |  | IMMAGE Diluent 1 | TAMPÕES, DILUENTES E DEMAIS SOLUÇÕES PARA ANÁLISE LABORATORIAL | I
Beckman Coulter, Inc. | Brazil | MD |  | IMMAGE Diluent 2 | TAMPÕES, DILUENTES E DEMAIS SOLUÇÕES PARA ANÁLISE LABORATORIAL | I
Beckman Coulter, Inc. | Brazil | MD |  | ACCESS INHIBIN A | INIBINA - CLASSE DE RISCO II | II
Beckman Coulter, Inc. | Brazil | MD |  | HbA1c | HEMOGLOBINA GLICADA | II
Beckman Coulter, Inc. | Brazil | IVD |  | Synchron and AU Systems Hemolyzing Reagent | SOLUÇÃO DE LISE PARA HEMATOLOGIA | I
Beckman Coulter, Inc. | Brazil | MD |  | Access Hybritech p2PSA QC | ANTÍGENO PROSTÁTICO ESPECÍFICO (PSA) | III
Beckman Coulter, Inc. | Brazil | MD |  | Access Hybritech p2PSA Calibrators | ANTÍGENO PROSTÁTICO ESPECÍFICO (PSA) | III
Beckman Coulter, Inc. | Brazil | MD |  | Access Hybritech p2PSA | ANTÍGENO PROSTÁTICO ESPECÍFICO (PSA) | III
Beckman Coulter, Inc. | Brazil | MD |  | ACCESS PROLACTIN CALIBRATORS | PROLACTINA | II
Beckman Coulter, Inc. | Brazil | MD |  | ACCESS PROLACTIN | PROLACTINA | II
Beckman Coulter, Inc. | Brazil | MD |  | FAMÍLIA DE MARCADORES DE CÉLULAS MIELÓIDE POR CITOMETRIA DE FLUXO. | CITOMETRIA DE FLUXO - MARCADORES DE CÉLULAS MIELÓIDES | II
Beckman Coulter, Inc. | Brazil | MD |  | D-DIMER CONTROL | D-DÍMERO | III
Beckman Coulter, Inc. | Brazil | IVD |  | Família de Reagente e Calibradores ACCESS Sensitive Estradiol | ESTRADIOL | II
Beckman Coulter, Inc. | Brazil | MD |  | Beckman Coulter Pre-Transfusion Blood Testing System PK7300 | Instrumento destinado a imunoensaios | II
Beckman Coulter, Inc. | Brazil | MD |  | Família Vigil Protein Controls | PARÂMETROS COMBINADOS NO MESMO PRODUTO - CLASSE II | II
Beckman Coulter, Inc. | Brazil | MD |  | Família Vigil Lipid Control | PARÂMETROS COMBINADOS NO MESMO PRODUTO - CLASSE II | II
Beckman Coulter, Inc. | Brazil | MD |  | ACCESS BR MONITOR CALIBRADORES | ANTÍGENO CA 15-3 | III
Beckman Coulter, Inc. | Brazil | MD |  | ACCESS GI MONITOR CALIBRADORES | ANTÍGENO CA 19-9 | III
Beckman Coulter, Inc. | Brazil | IVD |  | IMMAGE COMPLEMENT C4 REAGENT | COMPLEMENTO DE COMPONENTE C4 | II
Beckman Coulter, Inc. | Brazil | IVD |  | IMMAGE COMPLEMENT C3 REAGENT | COMPLEMENTO DE COMPONENTE C3/C3C | II
Beckman Coulter, Inc. | Brazil | IVD |  | IMMAGE Transferrin Reagent | TRANSFERRINA | II
Beckman Coulter, Inc. | Brazil | MD |  | Stem-Trol Control Cells | CITOMETRIA DE FLUXO - MARCADORES DE CÉLULAS SEM LINHAGEM ESPECÍFICA | II
Beckman Coulter, Inc. | Brazil | MD |  | ACCESS ESTRADIOL | ESTRADIOL | II
Beckman Coulter, Inc. | Brazil | IVD |  | IMMAGE Alpha-1-Antitrypsin Reagent | ALFA 1-ANTITRIPSINA | II
Beckman Coulter, Inc. | Brazil | IVD |  | IMMAGE Alpha-1-Acid Glycoprotein Reagent | ALFA 1-GLICOPROTEÍNA ÁCIDA (AGPA) | II
Beckman Coulter, Inc. | Brazil | IVD |  | IMMAGE Apolipoprotein A-1 Reagent | APOLIPOPROTEÍNA A-I | II
Beckman Coulter, Inc. | Brazil | IVD |  | IMMAGE Apolipoprotein B Reagent | APOLIPOPROTEÍNA B | II
Beckman Coulter, Inc. | Brazil | IVD |  | IMMAGE C-Reactive Protein Reagent | PROTEÍNA C REATIVA | II
Beckman Coulter, Inc. | Brazil | IVD |  | IMMAGE Rheumatoid Factor Reagent | FATOR REUMATÓIDE | II
Beckman Coulter, Inc. | Brazil | IVD |  | IMMAGE Lipoprotein(a) Reagent | LIPOPROTEÍNA | II
Beckman Coulter, Inc. | Brazil | MD |  | URINE CALIBRATOR | CALIBRADORES E PADRÕES MULTIPARÂMETRO DE UMA OU MAIS CONCENTRAÇÕES - CLASSE II | II
Beckman Coulter, Inc. | Brazil | MD |  | ACCESS HYBRITECH FREE PSA CALIBRADORES | ANTÍGENO PROSTÁTICO ESPECÍFICO (PSA) LIVRE | III
Beckman Coulter, Inc. | Brazil | MD |  | Total Immunoglobulin E (IgE) | IMUNOGLOBULINA E | II
Beckman Coulter, Inc. | Brazil | MD |  | Access Rubella IgM Calibrators | VÍRUS DE RUBÉOLA | III
Beckman Coulter, Inc. | Brazil | MD |  | ACCESS RUBELLA IgM QC | VÍRUS DE RUBÉOLA | III
Beckman Coulter, Inc. | Brazil | MD |  | TRANSFERRIN | TRANSFERRINA | II
Beckman Coulter, Inc. | Brazil | MD |  | HDL CHOLESTEROL CALIBRATOR | LIPOPROTEÍNA DE ALTA DENSIDADE (HDL) | II
Beckman Coulter, Inc. | Brazil | MD |  | HAPTOGLOBIN | HAPTOGLOBINA | II
Beckman Coulter, Inc. | Brazil | MD |  | AST | TRANSAMINASE GLUTÂMICA OXALACÉTICA (TGO OU AST) | II
Beckman Coulter, Inc. | Brazil | MD |  | ALPHA-AMYLASE | AMILASE | II
Beckman Coulter, Inc. | Brazil | MD |  | ANALISADOR DE IMUNOENSAIOS ACCESS | Instrumento destinado a imunoensaios | I
Beckman Coulter, Inc. | Brazil | MD |  | D-DIMER | D-DÍMERO | III
Beckman Coulter, Inc. | Brazil | MD |  | D-DIMER CALIBRATOR | D-DÍMERO | III
Beckman Coulter, Inc. | Brazil | MD |  | ACCESS SAMPLE DILUENT A | TAMPÕES, DILUENTES E DEMAIS SOLUÇÕES PARA ANÁLISE LABORATORIAL | I
Beckman Coulter, Inc. | Brazil | IVD |  | IMMAGE Albumin Reagent | ALBUMINA | II
Beckman Coulter, Inc. | Brazil | IVD |  | IMMAGE Ceruloplasmin Reagent | CERULOPLASMINA | II
Beckman Coulter, Inc. | Brazil | MD |  | ACCESS HYBRITECH PSA SAMPLE DILUENT | TAMPÕES, DILUENTES E DEMAIS SOLUÇÕES PARA ANÁLISE LABORATORIAL | I
Beckman Coulter, Inc. | Brazil | MD |  | ACCESS TOTAL T3 CALIBRATORS | TRIIODOTIRONINA (T3) | II
Beckman Coulter, Inc. | Brazil | MD |  | ACCESS THYROGLOBULIN SAMPLE DILUENT | TAMPÕES, DILUENTES E DEMAIS SOLUÇÕES PARA ANÁLISE LABORATORIAL | I
Beckman Coulter, Inc. | Brazil | MD |  | COULTER CLONE CD3 - FITC T4-RD1 | ANTICORPOS/SISTEMAS PARA CONTAGEM DIFERENCIAL DE CÉLULAS | III
Beckman Coulter, Inc. | Brazil | MD |  | COULTER CLONE CD3-FITC/B4-RD1 | ANTICORPOS/SISTEMAS PARA CONTAGEM DIFERENCIAL DE CÉLULAS | III
Beckman Coulter, Inc. | Brazil | MD |  | COULTER CLONE CD3-FITC/T8-RD1 | ANTICORPOS/SISTEMAS PARA CONTAGEM DIFERENCIAL DE CÉLULAS | III
Beckman Coulter, Inc. | Brazil | MD |  | COULTER CLONE T4-RD1/T8-FITC | ANTICORPOS/SISTEMAS PARA CONTAGEM DIFERENCIAL DE CÉLULAS | III
Beckman Coulter, Inc. | Brazil | IVD |  | IMMAGE Haptoglobin Reagent | HAPTOGLOBINA | II
Beckman Coulter, Inc. | Brazil | MD |  | Immunochemistry Systems Calibrator 3 | ALBUMINA | II
Beckman Coulter, Inc. | Brazil | MD |  | CONTROLE DE PROTEINA NA URINA NIVEL 2 | PARÂMETROS COMBINADOS NO MESMO PRODUTO - CLASSE II | II
Beckman Coulter, Inc. | Brazil | MD |  | COULTER RETIC-C CELL CONTROL | PARÂMETROS COMBINADOS NO MESMO PRODUTO - CLASSE II | II
Beckman Coulter, Inc. | Brazil | IVD |  | COULTER RETIC-PREP REAGENT KIT | SOLUÇÃO DE LISE PARA HEMATOLOGIA | I
Beckman Coulter, Inc. | Brazil | MD |  | COULTER CLONE T11-RD1/B4-FITC | CITOMETRIA DE FLUXO - MARCADORES DE CÉLULAS SEM LINHAGEM ESPECÍFICA | II
Beckman Coulter, Inc. | Brazil | MD |  | 5C TRIPACK | SOLUÇÃO PARA AVALIAÇÃO DE DESEMPENHO DOS COMPONENTES DE EQUIPAMENTOS | I
Beckman Coulter, Inc. | Brazil | MD |  | Immunochemistry Systems  Urine Protein Calibrator | PARÂMETROS COMBINADOS NO MESMO PRODUTO - CLASSE II | II
Beckman Coulter, Inc. | Brazil | IVD |  | KIT DE SOLUCAO CONCENTRADA DE LAVAGEM II | TAMPÕES, DILUENTES E DEMAIS SOLUÇÕES PARA ANÁLISE LABORATORIAL | I
Beckman Coulter, Inc. | Brazil | MD |  | APOLIPOPROTEIN CALIBRATOR (APO CAL) | PARÂMETROS COMBINADOS NO MESMO PRODUTO - CLASSE II | II
Beckman Coulter, Inc. | Brazil | MD |  | ACCESS TESTOSTERONA CALIBRADORES | TESTOSTERONA | II
Beckman Coulter, Inc. | Brazil | MD |  | ACCESS HYBRITECH FREE PSA | ANTÍGENO PROSTÁTICO ESPECÍFICO (PSA) LIVRE | III
Beckman Coulter, Inc. | Brazil | MD |  | Família de Meios de Cultura e Dispositivos Diferenciais Destinados à Identificação de Microorganismos por Meio de Testes Bioquímicos  Microscan | MEIOS DE CULTURA E DISPOSITIVOS DIFERENCIAIS DESTINADOS À IDENTIFICAÇÃO DE MICROORGANISMOS POR MEIO DE TESTES BIOQUÍMICOS | I
Beckman Coulter, Inc. | Brazil | MD |  | FAMÍLIA DE MARCADORES DE CÉLULAS TRONCO POR CITOMETRIA DE FLUXO | CITOMETRIA DE FLUXO - MARCADORES DE CÉLULAS TRONCO | II
Beckman Coulter, Inc. | Brazil | MD |  | Família de painéis combinados para identificação e/ou susceptibilidade de micro-organismos  Bactérias Gram Negativas | MEIOS DE CULTURA E DISPOSITIVOS PARA TESTES DE SUSCEPTIBILIDADE À ANTIMICROBIANOS | II
Beckman Coulter, Inc. | Brazil | MD |  | ACCESS OSTASE | FOSFATASE ALCALINA (FAL OU ALP) | II
Beckman Coulter, Inc. | Brazil | MD |  | Access® WASH BUFFER II | TAMPÕES, DILUENTES E DEMAIS SOLUÇÕES PARA ANÁLISE LABORATORIAL | I
Beckman Coulter, Inc. | Brazil | IVD |  | Família de Reagente, Calibrador e Controle Access SARS-Cov-2 IgG II | CORONAVÍRUS | III
Beckman Coulter, Inc. | Brazil | MD |  | ANALISADOR HEMATOLÓGICO | Instrumento para análise ou contagem de células e plaquetas | II
Beckman Coulter, Inc. | Brazil | MD |  | ACCESS SUBSTRATE | TAMPÕES, DILUENTES E DEMAIS SOLUÇÕES PARA ANÁLISE LABORATORIAL | I
Beckman Coulter, Inc. | Brazil | MD |  | ACCESS OSTASE CALIBRADORES | FOSFATASE ALCALINA (FAL OU ALP) | II
Beckman Coulter, Inc. | Brazil | MD |  | DILUENT COULTER ISOTON 4 | TAMPÕES, DILUENTES E DEMAIS SOLUÇÕES PARA ANÁLISE LABORATORIAL | I
Beckman Coulter, Inc. | Brazil | MD |  | FAMÍLIA DE CITÔMETROS DE FLUXO NAVIOS Ex | Instrumento para citometria de fluxo | II
Beckman Coulter, Inc. | Canada | IVD |  | CLEARLLAB LS LYMPHOID SCREEN REAGENT |  | 2
Beckman Coulter, Inc. | Canada | IVD |  | CLEARLLAB COMPENSATION KIT |  | 2
Beckman Coulter, Inc. | Brazil | MD |  | FAMÍLIA - ACCESS PROGESTERONA CALIBRATORS - BECKMAN COULTER | PROGESTERONA | II
Beckman Coulter, Inc. | Brazil | MD |  | UniCel DxH Slidemaker Stainer Coulter | Instrumento para preparo e processamento de amostras  fase pré-analítica | I
Beckman Coulter, Inc. | Brazil | MD |  | ACCESS FOLATE | FOLATO | II
Beckman Coulter, Inc. | Brazil | MD |  | FAMÍLIA ACCESS ESTRADIOL CALIBRATORS - Beckman Coulter | ESTRADIOL | II
Beckman Coulter, Inc. | Brazil | MD |  | IMMUNO-TROL Low Cells | PARÂMETROS COMBINADOS NO MESMO PRODUTO - CLASSE II | II
Beckman Coulter, Inc. | Brazil | MD |  | Família de Analisadores Automatizados de Microscopia na Urina DxUm Series | Instrumento para análise de urina | II
Beckman Coulter, Inc. | Brazil | MD |  | Sistema de Química de Urina DxUc Series | Instrumento para análise de urina | II
Beckman Coulter, Inc. | Brazil | MD |  | Iris Diluent Pack | TAMPÕES, DILUENTES E DEMAIS SOLUÇÕES PARA ANÁLISE LABORATORIAL | I
Beckman Coulter, Inc. | Brazil | MD |  | MicroScan HNID Panel | MEIOS DE CULTURA E DISPOSITIVOS DIFERENCIAIS DESTINADOS À IDENTIFICAÇÃO DE MICROORGANISMOS POR MEIO DE TESTES BIOQUÍMICOS | I
Beckman Coulter, Inc. | Brazil | MD |  | Access Red Blood Cell (RBC) Folate Lysing Agent | SOLUÇÃO DE LISE PARA HEMATOLOGIA | I
Beckman Coulter, Inc. | Brazil | MD |  | iChem 10SG Urine Chemistry Strips | FITA-TESTE PARA URINA | II
Beckman Coulter, Inc. | Brazil | MD |  | Access sTfR QC1 | TRANSFERRINA | II
Beckman Coulter, Inc. | Brazil | MD |  | Access SHBG Calibrators | HORMÔNIO SEXUAL LIGADO A GLOBULINA (SHBG) | II
Beckman Coulter, Inc. | Brazil | MD |  | Access SHBG | GLOBULINA | II
Beckman Coulter, Inc. | Brazil | MD |  | Access SHBG QC | HORMÔNIO SEXUAL LIGADO A GLOBULINA (SHBG) | II
Beckman Coulter, Inc. | Brazil | MD |  | ANALISADOR SÉRIE AU 5800 | Instrumento para análise de bioquímica geral, hormônios, drogas ou proteínas | II
Beckman Coulter, Inc. | Brazil | MD |  | IOTest IgG1(Mouse)-PC5.5 | SUBCLASSE DE IMUNOGLOBULINA G | II
Beckman Coulter, Inc. | Brazil | MD |  | Coulter Clone MsIgG2a-FITC | PARÂMETROS COMBINADOS NO MESMO PRODUTO - CLASSE II | II
Beckman Coulter, Inc. | Brazil | MD |  | SYSTEM CALIBRATOR | PARÂMETROS COMBINADOS NO MESMO PRODUTO - CLASSE II | II
Beckman Coulter, Inc. | Brazil | MD |  | CREATININE (ENZYMATIC) | CREATININA | II
Beckman Coulter, Inc. | Brazil | MD |  | BICARBONATE CALIBRATOR | BICARBONATO | II
Beckman Coulter, Inc. | Brazil | MD |  | IOTest IgG1(Mouse)-Pacific Blue | PARÂMETROS COMBINADOS NO MESMO PRODUTO - CLASSE II | II
Beckman Coulter, Inc. | Brazil | MD |  | IOTest IgG1(Mouse)-APC | CITOMETRIA DE FLUXO - MARCADORES DE CÉLULAS SEM LINHAGEM ESPECÍFICA | II
Beckman Coulter, Inc. | Brazil | MD |  | IOTest IgG2a(Mouse)-PC5 | CITOMETRIA DE FLUXO - MARCADORES DE CÉLULAS SEM LINHAGEM ESPECÍFICA | II
Beckman Coulter, Inc. | Brazil | MD |  | IOTest IgG2a(Mouse)-APC | CITOMETRIA DE FLUXO - MARCADORES DE CÉLULAS SEM LINHAGEM ESPECÍFICA | II
Beckman Coulter, Inc. | Brazil | MD |  | IOTest IgG2a(Mouse)-PE | CITOMETRIA DE FLUXO - MARCADORES DE CÉLULAS SEM LINHAGEM ESPECÍFICA | II
Beckman Coulter, Inc. | Brazil | MD |  | Access AMH Advanced | HORMÔNIO ANTI-MULLERIANO (AMH) | II
Beckman Coulter, Inc. | Brazil | IVD |  | IMMAGE Urine Immunoglobulin G Reagent | IMUNOGLOBULINA G | II
Beckman Coulter, Inc. | Brazil | IVD |  | IMMAGE Urine Transferrin Reagent | TRANSFERRINA | II
Beckman Coulter, Inc. | Brazil | MD |  | MicroScan 3mL Inoculum Saline | TAMPÕES, DILUENTES E DEMAIS SOLUÇÕES PARA ANÁLISE LABORATORIAL | I
Beckman Coulter, Inc. | Brazil | MD |  | iChemVELOCITY | Instrumento para análise de urina | II
Beckman Coulter, Inc. | Brazil | MD |  | URINE/CSF ALBUMIN CALIBRATOR | ALBUMINA | II
Beckman Coulter, Inc. | Brazil | MD |  | iChem VELOCITY Urine Chemistry STRIPS | FITA-TESTE PARA URINA | II
Beckman Coulter, Inc. | Brazil | IVD |  | iChem VELOCITY CalChek Kit | PARÂMETROS COMBINADOS NO MESMO PRODUTO - CLASSE II | II
Beckman Coulter, Inc. | Brazil | MD |  | Access® Cortisol Calibrador S0 | CORTISOL | II
Beckman Coulter, Inc. | Brazil | MD |  | Access HAV Ab | VÍRUS DA HEPATITE A (HAV) | III
Beckman Coulter, Inc. | Brazil | MD |  | IMMAGE Buffer 3 | TAMPÕES, DILUENTES E DEMAIS SOLUÇÕES PARA ANÁLISE LABORATORIAL | I
Beckman Coulter, Inc. | Brazil | MD |  | IMMAGE Buffer 2 | TAMPÕES, DILUENTES E DEMAIS SOLUÇÕES PARA ANÁLISE LABORATORIAL | I
Beckman Coulter, Inc. | Brazil | MD |  | IMMAGE Buffer 1 | TAMPÕES, DILUENTES E DEMAIS SOLUÇÕES PARA ANÁLISE LABORATORIAL | I
Beckman Coulter, Inc. | Brazil | MD |  | ISOTON III | TAMPÕES, DILUENTES E DEMAIS SOLUÇÕES PARA ANÁLISE LABORATORIAL | I
Beckman Coulter, Inc. | Brazil | MD |  | LYSES III DIFF (1 e 5 LITROS) | SOLUÇÃO DE LISE PARA HEMATOLOGIA | I
Beckman Coulter, Inc. | Brazil | MD |  | COULTER CLENZ (1 E 5 LITROS) | SOLUÇÃO PARA LIMPEZA DE EQUIPAMENTOS | I
Beckman Coulter, Inc. | Brazil | MD |  | ACT PAK DIFF | SOLUÇÃO DE LISE PARA HEMATOLOGIA | I
Beckman Coulter, Inc. | Brazil | MD |  | FAMÍLIA 4C ES CELL CONTROL | SOLUÇÃO PARA AVALIAÇÃO DE DESEMPENHO DOS COMPONENTES DE EQUIPAMENTOS | I
Beckman Coulter, Inc. | Brazil | MD |  | ACCESS HYBRITECH PSA | ANTÍGENO PROSTÁTICO ESPECÍFICO (PSA) | III
Beckman Coulter, Inc. | Brazil | MD |  | ACCESS HYBRITECH PSA CALIBRADORES | ANTÍGENO PROSTÁTICO ESPECÍFICO (PSA) | III
Beckman Coulter, Inc. | Brazil | MD |  | Immunochemistry Systems Calibrator 1 | PARÂMETROS COMBINADOS NO MESMO PRODUTO - CLASSE II | II
Beckman Coulter, Inc. | Brazil | MD |  | CLEANING SOLUTION | SOLUÇÃO PARA LIMPEZA DE EQUIPAMENTOS | I
Beckman Coulter, Inc. | Brazil | MD |  | CLEANING SOLUTION (For Contamination Avoidance) | SOLUÇÃO PARA LIMPEZA DE EQUIPAMENTOS | I
Beckman Coulter, Inc. | Brazil | MD |  | ACCESS TOTAL T4 CALIBRATORS | TIROXINA (T4) | II
Beckman Coulter, Inc. | Brazil | MD |  | ACCESS TOTAL T4 | TIROXINA (T4) | II
Beckman Coulter, Inc. | Brazil | MD |  | ACCESS MYOGLOBIN | MIOGLOBINA | II
Beckman Coulter, Inc. | Brazil | MD |  | ACCESS FERRITIN | FERRITINA | II
Beckman Coulter, Inc. | Brazil | MD |  | ACCESS FERRITIN CALIBRATORS | FERRITINA | II
Beckman Coulter, Inc. | Brazil | MD |  | 7-AAD Viability Dye | CORANTES CITOLÓGICOS | I
Beckman Coulter, Inc. | Brazil | MD |  | DxFLEX Sheath Fluid | TAMPÕES, DILUENTES E DEMAIS SOLUÇÕES PARA ANÁLISE LABORATORIAL | I
Beckman Coulter, Inc. | Brazil | MD |  | Allegra V-15R Centrifuge | Instrumento para preparo e processamento de amostras  fase pré-analítica | I
Beckman Coulter, Inc. | Brazil | MD |  | DxI 9000 Access Immunoassay Analyzer | Instrumento destinado a imunoensaios | II
Beckman Coulter, Inc. | Brazil | MD |  | iQ Control/Focus Set | SOLUÇÃO PARA AVALIAÇÃO DE DESEMPENHO DOS COMPONENTES DE EQUIPAMENTOS | I
Beckman Coulter, Inc. | Brazil | MD |  | iQ Calibrator Pack | SOLUÇÃO PARA AVALIAÇÃO DE DESEMPENHO DOS COMPONENTES DE EQUIPAMENTOS | I
Beckman Coulter, Inc. | Brazil | IVD |  | Família de Reagente, Calibrador e Controle Access SARS-Cov-2 IgG | CORONAVÍRUS | III
Beckman Coulter, Inc. | USA | IVD | LRG | MicroScan Dried Gram Positive MIC/Combo Panels - Erythromycin | Instrument For Auto Reader & Interpretation Of Overnight Suscept. Systems | 2
Beckman Coulter, Inc. | USA | IVD | LTT | MicroScan Dried Gram Positive MIC/Combo Panels - Moxifloxacin;MicroScan Dried Gram Negative MIC/Combo Panels - Moxifloxacin | Panels, Test, Susceptibility, Antimicrobial | 2
Beckman Coulter, Inc. | USA | IVD | JWY | MicroScan ESBL plus ESBL Confirmation Panel - Ceftazidime;MicroScan ESBL plus ESBL Confirmation Panel - Cefotaxime / Calvulanic acid;MicroScan ESBL plus ESBL Confirmation Panel - Cefotaxime;MicroScan ESBL plus ESBL Confirmation Panel - Ceftazidime / Clavulanic acid | Manual Antimicrobial Susceptibility Test Systems | 2
Beckman Coulter, Inc. | USA | IVD | LTT | MicroScan Dried Gram Positive MIC/Combo Panels - Ampicillin | Panels, Test, Susceptibility, Antimicrobial | 2
Beckman Coulter, Inc. | USA | IVD | LTT | MicroScan MICroSTREP plus | Panels, Test, Susceptibility, Antimicrobial | 2
Beckman Coulter, Inc. | USA | IVD | LTT | MicroScan MICroSTREP plus Panels - Trimethoprim/Sulfamethoxazole | Panels, Test, Susceptibility, Antimicrobial | 2
Beckman Coulter, Inc. | USA | IVD | LTT | MicroScan Dried Gram Negative MIC/Combo Panels - Ertapenem | Panels, Test, Susceptibility, Antimicrobial | 2
Beckman Coulter, Inc. | USA | IVD | LTT | MicroScan Dried Gram Negative MIC/Combo Panels - Gemifloxacin | Panels, Test, Susceptibility, Antimicrobial | 2
Beckman Coulter, Inc. | USA | IVD | LTT | MicroScan Dried Gram Positive MIC/Combo Panels - Daptomycin | Panels, Test, Susceptibility, Antimicrobial | 2
Beckman Coulter, Inc. | USA | IVD | LTT | MicroScan Dried Gram Positive MIC/Combo Panels - Ertapenem | Panels, Test, Susceptibility, Antimicrobial | 2
Beckman Coulter, Inc. | USA | IVD | LRG | MicroScan Dried Gram Negative MIC/Combo Panels - Amoxicillin/K Clavulanate | Instrument For Auto Reader & Interpretation Of Overnight Suscept. Systems | 2
Beckman Coulter, Inc. | USA | IVD | LTW | MicroScan Dried Gram Positive MIC/Combo Panels - Vancomycin | Susceptibility Test Cards, Antimicrobial | 2
Beckman Coulter, Inc. | USA | IVD | LTT | MicroScan ESBL plus ESBL Confirmation Panel - Ceftazidime;MicroScan Dried Gram Negative MIC/Combo Panels - ESBL Screen - Cefotaxime;MicroScan Dried Gram Negative MIC/Combo Panels - ESBL Screen - Ceftazidime;MicroScan ESBL plus ESBL Confirmation Panel - Cefotaxime | Panels, Test, Susceptibility, Antimicrobial | 2
Beckman Coulter, Inc. | USA | IVD | JWY | MicroScan Dried Gram Negative MIC/Combo Panels - Cefotaxime / Clavulanic acid;MicroScan Dried Gram Negative MIC/Combo Panels - Ceftazidime / Clavulanic acid;MicroScan Dried Gram Negative MIC/Combo Panels - Cefotaxime;MicroScan Dried Gram Negative MIC/Combo Panels - Ceftazidime | Manual Antimicrobial Susceptibility Test Systems | 2
Beckman Coulter, Inc. | USA | IVD | LTT | MicroScan Dried Gram Positive MIC/Combo Panels - Linezolid | Panels, Test, Susceptibility, Antimicrobial | 2
Beckman Coulter, Inc. | USA | IVD | LTT | MicroScan Dried Gram Negative MIC/Combo Panels - Gatifloxain;MicroScan Dried Gram Positive MIC/Combo Panels - Gatifloxacin | Panels, Test, Susceptibility, Antimicrobial | 2
Beckman Coulter, Inc. | USA | IVD | JQP | Kaluza C 10 User Network Educational License (PN C10580);ODL25125 AutoMate 1250 LAB INSTRUMENT;REMISOL ADVANCE;Kaluza C 5 User Network Educational License (PN C10581);DxOne Workflow Manager;Kaluza C Perpetual License (PN C10574);Kaluza C Single Use 1 Year License (PN C10575);ODL25120 AutoMate 1200 LAB INSTRUMENT;Command Central;Kaluza C Single User 1 Year Educational License (PN C10579);ODL25250 AutoMate 2500 LAB INSTRUMENT;A18896 Automate 600 Sample Processing System;Kaluza C 5 User Network (PN C10577);AutoMate 1200 Sample Processing System;A18894 Automate 800 Sample Processing System;ODL25255 AutoMate 2550 LAB INSTRUMENT;AutoMate 2500 Sample Processing System;AutoMate 1250 Sample Processing System;Kaluza C Perpetual Education License (PN C10578);Kaluza C Flow Cytometry Software (PN C21166);Kaluza C 10 User Network (PN C10576);AutoMate 2550 Sample Processing System | Calculator/Data Processing Module, For Clinical Use | 1
Beckman Coulter, Inc. | USA | IVD | GKZ | AcT Diff 2 Analyzer | Counter, Differential Cell | 2
Beckman Coulter, Inc. | USA | IVD | GKZ | CS tetraCHROME CD45-FITC/CD4-RD1/CD8-ECD/CD3-PC5 | Counter, Differential Cell | 2
Beckman Coulter, Inc. | USA | IVD | GKZ | AcT Diff Analyzer | Counter, Differential Cell | 2
Beckman Coulter, Inc. | USA | IVD | GKZ | AcT Series Analyzer | Counter, Differential Cell | 2
Beckman Coulter, Inc. | USA | IVD | GKZ | tetraONE System Software;CYTO-COMP CELL KIT | Counter, Differential Cell | 2
Beckman Coulter, Inc. | USA | IVD | GKZ | FC 500 MPL | Counter, Differential Cell | 2
Beckman Coulter, Inc. | USA | IVD | GKZ | LH 780 | Counter, Differential Cell | 2
Beckman Coulter, Inc. | USA | IVD | GKZ | LH 500 | Counter, Differential Cell | 2
Beckman Coulter, Inc. | USA | IVD | GKZ | LH 750 | Counter, Differential Cell | 2
Beckman Coulter, Inc. | USA | IVD | GKZ | stem CXP | Counter, Differential Cell | 2
Beckman Coulter, Inc. | USA | IVD | GKZ | HmX AL | Counter, Differential Cell | 2
Beckman Coulter, Inc. | USA | IVD | GKZ | HmX | Counter, Differential Cell | 2
Beckman Coulter, Inc. | USA | IVD | LEG | 467995 Valproic Acid Reagent (VPA 2 x 100) | Enzyme Immunoassay, Valproic Acid | 2
Beckman Coulter, Inc. | USA | IVD | JJY | 465982 Vigil Lipid Control Level 4;465981 Vigil Lipid Control Level 3;465980 Vigil Lipid Control Level 2;469905 Vigil Lipid Control Level 1 | Multi-Analyte Controls, All Kinds (Assayed) | 1
Beckman Coulter, Inc. | USA | IVD | MSJ | 446410 IMMAGE Immunochemistry Systems APA Apolipoprotein A1 Reagent;447730 IMMAGE Immunochemistry Systems APB Apolipoprotein B Reagent | Apolipoproteins | 1
Beckman Coulter, Inc. | USA | IVD | JBQ | 447750 IMMAGE Immunochemistry Systems AT3 Antithrombin III Reagent | Antithrombin Iii Quantitation | 2
Beckman Coulter, Inc. | USA | IVD | CZP | 447460 IMMAGE Immunochemistry Systems IGALC Low Concentration ImmunoglobuIin A | Iga, Antigen, Antiserum, Control | 2
Beckman Coulter, Inc. | USA | IVD | DGC | 474620 IMMAGE Immunochemistry Systems IGE Total Immunoglobulin E Reagent | Ige, Antigen, Antiserum, Control | 2
Beckman Coulter, Inc. | USA | IVD | DCF | 449730 Immunochemistry Systems CAL 3 Calibrator 3;447600 IMMAGE Immunochemistry Systems ALB Albumin Reagent | Albumin, Antigen, Antiserum, Control | 2
Beckman Coulter, Inc. | USA | IVD | DDG | 447630 IMMAGE Immunochemistry Systems TRF Transferrin Reagent | Transferrin, Antigen, Antiserum, Control | 2
Beckman Coulter, Inc. | USA | IVD | DDG | 447700 IMMAGE Immunochemistry Systems TRU Urine Transferrin Reagent | Transferrin, Antigen, Antiserum, Control | 2
Beckman Coulter, Inc. | USA | IVD | JIS | 475089 SYNCHRON Systems MA Calibrator | Calibrator, Primary | 2
Beckman Coulter, Inc. | USA | IVD | JIX | 441350 SYNCHRON Systems Enzyme Validator Set Levels 1 & 2 | Calibrator, Multi-Analyte Mixture | 2
Beckman Coulter, Inc. | USA | IVD | JIS | 475081 SYNCHRON Systems PAB Calibrator | Calibrator, Primary | 2
Beckman Coulter, Inc. | USA | IVD | JJY | 657365 SYNCHRON Control Multilevel Comprehensive Chemistry Control Serum | Multi-Analyte Controls, All Kinds (Assayed) | 1
Beckman Coulter, Inc. | USA | IVD | JIS | 650218 SYNCHRON Systems Lipid Calibrator Levels 1 & 2 | Calibrator, Primary | 2
Beckman Coulter, Inc. | USA | IVD | JIX | 469283 APO CAL Apolipoprotein Calibrator | Calibrator, Multi-Analyte Mixture | 2
Beckman Coulter, Inc. | USA | IVD | JIX | 441470 Immunochemistry Systems UCAL Urine Protein Calibrator | Calibrator, Multi-Analyte Mixture | 2
Beckman Coulter, Inc. | USA | IVD | DCF | 663940 Immunochemistry Systems CAL 2 Calibrator 2 | Albumin, Antigen, Antiserum, Control | 2
Beckman Coulter, Inc. | USA | IVD | DKB | 471080 SYNCHRON Systems Drug Calibrator 3 Plus | Calibrators, Drug Mixture | 2
Beckman Coulter, Inc. | USA | IVD | CEK | 445930 SYNCHRON Systems Microprotein Calibrator | Biuret (Colorimetric), Total Protein | 2
Beckman Coulter, Inc. | USA | IVD | DEW | 465300 Immunochemistry Systems Level 2 Urine Protein Control;465290 Immunochemistry Systems Level 1 Urine Protein Control | Igg, Antigen, Antiserum, Control | 2
Beckman Coulter, Inc. | USA | IVD | CGX | 465910, Synchron CX Calibrator 3;465908, Synchron CX Calibrator 1;465909, Synchron CX Calibrator 2 | Alkaline Picrate, Colorimetry, Creatinine | 2
Beckman Coulter, Inc. | USA | IVD | OYE | Navios tetra Software | Flow Cytometric Reagents And Accessories. | 2
Beckman Coulter, Inc. | USA | IVD | LCP | B36415 Hemoglobin A1c Reagent (HbA1c3 250) | Assay, Glycosylated Hemoglobin | 2
Beckman Coulter, Inc. | USA | IVD | GKZ | UniCel DxH 600 Cellular Analysis System;UniCel DxH 900 Cellular Analysis System | Counter, Differential Cell | 2
Beckman Coulter, Inc. | USA | IVD | CFR | B24985 Glucose Reagent GLUH 2 x 300 | Hexokinase, Glucose | 2
Beckman Coulter, Inc. | USA | IVD | LBS | B23634 UniCel DxC SYNCHRON Systems HDL Calibrator;A15625 HDL Cholesterol Reagent HDL 2 x 200 | Ldl & Vldl Precipitation, Cholesterol Via Esterase-Oxidase, Hdl | 1
Beckman Coulter, Inc. | USA | IVD | CGX | SYNCHRON Systems Creatinine Reagent;SYNCHRON Systems AQUA CAL 1, 2, 3 | Alkaline Picrate, Colorimetry, Creatinine | 2
Beckman Coulter, Inc. | USA | IVD | CFN | IMMAGE Immunochemistry Systems IGMLC Low Concentration ImmunoglobuIin M IMMAGE Immunochemistry Systems CSF-CAL Cerebrospinal Fluid Protein Calibrator | Method, Nephelometric, Immunoglobulins (G, A, M) | 2
Beckman Coulter, Inc. | USA | IVD | JFM | ENZYMATIC BILIRUBIN REAGENT | Enzymatic Method, Bilirubin | 2
Beckman Coulter, Inc. | USA | IVD | JFY | Enzymatic Creatinine Reagent (CR-E 2 x 200) | Enzymatic Method, Creatinine | 2
Beckman Coulter, Inc. | USA | IVD | GKZ | UniCel DxH SMS II Cellular Analysis System;UniCel DxH SMS Cellular Analysis System | Counter, Differential Cell | 2
Beckman Coulter, Inc. | USA | IVD | OYE | Navios EX Flow Cytometer 6 Color/2Laser;Navios EX Acquisition New User Software V2.0 Win 7;Navios EX TetraSoftware V2.0 New User;Navios EX Offline ACQ Single User Software V2.0 Win 7;Navios EX Offline ACQ 5 Users Software V2.0 Win 7;Navios EX Flow Cytometer 8 Color/2 Laser | Flow Cytometric Reagents And Accessories. | 2
Beckman Coulter, Inc. | USA | IVD | GKZ | UniCel DxH 690T Coulter Cellular Analysis System;Unicel DxH 900 Cellular Analysis System with Early Sepsis Indicator (ESId) Application | Counter, Differential Cell | 2
Beckman Coulter, Inc. | USA | IVD | GKZ | Unicel DxH 800 Coulter Cellular Analysis System;Unicel DxH 800 Coulter Cellular Analysis System with Early Sepsis Indicator Application | Counter, Differential Cell | 2
Beckman Coulter, Inc. | USA | IVD | DGC | Total Immunoglobulin E (IgE) - C22529 | Ige, Antigen, Antiserum, Control | 2
Beckman Coulter, Inc. | Australia | IVD | CT922 | Microbiological culture media IVDs | Microbiological culture media IVDs | Class 1
Beckman Coulter, Inc. | Australia | IVD | 48304 | Access HBc Ab assay - Hepatitis B virus core total antibody IVD, kit, chemiluminescent immunoassay | Hepatitis B virus core total antibody IVD, kit, chemiluminescent immunoassay | Class 4
Beckman Coulter, Inc. | Australia | IVD | 48316 | Access HBs Ab Assay - Hepatitis B virus surface total antibody IVD, kit, chemiluminescent immunoassay | Hepatitis B virus surface total antibody IVD, kit, chemiluminescent immunoassay | Class 4
Beckman Coulter, Inc. | Australia | IVD | 48298 | Access HBc IgM - Hepatitis B virus core immunoglobulin M (IgM) antibody IVD, kit, chemiluminescent immunoassay | Hepatitis B virus core immunoglobulin M (IgM) antibody IVD, kit, chemiluminescent immunoassay | Class 4
Beckman Coulter, Inc. | Australia | IVD | CT1260 | Antimicrobial susceptibility testing IVDs | Antimicrobial susceptibility testing IVDs | Class 2
Beckman Coulter, Inc. | Australia | IVD | CT907 | Histology and Cytology ancillary IVDs | Histology and Cytology ancillary IVDs | Class 2
Beckman Coulter, Inc. | Australia | IVD | CT1261 | Microbial-isolate identification and testing IVDs | Microbial-isolate identification and testing IVDs | Class 2
Beckman Coulter, Inc. | Australia | IVD | CT1056 | Immunohistology cell marker IVDs | Immunohistology cell marker IVDs | Class 2
Beckman Coulter, Inc. | Australia | IVD | CT899 | Tissue typing-related IVDs | Tissue typing-related IVDs | Class 2
Beckman Coulter, Inc. | Australia | IVD | CT1236 | Clinical chemistry biological screening IVDs | Clinical chemistry biological screening IVDs | Class 2
Beckman Coulter, Inc. | Australia | IVD | CT945 | General laboratoryware IVDs | General laboratoryware IVDs | Class 1
Beckman Coulter, Inc. | Australia | IVD | CT943 | Instrument/analyser IVDs | Instrument/analyser IVDs | Class 1
Beckman Coulter, Inc. | Australia | IVD | CT946 | General laboratory reagent and consumables IVDs | General laboratory reagent and consumables IVDs | Class 2
Beckman Coulter, Inc. | Australia | IVD | CT907 | Histology and Cytology ancillary IVDs | Histology and Cytology ancillary IVDs | Class 2
Beckman Coulter, Inc. | UK | IVD | 56917 | Multiple CD cell marker IVD, antibody | Multiple CD cell marker IVD, antibody | IVD General
Beckman Coulter, Inc. | UK | IVD | 57840 | Flow cytometry analyser IVD, semi-automated | Flow cytometry analyser IVD, semi-automated | IVD General
Beckman Coulter, Inc. | Australia | IVD | CT945 | General laboratoryware IVDs | General laboratoryware IVDs | Class 1
Beckman Coulter, Inc. | Australia | IVD | CT1236 | Clinical chemistry biological screening IVDs | Clinical chemistry biological screening IVDs | Class 2
Beckman Coulter, Inc. | Australia | IVD | CT945 | General laboratoryware IVDs | General laboratoryware IVDs | Class 1
Beckman Coulter, Inc. | Australia | IVD | CT869 | Clinical chemistry autoimmune IVDs | Clinical chemistry autoimmune IVDs | Class 2
Beckman Coulter, Inc. | Australia | IVD | CT889 | Multiple clinical chemistry constituent IVDs | Multiple clinical chemistry constituent IVDs | Class 2
Beckman Coulter, Inc. | Australia | IVD | CT943 | Instrument/analyser IVDs | Instrument/analyser IVDs | Class 1
Beckman Coulter, Inc. | Australia | IVD | CT833 | Clinical chemistry substrate IVDs | Clinical chemistry substrate IVDs | Class 2
Beckman Coulter, Inc. | Australia | IVD | CT886 | Reagent red blood cell IVDs | Reagent red blood cell IVDs | Class 4
Beckman Coulter, Inc. | Australia | IVD | CT907 | Histology and Cytology ancillary IVDs | Histology and Cytology ancillary IVDs | Class 2
Beckman Coulter, Inc. | Australia | IVD | CT890 | Immunohaematology calibrator/control IVDs - Immunohaematology calibrator/control IVDs | Immunohaematology calibrator/control IVDs | Class 4
Beckman Coulter, Inc. | Australia | IVD | CT946 | General laboratory reagent and consumables IVDs | General laboratory reagent and consumables IVDs | Class 2
Beckman Coulter, Inc. | Canada | MD |  | UNICEL DXI 800 ACCESS IMMUNOASSAY SYSTEM |  | 2
Beckman Coulter, Inc. | EU | IVD | W01010203 | Total Bilirubin Reagent (TBIL 2 x 300) | BILIRUBIN | IVD General
Beckman Coulter, Inc. | EU | IVD | W0102152099 | Access SHBG QC | CONTROLS- IMMUNOCHEMISTRY - OTHER | Class B
Beckman Coulter, Inc. | EU | IVD | W0202010185 | COULTER DxH Diff Pack | AUTOMATED WHOLE BLOOD HEMATOLOGY ANALYSERS - CONSUMABLES | Class A
Beckman Coulter, Inc. | EU | IVD | W0202010185 | Coulter DxH Cell Lyse | AUTOMATED WHOLE BLOOD HEMATOLOGY ANALYSERS - CONSUMABLES | Class A
Beckman Coulter, Inc. | EU | IVD | W0202010185 | Coulter DxH Diluent | AUTOMATED WHOLE BLOOD HEMATOLOGY ANALYSERS - CONSUMABLES | Class A
Beckman Coulter, Inc. | EU | IVD | W0103080499 | CYTO-STAT/COULTER CLONE MsIgG2a-RD1 | FLOW CYTOMETRY CONTROLS - OTHER | IVD General
Beckman Coulter, Inc. | EU | IVD | W0103080499 | CYTO-STAT/COULTER CLONE MsIgM-RD1 | FLOW CYTOMETRY CONTROLS - OTHER | IVD General
Beckman Coulter, Inc. | EU | IVD | W0102152299 | Access Free T3 Calibrators | STANDARDS AND CALIBRATORS - IMMUNOCHEMISTRY - OTHER | IVD General
Beckman Coulter, Inc. | EU | IVD | W01020401 | Access Free T3 (Reagent Pack) | FREE TRIIODOTHYRONINE | IVD General
Beckman Coulter, Inc. | EU | IVD | W01020499 | Access TPO Antibody (Reagent Pack) | THYROID HORMONES - OTHER | IVD General
Beckman Coulter, Inc. | EU | IVD | W0102152202 | Access DHEA-S Calibrators | HORMONE STANDARDS AND CALIBRATORS | IVD General
Beckman Coulter, Inc. | EU | IVD | W0102050102 | Access DHEA-S (reagent pack) | DEHYDRO-EPIANDROSTERONE SULPHATE (INCL. DHEA) | IVD General
Beckman Coulter, Inc. | EU | IVD | W0102070103 | Access Red Blood Cell Folate Lysing Agent | FOLATE | IVD General
Beckman Coulter, Inc. | EU | IVD | W01010215 | HDL Cholesterol Reagent HDL 2 x 200 | HIGH DENSITY LIPOPROTEIN CHOLESTEROL | IVD General
Beckman Coulter, Inc. | EU | IVD | W01010307 | Phosphorus Reagent (PHS 2 x300) | PHOSPHATE INORGANIC / PHOSPHORUS | IVD General
Beckman Coulter, Inc. | EU | IVD | W0102070103 | Access Folate (reagent pack) | FOLATE | IVD General
Beckman Coulter, Inc. | EU | IVD | W0102152299 | Access 25(OH) Vitamin D Total Calibrators For Use on the UniCel DxI Immunoassay System | STANDARDS AND CALIBRATORS - IMMUNOCHEMISTRY - OTHER | IVD General
Beckman Coulter, Inc. | EU | IVD | W0102060399 | Access 25(OH) Vitamin D Total For Use on the UniCel DxI Immunoassay System | BONE METABOLISM TESTS - OTHER | IVD General
Beckman Coulter, Inc. | EU | IVD | W0102152206 | Access Folate Calibrators | ANAEMIA RELATED/VITAMIN STANDARDS AND CALIBRATORS | IVD General
Beckman Coulter, Inc. | EU | IVD | W0102152206 | Access Folate S0 Calibrator | ANAEMIA RELATED/VITAMIN STANDARDS AND CALIBRATORS | IVD General
Beckman Coulter, Inc. | EU | IVD | W0102152299 | Access AccuTnI+3 on UniCel DxI Calibrators | STANDARDS AND CALIBRATORS - IMMUNOCHEMISTRY - OTHER | IVD General
Beckman Coulter, Inc. | EU | IVD | W01021306 | Access AccuTnI+3 on UniCel DxI (reagent pack) | TROPONIN I/T | IVD General
Beckman Coulter, Inc. | EU | IVD | W0102152299 | Access AccuTnI+3 on Access 2 Calibrators | STANDARDS AND CALIBRATORS - IMMUNOCHEMISTRY - OTHER | IVD General
Beckman Coulter, Inc. | EU | IVD | W01021306 | Access AccuTnI+3 on Access 2 (reagent pack) | TROPONIN I/T | IVD General
Beckman Coulter, Inc. | EU | IVD | W0102070101 | Access EPO (reagent pack) | ERYTHROPOIETIN | IVD General
Beckman Coulter, Inc. | EU | IVD | W0102152299 | Access Thyroglobulin Antibody II Calibrators | STANDARDS AND CALIBRATORS - IMMUNOCHEMISTRY - OTHER | IVD General
Beckman Coulter, Inc. | EU | IVD | W0102152099 | Access Inhibin A QC | CONTROLS- IMMUNOCHEMISTRY - OTHER | IVD Annex II List B
Beckman Coulter, Inc. | EU | IVD | W0102152299 | Access Inhibin A Calibrators | STANDARDS AND CALIBRATORS - IMMUNOCHEMISTRY - OTHER | IVD Annex II List B
Beckman Coulter, Inc. | EU | IVD | W0102050109 | Access SHBG (reagent pack) | SEX HORMONE BINDING GLOBULIN | IVD General
Beckman Coulter, Inc. | EU | IVD | W0102152299 | Access SHBG Calibrators | STANDARDS AND CALIBRATORS - IMMUNOCHEMISTRY - OTHER | IVD General
Beckman Coulter, Inc. | EU | IVD | W0102100303 | Access Thyroglobulin Antibody II (reagent pack) | THYROGLOBULIN AUTOANTIBODY | IVD General
Beckman Coulter, Inc. | EU | IVD | W0102152206 | Access sTfR Calibrators | ANAEMIA RELATED/VITAMIN STANDARDS AND CALIBRATORS | IVD General
Beckman Coulter, Inc. | EU | IVD | W0102070104 | Access sTfR (reagent pack) | SOLUBLE TRANSFERRIN RECEPTOR | IVD General
Beckman Coulter, Inc. | EU | IVD | W0102152099 | Access SHBG QC | CONTROLS- IMMUNOCHEMISTRY - OTHER | IVD General
Beckman Coulter, Inc. | EU | IVD | W0102152099 | Access HBs Ab QC | CONTROLS- IMMUNOCHEMISTRY - OTHER | IVD Annex II List A
Beckman Coulter, Inc. | EU | IVD | W0102152202 | Access EPO Calibrators | HORMONE STANDARDS AND CALIBRATORS | IVD General
Beckman Coulter, Inc. | EU | IVD | W0102152099 | Access IL-6 QC | CONTROLS- IMMUNOCHEMISTRY - OTHER | IVD General
Beckman Coulter, Inc. | EU | IVD | W0105020204 | Access HBs Ab | HEPATITIS B SURFACE ANTIBODY IGG | IVD Annex II List A
Beckman Coulter, Inc. | EU | IVD | W0105080899 | Access CMV IgM QC | CONTROLS - INF. IMMUNOLOGY - OTHER | IVD Annex II List B
Beckman Coulter, Inc. | EU | IVD | W0102050214 | Access Inhibin A (reagent pack) | INHIBIN A/B (PRENATAL SCREENING) | IVD Annex II List B
Beckman Coulter, Inc. | EU | IVD | W0105080899 | Access CMV IgG QC | CONTROLS - INF. IMMUNOLOGY - OTHER | IVD Annex II List B
Beckman Coulter, Inc. | EU | IVD | W0105080899 | Access Toxo IgG QC | CONTROLS - INF. IMMUNOLOGY - OTHER | IVD Annex II List B
Beckman Coulter, Inc. | EU | IVD | W0105050102 | Access Toxo IgG | TOXOPLASMA ANTIBODY IGG | IVD Annex II List B
Beckman Coulter, Inc. | EU | IVD | W01010207 | Creatinine Reagent (CR-S 2 x 300) | CREATININE | IVD General
Beckman Coulter, Inc. | EU | IVD | W01010214 | Hemoglobin A1c- Reagent (HbA1c-400) | GLYCOSYLATED/GLYCATED HAEMOGLOBIN (CC) | IVD General
Beckman Coulter, Inc. | EU | IVD | W01010218 | Lactate Reagent (LACT 2 x 50) | LACTATE | IVD General
Beckman Coulter, Inc. | EU | IVD | W01010399 | SYNCHRON Systems ISE Electrolyte Buffer Reagent | ELECTROLYTES - OTHER | IVD General
Beckman Coulter, Inc. | EU | IVD | W0203010185 | MicroScan Pos Breakpoint Combo Panel Type 28 | ANTIBIOTIC SUSCEPTIBILITY ANALYSERS - CONSUMABLES | IVD General
Beckman Coulter, Inc. | EU | IVD | W0203010185 | MicroScan Neg Urine Combo Panel Type 52 | ANTIBIOTIC SUSCEPTIBILITY ANALYSERS - CONSUMABLES | IVD General
Beckman Coulter, Inc. | EU | IVD | W0102060399 | Access 25(OH) Vitamin D Total For Use on the Access 2 Immunoassay System | BONE METABOLISM TESTS - OTHER | IVD General
Beckman Coulter, Inc. | EU | IVD | W0203010185 | MicroScan Pos Breakpoint Combo Panel Type 32 | ANTIBIOTIC SUSCEPTIBILITY ANALYSERS - CONSUMABLES | IVD General
Beckman Coulter, Inc. | EU | IVD | W0203010185 | MicroScan Neg MIC Panel Type 39 | ANTIBIOTIC SUSCEPTIBILITY ANALYSERS - CONSUMABLES | IVD General
Beckman Coulter, Inc. | EU | IVD | W0102152299 | Access Sensitive Estradiol Calibrator S0 | STANDARDS AND CALIBRATORS - IMMUNOCHEMISTRY - OTHER | IVD General
Beckman Coulter, Inc. | EU | IVD | W01010213 | UniCel DxC SYNCHRON Systems Glucose (GLUH) reagent | GLUCOSE | IVD General
Beckman Coulter, Inc. | EU | IVD | W0202010101 | UniCel DxH 800 Coulter Cellular Analysis System | AUTOMATED WHOLE BLOOD HEMATOLOGY ANALYSERS - LOW ROUTINE (Throughput <= 100 samples/hr) | IVD General
Beckman Coulter, Inc. | EU | IVD | W0104080101 | MicroScan Neg Combo 97 | GRAM NEGATIVE IDENTIFICATION - AUTOMATED | IVD General
Beckman Coulter, Inc. | EU | IVD | W0102152003 | Access SARS-CoV-2 IgG (1st IS) QC | SPECIFIC PROTEIN CONTROLS | IVD General
Beckman Coulter, Inc. | EU | IVD | W0102010105 | Access SARS-CoV-2 IgG (1st IS) (Reagent pack) | IMMUNOGLOBULIN G | IVD General
Beckman Coulter, Inc. | EU | IVD | W0102152003 | Access SARS-CoV-2 IgG II QC | SPECIFIC PROTEIN CONTROLS | IVD General
Beckman Coulter, Inc. | EU | IVD | W0102152203 | Access SARS-CoV-2 IgG II Calibrators | SPECIFIC PROTEIN STANDARDS AND CALIBRATORS | IVD General
Beckman Coulter, Inc. | EU | IVD | W0102010105 | Access SARS-CoV-2 IgG II (reagent pack) | IMMUNOGLOBULIN G | IVD General
Beckman Coulter, Inc. | EU | IVD | W0102152003 | Access SARS-CoV-2 IgG QC | SPECIFIC PROTEIN CONTROLS | IVD General
Beckman Coulter, Inc. | EU | IVD | W0102152203 | Access SARS-CoV-2 IgG Calibrators | SPECIFIC PROTEIN STANDARDS AND CALIBRATORS | IVD General
Beckman Coulter, Inc. | EU | IVD | W0102010105 | Access SARS-CoV-2 IgG (reagent pack) | IMMUNOGLOBULIN G | IVD General
Beckman Coulter, Inc. | EU | IVD | W0102152003 | ACCESS SARS-CoV-2 IgM QC | SPECIFIC PROTEIN CONTROLS | IVD General
Beckman Coulter, Inc. | EU | IVD | W0102152203 | ACCESS SARS-CoV-2 IgM Calibrators | SPECIFIC PROTEIN STANDARDS AND CALIBRATORS | IVD General
Beckman Coulter, Inc. | EU | IVD | W0102010107 | ACCESS SARS-CoV-2 IgM (reagent pack) | IMMUNOGLOBULIN M | IVD General
Beckman Coulter, Inc. | EU | IVD | W0102152203 | Access SARS-CoV-2 IgG (1st IS) Calibrators | SPECIFIC PROTEIN STANDARDS AND CALIBRATORS | IVD General
Beckman Coulter, Inc. | EU | IVD | W0104080101 | MicroScan Neg Urine Combo 95 | GRAM NEGATIVE IDENTIFICATION - AUTOMATED | IVD General
Beckman Coulter, Inc. | EU | IVD | W0104080101 | MicroScan Neg MIC 57 | GRAM NEGATIVE IDENTIFICATION - AUTOMATED | IVD General
Beckman Coulter, Inc. | EU | IVD | W0104080101 | MicroScan Neg MIC 61 | GRAM NEGATIVE IDENTIFICATION - AUTOMATED | IVD General
Beckman Coulter, Inc. | EU | IVD | W0203010182 | HighFlexx v2.9 (MR) | ANTIBIOTIC SUSCEPTIBILITY ANALYSERS - SOFTWARE ACCESSORIES | IVD General
Beckman Coulter, Inc. | EU | IVD | W0203010185 | MicroScan Neg MDR Combo 100 | ANTIBIOTIC SUSCEPTIBILITY ANALYSERS - CONSUMABLES | IVD General
Beckman Coulter, Inc. | EU | IVD | W0203010185 | MicroScan Pos Combo Panel Type 48 | ANTIBIOTIC SUSCEPTIBILITY ANALYSERS - CONSUMABLES | IVD General
Beckman Coulter, Inc. | EU | IVD | W0203010185 | MicroScan Pos MIC 40 | ANTIBIOTIC SUSCEPTIBILITY ANALYSERS - CONSUMABLES | IVD General
Beckman Coulter, Inc. | EU | IVD | W0203010185 | MicroScan Neg Breakpoint Combo 53 | ANTIBIOTIC SUSCEPTIBILITY ANALYSERS - CONSUMABLES | IVD General
Beckman Coulter, Inc. | EU | IVD | W0203010185 | MicroScan Neg Combo 99 | ANTIBIOTIC SUSCEPTIBILITY ANALYSERS - CONSUMABLES | IVD General
Beckman Coulter, Inc. | EU | IVD | W0203010185 | MicroScan Neg Urine Combo Panel Type 98 | ANTIBIOTIC SUSCEPTIBILITY ANALYSERS - CONSUMABLES | IVD General
Beckman Coulter, Inc. | EU | IVD | W0203010185 | MicroScan Neg Multidrug Resistant MIC 2 | ANTIBIOTIC SUSCEPTIBILITY ANALYSERS - CONSUMABLES | IVD General
Beckman Coulter, Inc. | EU | IVD | W0203010185 | MicroScan Neg MIC Panel Type 62 | ANTIBIOTIC SUSCEPTIBILITY ANALYSERS - CONSUMABLES | IVD General
Beckman Coulter, Inc. | EU | IVD | W0203010185 | MicroScan Pos Combo Panel Type 49 | ANTIBIOTIC SUSCEPTIBILITY ANALYSERS - CONSUMABLES | IVD General
Beckman Coulter, Inc. | EU | IVD | W0203010185 | MicroScan Neg MIC Panel Type 63 | ANTIBIOTIC SUSCEPTIBILITY ANALYSERS - CONSUMABLES | IVD General
Beckman Coulter, Inc. | EU | IVD | W0203010185 | MicroScan Negative MIC NF 64 | ANTIBIOTIC SUSCEPTIBILITY ANALYSERS - CONSUMABLES | IVD General
Beckman Coulter, Inc. | EU | IVD | W0102152299 | Access HBs Ab Calibrators | STANDARDS AND CALIBRATORS - IMMUNOCHEMISTRY - OTHER | IVD Annex II List A
Beckman Coulter, Inc. | EU | IVD | W0102152299 | Access Progesterone DE Calibrators | STANDARDS AND CALIBRATORS - IMMUNOCHEMISTRY - OTHER | IVD General
Beckman Coulter, Inc. | EU | IVD | W0105020202 | Access HBs Ag Confirmatory | HEPATITIS B SURFACE ANTIGEN - CONFIRMATORY | IVD Annex II List A
Beckman Coulter, Inc. | EU | IVD | W01030606 | Access IL-6 (Reagent Pack) | OTHER INTERLEUKINS (EXCEPT FOR IL-6) | IVD General
Beckman Coulter, Inc. | EU | IVD | W0102152299 | Access IL-6 Calibrators | STANDARDS AND CALIBRATORS - IMMUNOCHEMISTRY - OTHER | IVD General
Beckman Coulter, Inc. | EU | IVD | W0102152299 | Access Intact PTH Calibrators | STANDARDS AND CALIBRATORS - IMMUNOCHEMISTRY - OTHER | IVD General
Beckman Coulter, Inc. | EU | IVD | W0102152299 | Access TPO Antibody Calibrators | STANDARDS AND CALIBRATORS - IMMUNOCHEMISTRY - OTHER | IVD General
Beckman Coulter, Inc. | EU | IVD | W0102050205 | Access Total βhCG (5th IS) (reagent pack) | TOTAL HUMAN CHORIONIC GONADOTROPIN | IVD Annex II List B
Beckman Coulter, Inc. | EU | IVD | W0102152299 | Access HBs Ag Calibrators | STANDARDS AND CALIBRATORS - IMMUNOCHEMISTRY - OTHER | IVD Annex II List A
Beckman Coulter, Inc. | EU | IVD | W0102152099 | Access HBs Ag QC | CONTROLS- IMMUNOCHEMISTRY - OTHER | IVD Annex II List A
Beckman Coulter, Inc. | EU | IVD | W0105020201 | Access HBs Ag | HEPATITIS B SURFACE ANTIGEN | IVD Annex II List A
Beckman Coulter, Inc. | EU | IVD | W0102039099 | Access Hybritech p2PSA (reagent pack) | TUMOUR MARKERS - OTHER | IVD Annex II List B
Beckman Coulter, Inc. | EU | IVD | W0102152299 | Access Hybritech p2PSA Calibrators | STANDARDS AND CALIBRATORS - IMMUNOCHEMISTRY - OTHER | IVD Annex II List B
Beckman Coulter, Inc. | EU | IVD | W0102152099 | Access Hybritech p2PSA QC | CONTROLS- IMMUNOCHEMISTRY - OTHER | IVD Annex II List B
Beckman Coulter, Inc. | EU | IVD | W0105080904 | Access CMV IgM, Calibrators | OTHER VIROLOGY STANDARDS AND CALIBRATORS - INF.IMM. | IVD Annex II List B
Beckman Coulter, Inc. | EU | IVD | W0105040204 | Access CMV IgM | CMV IGM | IVD Annex II List B
Beckman Coulter, Inc. | EU | IVD | W0105080904 | Access CMV IgG Calibrators | OTHER VIROLOGY STANDARDS AND CALIBRATORS - INF.IMM. | IVD Annex II List B
Beckman Coulter, Inc. | EU | IVD | W0105080904 | Access Toxo IgG Calibrators | OTHER VIROLOGY STANDARDS AND CALIBRATORS - INF.IMM. | IVD Annex II List B
Beckman Coulter, Inc. | EU | IVD | W0105040103 | Access Rubella IgM | RUBELLA VIRUS IGM | IVD Annex II List B
Beckman Coulter, Inc. | EU | IVD | W0105040203 | Access CMV IgG | CMV IGG | IVD Annex II List B
Beckman Coulter, Inc. | EU | IVD | W0102019099 | IMMAGE Immunochemistry Systems CCRP High Sensitivity Cardiac CRP Reagent | SPECIFIC PROTEINS - OTHER | IVD General
Beckman Coulter, Inc. | EU | IVD | W01010207 | Enzymatic Creatinine Reagent (CR-E 2 x 200) | CREATININE | IVD General
Beckman Coulter, Inc. | EU | IVD | W01010107 | Amylase Reagent (AMY7 2 x 200) | AMYLASE - TOTAL | IVD General
Beckman Coulter, Inc. | EU | IVD | W0102090104 | Benzodiazepine Reagent (BNZG 1 x 250) | BENZODIAZEPINES | IVD General
Beckman Coulter, Inc. | EU | IVD | W0103010599 | COULTER 6C Cell Control | HAEMATOLOGY CONTROLS - OTHER | IVD General
Beckman Coulter, Inc. | EU | IVD | W0102152206 | Access sTfR QC (levels 2 & 3) | ANAEMIA RELATED/VITAMIN STANDARDS AND CALIBRATORS | IVD General
Beckman Coulter, Inc. | EU | IVD | W0102152006 | Access sTfR QC (level 1) | ANAEMIA RELATED/VITAMIN CONTROLS | IVD General
Beckman Coulter, Inc. | EU | IVD | W0102152299 | Access Total βhCG (5th IS) Calibrators | STANDARDS AND CALIBRATORS - IMMUNOCHEMISTRY - OTHER | IVD Annex II List B
Beckman Coulter, Inc. | EU | IVD | W0203010185 | MicroScan Negative MIC NF 50 | ANTIBIOTIC SUSCEPTIBILITY ANALYSERS - CONSUMABLES | IVD General
Beckman Coulter, Inc. | EU | IVD | W0203010185 | MicroScan Neg Breakpoint Combo 50 | ANTIBIOTIC SUSCEPTIBILITY ANALYSERS - CONSUMABLES | IVD General
Beckman Coulter, Inc. | EU | IVD | W0203010185 | MicroScan Neg Urine Combo 81 | ANTIBIOTIC SUSCEPTIBILITY ANALYSERS - CONSUMABLES | IVD General
Beckman Coulter, Inc. | EU | IVD | W0203010185 | MicroScan Neg Combo 82 | ANTIBIOTIC SUSCEPTIBILITY ANALYSERS - CONSUMABLES | IVD General
Beckman Coulter, Inc. | EU | IVD | W0203010185 | MicroScan Neg Combo 83 | ANTIBIOTIC SUSCEPTIBILITY ANALYSERS - CONSUMABLES | IVD General
Beckman Coulter, Inc. | EU | IVD | W0203010185 | MicroScan Neg MIC EN 51 | ANTIBIOTIC SUSCEPTIBILITY ANALYSERS - CONSUMABLES | IVD General
Beckman Coulter, Inc. | EU | IVD | W0203010185 | MicroScan Neg MIC EN 52 | ANTIBIOTIC SUSCEPTIBILITY ANALYSERS - CONSUMABLES | IVD General
Beckman Coulter, Inc. | EU | IVD | W0203010185 | MicroScan Rapid Neg ID Panel Type 4 | ANTIBIOTIC SUSCEPTIBILITY ANALYSERS - CONSUMABLES | IVD General
Beckman Coulter, Inc. | EU | IVD | W0203010185 | MicroScan Rapid Pos ID Panel Type 2 | ANTIBIOTIC SUSCEPTIBILITY ANALYSERS - CONSUMABLES | IVD General
Beckman Coulter, Inc. | EU | IVD | W0203010185 | MicroScan Negative MIC EN 47 | ANTIBIOTIC SUSCEPTIBILITY ANALYSERS - CONSUMABLES | IVD General
Beckman Coulter, Inc. | EU | IVD | W0203010185 | MicroScan Anaerobe ID Panel Type | ANTIBIOTIC SUSCEPTIBILITY ANALYSERS - CONSUMABLES | IVD General
Beckman Coulter, Inc. | EU | IVD | W0203010185 | MicroScan Neg ID Panel Type 2 | ANTIBIOTIC SUSCEPTIBILITY ANALYSERS - CONSUMABLES | IVD General
Beckman Coulter, Inc. | EU | IVD | W0203010185 | MicroScan Yeast ID Panel Type | ANTIBIOTIC SUSCEPTIBILITY ANALYSERS - CONSUMABLES | IVD General
Beckman Coulter, Inc. | EU | IVD | W0203010185 | MicroScan ESBL plus ESBL Confirmation Panel | ANTIBIOTIC SUSCEPTIBILITY ANALYSERS - CONSUMABLES | IVD General
Beckman Coulter, Inc. | EU | IVD | W0203010185 | MicroScan MICroSTREP Plus Panel Type 3 | ANTIBIOTIC SUSCEPTIBILITY ANALYSERS - CONSUMABLES | IVD General
Beckman Coulter, Inc. | EU | IVD | W0203010185 | MicroScan Pos ID Panel Type 3 | ANTIBIOTIC SUSCEPTIBILITY ANALYSERS - CONSUMABLES | IVD General
Beckman Coulter, Inc. | EU | IVD | W0203010185 | MicroScan Neg Combo Panel Type 58 | ANTIBIOTIC SUSCEPTIBILITY ANALYSERS - CONSUMABLES | IVD General
Beckman Coulter, Inc. | EU | IVD | W0203010185 | MicroScan Pos MIC STA 35 | ANTIBIOTIC SUSCEPTIBILITY ANALYSERS - CONSUMABLES | IVD General
Beckman Coulter, Inc. | EU | IVD | W0203010185 | MicroScan Neg Urine Combo Panel Type 59 | ANTIBIOTIC SUSCEPTIBILITY ANALYSERS - CONSUMABLES | IVD General
Beckman Coulter, Inc. | EU | IVD | W0203010185 | MicroScan Pos Combo Panel Type 37 | ANTIBIOTIC SUSCEPTIBILITY ANALYSERS - CONSUMABLES | IVD General
Beckman Coulter, Inc. | EU | IVD | W0203010185 | MicroScan Pos Combo Panel Type 38 | ANTIBIOTIC SUSCEPTIBILITY ANALYSERS - CONSUMABLES | IVD General
Beckman Coulter, Inc. | EU | IVD | W0203010185 | MicroScan Neg Breakpoint Combo Panel Type 46 | ANTIBIOTIC SUSCEPTIBILITY ANALYSERS - CONSUMABLES | IVD General
Beckman Coulter, Inc. | EU | IVD | W0203010185 | MicroScan Neg MIC Panel Type 40 | ANTIBIOTIC SUSCEPTIBILITY ANALYSERS - CONSUMABLES | IVD General
Beckman Coulter, Inc. | EU | IVD | W0203010185 | MicroScan Pos Breakpoint Combo Panel Type 33 | ANTIBIOTIC SUSCEPTIBILITY ANALYSERS - CONSUMABLES | IVD General
Beckman Coulter, Inc. | EU | IVD | W0203010185 | MicroScan Pos MIC Panel Type 32 | ANTIBIOTIC SUSCEPTIBILITY ANALYSERS - CONSUMABLES | IVD General
Beckman Coulter, Inc. | EU | IVD | W0203010185 | MicroScan Neg Combo Panel Type 63 | ANTIBIOTIC SUSCEPTIBILITY ANALYSERS - CONSUMABLES | IVD General
Beckman Coulter, Inc. | EU | IVD | W0203010185 | MicroScan Pos Combo Panel Type 39 | ANTIBIOTIC SUSCEPTIBILITY ANALYSERS - CONSUMABLES | IVD General
Beckman Coulter, Inc. | EU | IVD | W0203010185 | MicroScan Pos MIC STA 36 | ANTIBIOTIC SUSCEPTIBILITY ANALYSERS - CONSUMABLES | IVD General
Beckman Coulter, Inc. | EU | IVD | W0203010185 | MicroScan Neg Breakpoint Combo Panel Type 48 | ANTIBIOTIC SUSCEPTIBILITY ANALYSERS - CONSUMABLES | IVD General
Beckman Coulter, Inc. | EU | IVD | W0203010185 | Neg Combo Panel Type 66 | ANTIBIOTIC SUSCEPTIBILITY ANALYSERS - CONSUMABLES | IVD General
Beckman Coulter, Inc. | EU | IVD | W0203010185 | MicroScan Pos Combo Panel Type 41 | ANTIBIOTIC SUSCEPTIBILITY ANALYSERS - CONSUMABLES | IVD General
Beckman Coulter, Inc. | EU | IVD | W0203010185 | MicroScan Pos MIC Panel Type 33 | ANTIBIOTIC SUSCEPTIBILITY ANALYSERS - CONSUMABLES | IVD General
Beckman Coulter, Inc. | EU | IVD | W0203010185 | MicroScan Pos Combo Panel Type 42 | ANTIBIOTIC SUSCEPTIBILITY ANALYSERS - CONSUMABLES | IVD General
Beckman Coulter, Inc. | EU | IVD | W0203010185 | MicroScan Neg MIC Panel Type 44 | ANTIBIOTIC SUSCEPTIBILITY ANALYSERS - CONSUMABLES | IVD General
Beckman Coulter, Inc. | EU | IVD | W0203010185 | MicroScan Neg Urine Combo Panel Type 69 | ANTIBIOTIC SUSCEPTIBILITY ANALYSERS - CONSUMABLES | IVD General
Beckman Coulter, Inc. | EU | IVD | W0203010185 | MicroScan Neg Entero Combo Panel Type 70 | ANTIBIOTIC SUSCEPTIBILITY ANALYSERS - CONSUMABLES | IVD General
Beckman Coulter, Inc. | EU | IVD | W0203010185 | MicroScan Neg Non Entero Combo Panel Type 71 | ANTIBIOTIC SUSCEPTIBILITY ANALYSERS - CONSUMABLES | IVD General
Beckman Coulter, Inc. | EU | IVD | W0203010185 | MicroScan Neg Breakpoint Combo Panel Type 49 | ANTIBIOTIC SUSCEPTIBILITY ANALYSERS - CONSUMABLES | IVD General
Beckman Coulter, Inc. | EU | IVD | W0203010185 | MicroScan Neg Combo Panel Type 72 | ANTIBIOTIC SUSCEPTIBILITY ANALYSERS - CONSUMABLES | IVD General
Beckman Coulter, Inc. | EU | IVD | W0203010185 | MicroScan MICroSTREP plus Panel Type 6 | ANTIBIOTIC SUSCEPTIBILITY ANALYSERS - CONSUMABLES | IVD General
Beckman Coulter, Inc. | EU | IVD | W0203010185 | MicroScan Pos MIC E 37 | ANTIBIOTIC SUSCEPTIBILITY ANALYSERS - CONSUMABLES | IVD General
Beckman Coulter, Inc. | EU | IVD | W01010399 | SYNCHRON Systems ISE Electrolyte Reference Reagent | ELECTROLYTES - OTHER | IVD General
Beckman Coulter, Inc. | EU | IVD | W0103010504 | HbDIL DxC | HAEMOGLOBIN CONTROLS | IVD General
Beckman Coulter, Inc. | EU | IVD | W0203010185 | MicroScan Neg Breakpoint Combo Panel Type 42 | ANTIBIOTIC SUSCEPTIBILITY ANALYSERS - CONSUMABLES | IVD General
Beckman Coulter, Inc. | EU | IVD | W0203010185 | MicroScan HNID Panel Type | ANTIBIOTIC SUSCEPTIBILITY ANALYSERS - CONSUMABLES | IVD General
Beckman Coulter, Inc. | EU | IVD | W0203010185 | MicroScan Pos Combo Panel Type 32 | ANTIBIOTIC SUSCEPTIBILITY ANALYSERS - CONSUMABLES | IVD General
Beckman Coulter, Inc. | EU | IVD | W0203010185 | MicroScan Neg Combo Panel Type 53 | ANTIBIOTIC SUSCEPTIBILITY ANALYSERS - CONSUMABLES | IVD General
Beckman Coulter, Inc. | EU | IVD | W0203010185 | MicroScan Neg Combo Panel Type 54 | ANTIBIOTIC SUSCEPTIBILITY ANALYSERS - CONSUMABLES | IVD General
Beckman Coulter, Inc. | EU | IVD | W0102152299 | Access 25(OH) Vitamin D Total Calibrators For Use on the Access 2 Immunoassay System | STANDARDS AND CALIBRATORS - IMMUNOCHEMISTRY - OTHER | IVD General
Beckman Coulter, Inc. | EU | IVD | W0102152299 | Access Sensitive Estradiol Calibrators | STANDARDS AND CALIBRATORS - IMMUNOCHEMISTRY - OTHER | IVD General
Beckman Coulter, Inc. | EU | IVD | W0203010185 | MicroScan Neg Urine Combo Panel Type 57 | ANTIBIOTIC SUSCEPTIBILITY ANALYSERS - CONSUMABLES | IVD General
Beckman Coulter, Inc. | EU | IVD | W0101050301 | Unicel DxC SYNCHRON Systems HDL Calibrator | CALIBRATORS MULTICOMPONENT (CC) | IVD General
Beckman Coulter, Inc. | EU | IVD | W01010214 | Hemoglobin A1c Reagent (HbA1c3 250) | GLYCOSYLATED/GLYCATED HAEMOGLOBIN (CC) | IVD General
Beckman Coulter, Inc. | EU | IVD | W0202010101 | UniCel® DxH 800 Coulter® Cellular Analysis System | AUTOMATED WHOLE BLOOD HEMATOLOGY ANALYSERS - LOW ROUTINE (Throughput <= 100 samples/hr) | IVD General
Beckman Coulter, Inc. | EU | IVD | W0202010101 | UniCel DxH 600 Coulter Cellular Analysis System | AUTOMATED WHOLE BLOOD HEMATOLOGY ANALYSERS - LOW ROUTINE (Throughput <= 100 samples/hr) | IVD General
Beckman Coulter, Inc. | EU | IVD | W0102080101 | Digoxin Reagent (DIGN 2 x 100) | DIGOXIN | IVD General
Beckman Coulter, Inc. | EU | IVD | W01010399 | Cartridge Chemistry Wash Solution (CCWA 2 x 300) | ELECTROLYTES - OTHER | IVD General
Beckman Coulter, Inc. | EU | IVD | W0103080199 | COULTER CLONE B1-RD1 | MONOCLONAL ANTIBODIES FOR CELL SURFACE ANTIGENS - OTHER | IVD General
Beckman Coulter, Inc. | EU | IVD | W0103080199 | COULTER CLONE T8-RD1 | MONOCLONAL ANTIBODIES FOR CELL SURFACE ANTIGENS - OTHER | IVD General
Beckman Coulter, Inc. | EU | IVD | W0103080499 | COULTER CLONE MY4-RD1 | FLOW CYTOMETRY CONTROLS - OTHER | IVD General
Beckman Coulter, Inc. | EU | IVD | W0103080199 | CC B4-RD1 | MONOCLONAL ANTIBODIES FOR CELL SURFACE ANTIGENS - OTHER | IVD General
Beckman Coulter, Inc. | EU | IVD | W0103080101 | CYTO-STAT/COULTER CLONE T4-RD1/T8-FITC | ANTIBODIES FOR B AND T-CELL SUBTYPING | IVD General
Beckman Coulter, Inc. | EU | IVD | W0103080199 | COULTER CLONE B4-FITC | MONOCLONAL ANTIBODIES FOR CELL SURFACE ANTIGENS - OTHER | IVD General
Beckman Coulter, Inc. | EU | IVD | W0101050101 | SYNCHRON Control Multilevel Comprehensive Chemistry Control Serum | ASSAYED MULTICOMPONENT CONTROLS (CC) | IVD General
Beckman Coulter, Inc. | EU | IVD | W0103080199 | COULTER CLONE T11-RD1 (CD2-RD1) | MONOCLONAL ANTIBODIES FOR CELL SURFACE ANTIGENS - OTHER | IVD General
Beckman Coulter, Inc. | EU | IVD | W0103080199 | CYTO-STAT/COULTER CLONE T4-FITC | MONOCLONAL ANTIBODIES FOR CELL SURFACE ANTIGENS - OTHER | IVD General
Beckman Coulter, Inc. | EU | IVD | W0103080199 | COULTER CLONE T4-FITC | MONOCLONAL ANTIBODIES FOR CELL SURFACE ANTIGENS - OTHER | IVD General
Beckman Coulter, Inc. | EU | IVD | W0103080199 | COULTER CLONE T11-FITC | MONOCLONAL ANTIBODIES FOR CELL SURFACE ANTIGENS - OTHER | IVD General
Beckman Coulter, Inc. | EU | IVD | W0103080199 | CYTO-STAT/COULTER CLONE B4-RD1 | MONOCLONAL ANTIBODIES FOR CELL SURFACE ANTIGENS - OTHER | IVD General
Beckman Coulter, Inc. | EU | IVD | W0103080199 | COULTER CLONE B1-FITC | MONOCLONAL ANTIBODIES FOR CELL SURFACE ANTIGENS - OTHER | IVD General
Beckman Coulter, Inc. | EU | IVD | W0103080401 | IMMUNO-BRITE Standards Kit | SETUP BEADS | IVD General
Beckman Coulter, Inc. | EU | IVD | W0103080499 | COULTER Clone MsIgG1-FITC | FLOW CYTOMETRY CONTROLS - OTHER | IVD General
Beckman Coulter, Inc. | EU | IVD | W0103080199 | COULTER CLONE T4-RD1 | MONOCLONAL ANTIBODIES FOR CELL SURFACE ANTIGENS - OTHER | IVD General
Beckman Coulter, Inc. | EU | IVD | W0103080199 | CYTO-STAT/COULTER CLONE T8-RD1 | MONOCLONAL ANTIBODIES FOR CELL SURFACE ANTIGENS - OTHER | IVD General
Beckman Coulter, Inc. | EU | IVD | W0103080199 | CYTO-STAT/COULTER CLONE T8-FITC | MONOCLONAL ANTIBODIES FOR CELL SURFACE ANTIGENS - OTHER | IVD General
Beckman Coulter, Inc. | EU | IVD | W0103080199 | CYTO-STAT/COULTER CLONE B1-RD1 | MONOCLONAL ANTIBODIES FOR CELL SURFACE ANTIGENS - OTHER | IVD General
Beckman Coulter, Inc. | EU | IVD | W0103080499 | CYTO-STAT/COULTER CLONE MsIgG2a-FITC | FLOW CYTOMETRY CONTROLS - OTHER | IVD General
Beckman Coulter, Inc. | EU | IVD | W0103080499 | CYTO-STAT/COULTER CLONE MslgG2b-FITC | FLOW CYTOMETRY CONTROLS - OTHER | IVD General
Beckman Coulter, Inc. | EU | IVD | W0103080199 | CYTO-STAT/COULTER CLONE T4-RD1 | MONOCLONAL ANTIBODIES FOR CELL SURFACE ANTIGENS - OTHER | IVD General
Beckman Coulter, Inc. | EU | IVD | W0103080199 | CYTO-STAT/COULTER CLONE T11-RD1 | MONOCLONAL ANTIBODIES FOR CELL SURFACE ANTIGENS - OTHER | IVD General
Beckman Coulter, Inc. | EU | IVD | W0103080199 | COULTER CLONE MY4-FITC | MONOCLONAL ANTIBODIES FOR CELL SURFACE ANTIGENS - OTHER | IVD General
Beckman Coulter, Inc. | EU | IVD | W0103010503 | Coulter 5C Cell Control | MULTILEVEL BLOOD CONTROLS | IVD General
Beckman Coulter, Inc. | EU | IVD | W0103010599 | Coulter Retic-C Cell Control | HAEMATOLOGY CONTROLS - OTHER | IVD General
Beckman Coulter, Inc. | EU | IVD | W0103010599 | COULTER Latron CP-X Control | HAEMATOLOGY CONTROLS - OTHER | IVD General
Beckman Coulter, Inc. | EU | IVD | W0103010507 | S-CAL Calibrator | WHOLE BLOOD CALIBRATORS | IVD General
Beckman Coulter, Inc. | EU | IVD | W0103010599 | COULTER 6C Cell Control | HAEMATOLOGY CONTROLS - OTHER | IVD General
Beckman Coulter, Inc. | EU | IVD | W0103010506 | COULTER Retic-X Cell Control | RETICULOCYTE CONTROLS | IVD General
Beckman Coulter, Inc. | EU | IVD | W0103010599 | COULTER LIN-X Linearity Control | HAEMATOLOGY CONTROLS - OTHER | IVD General
Beckman Coulter, Inc. | EU | IVD | W0103010507 | COULTER S-CAL Calibrator Kit | WHOLE BLOOD CALIBRATORS | IVD General
Beckman Coulter, Inc. | EU | IVD | W0103080101 | CYTO-STAT/COULTER CLONE T11-RD1/B4-FITC | ANTIBODIES FOR B AND T-CELL SUBTYPING | IVD General
Beckman Coulter, Inc. | EU | IVD | W0103080199 | CYTO-STAT/COULTER CLONE B4-FITC | MONOCLONAL ANTIBODIES FOR CELL SURFACE ANTIGENS - OTHER | IVD General
Beckman Coulter, Inc. | EU | IVD | W0103080199 | CYTO-STAT/COULTER CLONE T11-FITC | MONOCLONAL ANTIBODIES FOR CELL SURFACE ANTIGENS - OTHER | IVD General
Beckman Coulter, Inc. | EU | IVD | W0103080499 | CYTO-STAT/COULTER CLONE MsIgG1-RD1/MsIgG2a-FITC | FLOW CYTOMETRY CONTROLS - OTHER | IVD General
Beckman Coulter, Inc. | EU | IVD | W0103080199 | COULTER CLONE T1-RD1 (CD5-RD1) | MONOCLONAL ANTIBODIES FOR CELL SURFACE ANTIGENS - OTHER | IVD General
Beckman Coulter, Inc. | EU | IVD | W0103080199 | COULTER CLONE T8-FITC | MONOCLONAL ANTIBODIES FOR CELL SURFACE ANTIGENS - OTHER | IVD General
Beckman Coulter, Inc. | EU | IVD | W0103080499 | CYTO-STAT/COULTER CLONE MsIgG1-RD1/MsIgG1-FITC | FLOW CYTOMETRY CONTROLS - OTHER | IVD General
Beckman Coulter, Inc. | EU | IVD | W0103010599 | Latron Control 2 | HAEMATOLOGY CONTROLS - OTHER | IVD General
Beckman Coulter, Inc. | EU | IVD | W0103010599 | COULTER LIN-C Linearity Controls | HAEMATOLOGY CONTROLS - OTHER | IVD General
Beckman Coulter, Inc. | EU | IVD | W0103010599 | Latron Primer I | HAEMATOLOGY CONTROLS - OTHER | IVD General
Beckman Coulter, Inc. | EU | IVD | W0103080401 | PC7 (770/488) SETUP KIT | SETUP BEADS | IVD General
Beckman Coulter, Inc. | EU | IVD | W0103080199 | IOTest CD3-PC7 | MONOCLONAL ANTIBODIES FOR CELL SURFACE ANTIGENS - OTHER | IVD General
Beckman Coulter, Inc. | EU | IVD | W0103080499 | IOTest MslgG1-PC7 | FLOW CYTOMETRY CONTROLS - OTHER | IVD General
Beckman Coulter, Inc. | EU | IVD | W0103080199 | IOTest CD8-PC7 | MONOCLONAL ANTIBODIES FOR CELL SURFACE ANTIGENS - OTHER | IVD General
Beckman Coulter, Inc. | EU | IVD | W0103080199 | IOTest CD4-PC7 | MONOCLONAL ANTIBODIES FOR CELL SURFACE ANTIGENS - OTHER | IVD General
Beckman Coulter, Inc. | EU | IVD | W0103080199 | CYTO-STAT/COULTER CLONE CD8-ECD | MONOCLONAL ANTIBODIES FOR CELL SURFACE ANTIGENS - OTHER | IVD General
Beckman Coulter, Inc. | EU | IVD | W0103080401 | APC (675/633) Setup Kit | SETUP BEADS | IVD General
Beckman Coulter, Inc. | EU | IVD | W0103010599 | Coulter Retic-C Cell Control | HAEMATOLOGY CONTROLS - OTHER | IVD General
Beckman Coulter, Inc. | EU | IVD | W0101050203 | Ultimate-D Bilirubin Control Level 1 | BILIRUBIN CONTROLS | IVD General
Beckman Coulter, Inc. | EU | IVD | W0101050203 | Ultimate-D Bilirubin Control Level 4 | BILIRUBIN CONTROLS | IVD General
Beckman Coulter, Inc. | EU | IVD | W0101050203 | Ultimate-D Bilirubin Control Level 3 | BILIRUBIN CONTROLS | IVD General
Beckman Coulter, Inc. | EU | IVD | W0101050203 | Ultimate-D Bilirubin Control Level 2 | BILIRUBIN CONTROLS | IVD General
Beckman Coulter, Inc. | EU | IVD | W0103080403 | IMMUNO-TROL Cells | LYMPHOCYTE SUBTYPING CONTROLS | IVD General
Beckman Coulter, Inc. | EU | IVD | W0103080106 | CYTO-STAT tetraCHROME CD45-FITC/CD56-RD1/CD19-ECD/CD3-PC5 | ANTIBODIES FOR LYMPHOCYTE SUBTYPING | IVD General
Beckman Coulter, Inc. | EU | IVD | W0103080101 | CYTO-STAT triCHROME CD45-FITC/CD19-RD1 ICD3-PC5 | ANTIBODIES FOR B AND T-CELL SUBTYPING | IVD General
Beckman Coulter, Inc. | EU | IVD | W0103080106 | CYTO-STAT CD3(IgG1)-FITC/CD56-RD1 | ANTIBODIES FOR LYMPHOCYTE SUBTYPING | IVD General
Beckman Coulter, Inc. | EU | IVD | W0103080499 | MsIgG1-FITC/MslgG1-RD1/MslgG1-PC5 | FLOW CYTOMETRY CONTROLS - OTHER | IVD General
Beckman Coulter, Inc. | EU | IVD | W0103080101 | CYTO-STAT triCHROME CD8-FITC/CD4-RD1/CD3-PC5 | ANTIBODIES FOR B AND T-CELL SUBTYPING | IVD General
Beckman Coulter, Inc. | EU | IVD | W0103080599 | CYTO-COMP Cell Kit | AUXILIARY & SUPPLEMENTAL REAGENTS FOR FLOW CYTOMETRY - OTHER | IVD General
Beckman Coulter, Inc. | EU | IVD | W0103080499 | CYTO-STAT triCHROME CD45-FITC/MslgG1-RD1/MslgG1-PC5 | FLOW CYTOMETRY CONTROLS - OTHER | IVD General
Beckman Coulter, Inc. | EU | IVD | W0103010199 | CLENZ Solution | REAGENTS FOR (AUTOMATED) HAEMATOLOGY ANALYZER - OTHER | IVD General
Beckman Coulter, Inc. | EU | IVD | W0103080101 | CYTO-STAT triCHROME CD45-FITC/CD4-RD1/CD3-PC5 | ANTIBODIES FOR B AND T-CELL SUBTYPING | IVD General
Beckman Coulter, Inc. | EU | IVD | W0103080101 | CYTO-STAT tetraCHROME CD45-FITC/CD4-RD1/CD8-ECD/CD3-PC5 | ANTIBODIES FOR B AND T-CELL SUBTYPING | IVD General
Beckman Coulter, Inc. | EU | IVD | W0103080101 | CYTO-STAT triCHROME CD45-FITC/CD56-RD1/CD3-PC5 | ANTIBODIES FOR B AND T-CELL SUBTYPING | IVD General
Beckman Coulter, Inc. | EU | IVD | W0103080403 | IMMUNO-TROL Low Cells | LYMPHOCYTE SUBTYPING CONTROLS | IVD General
Beckman Coulter, Inc. | EU | IVD | W0103080106 | CYTO-STAT/COULTER CLONE CD3 (IgG1)-FITC/T8-RD1 | ANTIBODIES FOR LYMPHOCYTE SUBTYPING | IVD General
Beckman Coulter, Inc. | EU | IVD | W0103080101 | CYTO-STAT/COULTER CLONE CD3(IgG1)-FITC/T4-RD1 | ANTIBODIES FOR B AND T-CELL SUBTYPING | IVD General
Beckman Coulter, Inc. | EU | IVD | W0103080199 | COULTER CLONE CD3 (IgG1)-RD1 | MONOCLONAL ANTIBODIES FOR CELL SURFACE ANTIGENS - OTHER | IVD General
Beckman Coulter, Inc. | EU | IVD | W0103080199 | COULTER CLONE CD3 (IgG1)-FITC | MONOCLONAL ANTIBODIES FOR CELL SURFACE ANTIGENS - OTHER | IVD General
Beckman Coulter, Inc. | EU | IVD | W0103080199 | CYTO-STAT/COULTER CLONE CD3 (lgG1)-RD1 | MONOCLONAL ANTIBODIES FOR CELL SURFACE ANTIGENS - OTHER | IVD General
Beckman Coulter, Inc. | EU | IVD | W0103080101 | CYTO-STAT/COULTER CLONE T8-RD1/T4-FITC | ANTIBODIES FOR B AND T-CELL SUBTYPING | IVD General
Beckman Coulter, Inc. | EU | IVD | W0103080199 | CYTO-STAT/COULTER CLONE Mo2-RD1 | MONOCLONAL ANTIBODIES FOR CELL SURFACE ANTIGENS - OTHER | IVD General
Beckman Coulter, Inc. | EU | IVD | W0103080199 | CYTO·STAT/COUTER CLONE Mo2-RD1 /KC56(T-200)·FITC | MONOCLONAL ANTIBODIES FOR CELL SURFACE ANTIGENS - OTHER | IVD General
Beckman Coulter, Inc. | EU | IVD | W0103080499 | CYTO-STAT/COULTER CLONE MsIgM-FITC | FLOW CYTOMETRY CONTROLS - OTHER | IVD General
Beckman Coulter, Inc. | EU | IVD | W0103080401 | Flow-Set Fluorospheres | SETUP BEADS | IVD General
Beckman Coulter, Inc. | EU | IVD | W0103080599 | LeukoSure Fluorospheres | AUXILIARY & SUPPLEMENTAL REAGENTS FOR FLOW CYTOMETRY - OTHER | IVD General
Beckman Coulter, Inc. | EU | IVD | W0102152299 | Immunochemistry Systems CAL 2 Calibrator 2 | STANDARDS AND CALIBRATORS - IMMUNOCHEMISTRY - OTHER | IVD General
Beckman Coulter, Inc. | EU | IVD | W0103080499 | CYTO-STAT/COULTER CLONE MslgG1-FITC | FLOW CYTOMETRY CONTROLS - OTHER | IVD General
Beckman Coulter, Inc. | EU | IVD | W0103080101 | Cyto-Stat Tirchrome CD45-FITC/CD8-RD1/CD3-PC5 | ANTIBODIES FOR B AND T-CELL SUBTYPING | IVD General
Beckman Coulter, Inc. | EU | IVD | W0202010101 | AcT 5 diff OV | AUTOMATED WHOLE BLOOD HEMATOLOGY ANALYSERS - LOW ROUTINE (Throughput <= 100 samples/hr) | IVD General
Beckman Coulter, Inc. | EU | IVD | W0103080106 | CYTO-STAT/COULTER CLONE CD3(IgG1)-FITC/84-RD1 | ANTIBODIES FOR LYMPHOCYTE SUBTYPING | IVD General
Beckman Coulter, Inc. | EU | IVD | W0103080199 | CYTO-STAT/COULTER CLONE CD3(IgG1)-FITC | MONOCLONAL ANTIBODIES FOR CELL SURFACE ANTIGENS - OTHER | IVD General
Beckman Coulter, Inc. | EU | IVD | W0103080403 | COULTER CYTO-TROL Control Cells Kit | LYMPHOCYTE SUBTYPING CONTROLS | IVD General
Beckman Coulter, Inc. | EU | IVD | W0103080101 | CYTO-STAT/COULTER CLONE T11-RD1/B1-FITC | ANTIBODIES FOR B AND T-CELL SUBTYPING | IVD General
Beckman Coulter, Inc. | EU | IVD | W0102090103 | Barbiturates Reagent (BARB 1 x 250) | BARBITURATES | IVD General
Beckman Coulter, Inc. | EU | IVD | W0102090110 | Methadone Reagent (METD 1 x 250) | METHADONE | IVD General
Beckman Coulter, Inc. | EU | IVD | W0102090111 | Methaqualone Reagent (METQ 1 x 250) | METHAQUALONE | IVD General
Beckman Coulter, Inc. | EU | IVD | W0102090113 | Opiate 300 ng Reagent (OP 1 x 250) | OPIATES | IVD General
Beckman Coulter, Inc. | EU | IVD | W0102090115 | Propoxyphene Reagent (PROX 1 x 250) | PROPOXYPHENE | IVD General
Beckman Coulter, Inc. | EU | IVD | W0102090105 | Cannabinoid 50 ng Reagent (THC5 1 x 250) | CANNABINOIDS | IVD General
Beckman Coulter, Inc. | EU | IVD | W0102152203 | SYNCHRON Systems PAB Calibrator | SPECIFIC PROTEIN STANDARDS AND CALIBRATORS | IVD General
Beckman Coulter, Inc. | EU | IVD | W0101050302 | SYNCHRON Systems MA Calibrator | CALIBRATORS SINGLE COMPONENT (CC) | IVD General
Beckman Coulter, Inc. | EU | IVD | W0102010305 | Prealbumin Reagent (PAB 2 x 100) | PRE-ALBUMIN / TRANSTHYRETIN | IVD General
Beckman Coulter, Inc. | EU | IVD | W01010105 | Alkaline Phosphatase Reagent | ALKALINE PHOSPHATASE - TOTAL | IVD General
Beckman Coulter, Inc. | EU | IVD | W01010113 | Creatine Kinase Reagent | CREATINE KINASE - TOTAL | IVD General
Beckman Coulter, Inc. | EU | IVD | W01010203 | Direct Bilirubin Reagent | BILIRUBIN | IVD General
Beckman Coulter, Inc. | EU | IVD | W01010110 | Aspartate Aminotransferase Reagent | ASPARTATE AMINO-TRANSFERASE | IVD General
Beckman Coulter, Inc. | EU | IVD | W01010123 | Lipase Reagent (LIP 2 x 60) | LIPASE | IVD General
Beckman Coulter, Inc. | EU | IVD | W01010103 | SYNCHRON Alanine Aminotransferase Reagent (ALT) 2 x 400 | ALANINE AMINO-TRANSFERASE | IVD General
Beckman Coulter, Inc. | EU | IVD | W01010120 | Lactate Dehydrogenase Reagent | LACTATE DEHYDROGENASE P ( LDH - P --> L ) | IVD General
Beckman Coulter, Inc. | EU | IVD | W01010116 | Gamma-Glutamyl Transferase Reagent | GAMMA GLUTAMYLTRANSFERASE | IVD General
Beckman Coulter, Inc. | EU | IVD | W0105020202 | Access HBc Ab | HEPATITIS B SURFACE ANTIGEN - CONFIRMATORY | IVD Annex II List A
Beckman Coulter, Inc. | EU | IVD | W0102152206 | Access Intrinsic Factor Ab Calibrators | ANAEMIA RELATED/VITAMIN STANDARDS AND CALIBRATORS | IVD General
Beckman Coulter, Inc. | EU | IVD | W01029003 | Access Hybritech PSA Sample Diluent | BUFFERS (UNASSIGNABLE), SUPPLEM. REAGENTS, ETC (IC) | IVD Annex II List B
Beckman Coulter, Inc. | EU | IVD | W0102060318 | Access Ostase (Reagent Pack) | BONE ALKALINE PHOSPHATASE (IC) | IVD General
Beckman Coulter, Inc. | EU | IVD | W0102152299 | Access Ostase Calibrators | STANDARDS AND CALIBRATORS - IMMUNOCHEMISTRY - OTHER | IVD General
Beckman Coulter, Inc. | EU | IVD | W0102152099 | Access Ostase QC | CONTROLS- IMMUNOCHEMISTRY - OTHER | IVD General
Beckman Coulter, Inc. | EU | IVD | W0102030106 | Access OV Monitor (Reagent Pack) | CANCER ANTIGEN 125 | IVD General
Beckman Coulter, Inc. | EU | IVD | W0105020104 | Access HAV IgM (Reagent Pack) | HAV ANTIBODY IGM | IVD General
Beckman Coulter, Inc. | EU | IVD | W0102152204 | Access CK-MB Calibrators | CARDIAC MARKER STANDARDS AND CALIBRATORS | IVD General
Beckman Coulter, Inc. | EU | IVD | W0102030102 | Access BR Monitor (Reagent Pack) | CANCER ANTIGEN 15-3 | IVD General
Beckman Coulter, Inc. | EU | IVD | W0102152299 | Access BR Monitor Calibrators | STANDARDS AND CALIBRATORS - IMMUNOCHEMISTRY - OTHER | IVD General
Beckman Coulter, Inc. | EU | IVD | W0102030103 | Access GI Monitor (reagent pack) | CANCER ANTIGEN 19-9 | IVD General
Beckman Coulter, Inc. | EU | IVD | W0102152202 | Access GI Monitor Calibrators | HORMONE STANDARDS AND CALIBRATORS | IVD General
Beckman Coulter, Inc. | EU | IVD | W0102070205 | Access Intrinsic Factor Ab (reagent pack) | INTRINSIC FACTOR (BLOCKING ANTIBODY) | IVD General
Beckman Coulter, Inc. | EU | IVD | W01010114 | Access CK-MB | CREATINE KINASE - MB ACTIVITY (CC) | IVD General
Beckman Coulter, Inc. | EU | IVD | W0102152299 | Access OV Monitor Calibrators | STANDARDS AND CALIBRATORS - IMMUNOCHEMISTRY - OTHER | IVD General
Beckman Coulter, Inc. | EU | IVD | W0102152006 | Access Intrinsic Factor Ab QC | ANAEMIA RELATED/VITAMIN CONTROLS | IVD General
Beckman Coulter, Inc. | EU | IVD | W0102152299 | Access HBc Ab QC | STANDARDS AND CALIBRATORS - IMMUNOCHEMISTRY - OTHER | IVD Annex II List A
Beckman Coulter, Inc. | EU | IVD | W0102152299 | Access HAV IgM Calibrators | STANDARDS AND CALIBRATORS - IMMUNOCHEMISTRY - OTHER | IVD General
Beckman Coulter, Inc. | EU | IVD | W0102152099 | Access HAV IgM QC | CONTROLS- IMMUNOCHEMISTRY - OTHER | IVD General
Beckman Coulter, Inc. | EU | IVD | W0102152299 | Access HBc IgM Calibrators | STANDARDS AND CALIBRATORS - IMMUNOCHEMISTRY - OTHER | IVD Annex II List A
Beckman Coulter, Inc. | EU | IVD | W0102152099 | Access Toxo IgM II QC | CONTROLS- IMMUNOCHEMISTRY - OTHER | IVD Annex II List B
Beckman Coulter, Inc. | EU | IVD | W0102152299 | Access Toxo IgM II Calibrators | STANDARDS AND CALIBRATORS - IMMUNOCHEMISTRY - OTHER | IVD Annex II List B
Beckman Coulter, Inc. | EU | IVD | W0102152299 | Access HBc IgM QC | STANDARDS AND CALIBRATORS - IMMUNOCHEMISTRY - OTHER | IVD Annex II List A
Beckman Coulter, Inc. | EU | IVD | W0105040102 | Access Rubella IgG | RUBELLA VIRUS IGG | IVD Annex II List B
Beckman Coulter, Inc. | EU | IVD | W0105050103 | Access Toxo IgM II | TOXOPLASMA ANTIBODY IGM | IVD Annex II List B
Beckman Coulter, Inc. | EU | IVD | W0102152299 | Access RUBELLA IgG Calibrators | STANDARDS AND CALIBRATORS - IMMUNOCHEMISTRY - OTHER | IVD Annex II List B
Beckman Coulter, Inc. | EU | IVD | W0102152299 | Access RUBELLA IgG QC | STANDARDS AND CALIBRATORS - IMMUNOCHEMISTRY - OTHER | IVD Annex II List B
Beckman Coulter, Inc. | EU | IVD | W0105080902 | Access HBc IgM (Reagent Pack) | HEPATITIS VIRUS STANDARDS AND CALIBRATORS - INF.IMM. | IVD Annex II List A
Beckman Coulter, Inc. | EU | IVD | W0105080904 | Access RUBELLA IgM CALIBRATORS | OTHER VIROLOGY STANDARDS AND CALIBRATORS - INF.IMM. | IVD Annex II List B
Beckman Coulter, Inc. | EU | IVD | W0102152299 | Access Hybritech free PSA Calibrators | STANDARDS AND CALIBRATORS - IMMUNOCHEMISTRY - OTHER | IVD Annex II List B
Beckman Coulter, Inc. | EU | IVD | W0102030113 | Access Hybritech free PSA (reagent pack) | TOTAL PROSTATIC SPECIFIC ANTIGEN | IVD Annex II List B
Beckman Coulter, Inc. | EU | IVD | W0102152099 | Access Hybritech PSA QC | CONTROLS- IMMUNOCHEMISTRY - OTHER | IVD Annex II List B
Beckman Coulter, Inc. | EU | IVD | W0102152299 | Access Hybritech PSA Calibrators | STANDARDS AND CALIBRATORS - IMMUNOCHEMISTRY - OTHER | IVD Annex II List B
Beckman Coulter, Inc. | EU | IVD | W0102030113 | Access Hybritech PSA (reagent pack) | TOTAL PROSTATIC SPECIFIC ANTIGEN | IVD Annex II List B
Beckman Coulter, Inc. | EU | IVD | W0105080899 | Access RUBELLA IgM QC | CONTROLS - INF. IMMUNOLOGY - OTHER | IVD Annex II List B
Beckman Coulter, Inc. | EU | IVD | W0102152099 | Access Hybritech free PSA QC | CONTROLS- IMMUNOCHEMISTRY - OTHER | IVD Annex II List B
Beckman Coulter, Inc. | EU | IVD | W0102152203 | High Sensitivity Cardiac C-Reactive Protein Reagent (CRPH 2 x 200) | SPECIFIC PROTEIN STANDARDS AND CALIBRATORS | IVD General
Beckman Coulter, Inc. | EU | IVD | W0102152201 | SYNCHRON Systems Vancomycin Calibrator | TDM/DRUG STANDARDS AND CALIBRATORS | IVD General
Beckman Coulter, Inc. | EU | IVD | W0102090213 | Salicylate Reagent (SALY 2 x 45) | SALICYLATE | IVD General
Beckman Coulter, Inc. | EU | IVD | W0102152299 | Access HBc Ab Calibrators | STANDARDS AND CALIBRATORS - IMMUNOCHEMISTRY - OTHER | IVD Annex II List A
Beckman Coulter, Inc. | EU | IVD | W0102152202 | Access Cortisol Calibrator S0 | HORMONE STANDARDS AND CALIBRATORS | IVD General
Beckman Coulter, Inc. | EU | IVD | W0102080101 | Access Digoxin (reagent pack) | DIGOXIN | IVD General
Beckman Coulter, Inc. | EU | IVD | W0102152299 | Access Digoxin Calibrators | STANDARDS AND CALIBRATORS - IMMUNOCHEMISTRY - OTHER | IVD General
Beckman Coulter, Inc. | EU | IVD | W0102152299 | Access Digoxin Calibrator S0 | STANDARDS AND CALIBRATORS - IMMUNOCHEMISTRY - OTHER | IVD General
Beckman Coulter, Inc. | EU | IVD | W01020407 | Access Total T4 (reagent pack) | THYROXINE | IVD General
Beckman Coulter, Inc. | EU | IVD | W0102152299 | Access Total T4 Calibrators | STANDARDS AND CALIBRATORS - IMMUNOCHEMISTRY - OTHER | IVD General
Beckman Coulter, Inc. | EU | IVD | W01020406 | Access Thyroid Uptake (reagent pack) | T- UPTAKE | IVD General
Beckman Coulter, Inc. | EU | IVD | W0102152202 | Access Thyroid Uptake Calibrators | HORMONE STANDARDS AND CALIBRATORS | IVD General
Beckman Coulter, Inc. | EU | IVD | W01020408 | Access Thyroglobulin (reagent pack) | THYROGLOBULIN | IVD General
Beckman Coulter, Inc. | EU | IVD | W0102152202 | Access HYPERsensitive TSH Calibrators | HORMONE STANDARDS AND CALIBRATORS | IVD General
Beckman Coulter, Inc. | EU | IVD | W01029003 | Access Thyroglobulin Sample Diluent | BUFFERS (UNASSIGNABLE), SUPPLEM. REAGENTS, ETC (IC) | IVD General
Beckman Coulter, Inc. | EU | IVD | W0102152299 | Access Free T4 Calibrators | STANDARDS AND CALIBRATORS - IMMUNOCHEMISTRY - OTHER | IVD General
Beckman Coulter, Inc. | EU | IVD | W0105020102 | HAV Ab (Reagent pack) | HAV ANTIBODY (TOTAL) | IVD General
Beckman Coulter, Inc. | EU | IVD | W0102152203 | HAV Ab Calibrators | SPECIFIC PROTEIN STANDARDS AND CALIBRATORS | IVD General
Beckman Coulter, Inc. | EU | IVD | W0102152203 | HAV Ab QC | SPECIFIC PROTEIN STANDARDS AND CALIBRATORS | IVD General
Beckman Coulter, Inc. | EU | IVD | W0102060203 | Access Cortisol (reagent pack) | CORTISOL | IVD General
Beckman Coulter, Inc. | EU | IVD | W0102152202 | Access Prolactin Calibrators | HORMONE STANDARDS AND CALIBRATORS | IVD General
Beckman Coulter, Inc. | EU | IVD | W0102152299 | Access Estradiol Calibrators | STANDARDS AND CALIBRATORS - IMMUNOCHEMISTRY - OTHER | IVD General
Beckman Coulter, Inc. | EU | IVD | W0102050106 | Access Progesterone (reagent pack) | PROGESTERONE | IVD General
Beckman Coulter, Inc. | EU | IVD | W0102152299 | Access Progesterone Calibrators S0 | STANDARDS AND CALIBRATORS - IMMUNOCHEMISTRY - OTHER | IVD General
Beckman Coulter, Inc. | EU | IVD | W0102152299 | Access Testosterone Calibrators | STANDARDS AND CALIBRATORS - IMMUNOCHEMISTRY - OTHER | IVD General
Beckman Coulter, Inc. | EU | IVD | W0102060402 | Access Ultrasensitive hGH (reagent pack) | HUMAN GROWTH HORMONE | IVD General
Beckman Coulter, Inc. | EU | IVD | W0102152299 | Access Progesterone Calibrators | STANDARDS AND CALIBRATORS - IMMUNOCHEMISTRY - OTHER | IVD General
Beckman Coulter, Inc. | EU | IVD | W0102152299 | Access Unconjugated Estriol Calibrators | STANDARDS AND CALIBRATORS - IMMUNOCHEMISTRY - OTHER | IVD Annex II List B
Beckman Coulter, Inc. | EU | IVD | W01010103 | Alanine Aminotransferase Reagent | ALANINE AMINO-TRANSFERASE | IVD General
Beckman Coulter, Inc. | EU | IVD | W01010120 | Lactate Dehydrogenase Reagent (LD-P 2 x 200) | LACTATE DEHYDROGENASE P ( LDH - P --> L ) | IVD General
Beckman Coulter, Inc. | EU | IVD | W01010110 | Aspartate Aminotransferase Reagent | ASPARTATE AMINO-TRANSFERASE | IVD General
Beckman Coulter, Inc. | EU | IVD | W01010105 | Alkaline Phosphatase Reagent | ALKALINE PHOSPHATASE - TOTAL | IVD General
Beckman Coulter, Inc. | EU | IVD | W01010204 | BUN Reagent (BUN 2 x 300) | UREA/BLOOD UREA NITROGEN | IVD General
Beckman Coulter, Inc. | EU | IVD | W01010201 | Albumin Reagent (ALB 2 x 300) | ALBUMIN (CC) | IVD General
Beckman Coulter, Inc. | EU | IVD | W01019001 | PVT3 (Combined Carryover Test) | BUFFERS (UNASSIGNABLE), SUPPLEM. REAGENTS, ETC (CC) | IVD General
Beckman Coulter, Inc. | EU | IVD | W01010232 | Uric Acid Reagent (URIC 2 x 300) | URIC ACID | IVD General
Beckman Coulter, Inc. | EU | IVD | W01010116 | Gamma-Glutamyl Transferase Reagent | GAMMA GLUTAMYLTRANSFERASE | IVD General
Beckman Coulter, Inc. | EU | IVD | W01019001 | PVT2 (Buffer Blank And Cuvette Dryness Test) | BUFFERS (UNASSIGNABLE), SUPPLEM. REAGENTS, ETC (CC) | IVD General
Beckman Coulter, Inc. | EU | IVD | W0201010185 | SYNCHRON UDR Kit (2-pack) | CHEMISTRY ANALYSERS - CONSUMABLES | IVD General
Beckman Coulter, Inc. | EU | IVD | W0102152209 | SYNCHRON Systems 100 ng/mL THC Urine Calibrator | DRUGS OF ABUSE / TOXICOLOGY STANDARDS AND CALIBRATORS | IVD General
Beckman Coulter, Inc. | EU | IVD | W0101050301 | SYNCHRON® Systems Fe/IBCT Calibrator Kit | CALIBRATORS MULTICOMPONENT (CC) | IVD General
Beckman Coulter, Inc. | EU | IVD | W01010113 | Creatine Kinase Reagent | CREATINE KINASE - TOTAL | IVD General
Beckman Coulter, Inc. | EU | IVD | W0102090105 | Cannabinoid 100 ng Reagent (THC 1 x 150) | CANNABINOIDS | IVD General
Beckman Coulter, Inc. | EU | IVD | W01010203 | Direct Bilirubin Reagent | BILIRUBIN | IVD General
Beckman Coulter, Inc. | EU | IVD | W01010301 | Ammonia Reagent (AMM 2 x 25) | AMMONIA | IVD General
Beckman Coulter, Inc. | EU | IVD | W0101050303 | SYNCHRON® Systems Enzyme Validator Set Levels 1 and 2 | AQUEOUS STANDARDS (CC) | IVD General
Beckman Coulter, Inc. | EU | IVD | W01010204 | Urea Reagent (UREA 2 x 300) | UREA/BLOOD UREA NITROGEN | IVD General
Beckman Coulter, Inc. | EU | IVD | W02050185 | SYNCHRON UDR Kit (12-pack) | NUCLEIC ACID TESTING INSTRUMENTS EXCEPT MICRO-ARRAYS - CONSUMABLES | IVD General
Beckman Coulter, Inc. | EU | IVD | W01010306 | Magnesium Reagent (MG 2 x 100) | MAGNESIUM | IVD General
Beckman Coulter, Inc. | EU | IVD | W01010203 | Total Bilirubin Reagent (TBIL 2 x 300) | BILIRUBIN | IVD General
Beckman Coulter, Inc. | EU | IVD | W01010230 | Total Protein Reagent (TP 2 x 300) | TOTAL PROTEIN | IVD General
Beckman Coulter, Inc. | EU | IVD | W0102152299 | SYNCHRON Systems DAT Negative Urine Calibrator | STANDARDS AND CALIBRATORS - IMMUNOCHEMISTRY - OTHER | IVD General
Beckman Coulter, Inc. | EU | IVD | W0102152299 | SYNCHRON Systems 50 ng/mL THC Urine Calibrator | STANDARDS AND CALIBRATORS - IMMUNOCHEMISTRY - OTHER | IVD General
Beckman Coulter, Inc. | EU | IVD | W01010120 | Lactate Dehydrogenase Reagent | LACTATE DEHYDROGENASE P ( LDH - P --> L ) | IVD General
Beckman Coulter, Inc. | EU | IVD | W0102152299 | SYNCHRON Systems 200 ng/mL THC Urine Calibrator | STANDARDS AND CALIBRATORS - IMMUNOCHEMISTRY - OTHER | IVD General
Beckman Coulter, Inc. | EU | IVD | W0101050301 | SYNCHRON® Systems SYNCHRON Multi Calibrator | CALIBRATORS MULTICOMPONENT (CC) | IVD General
Beckman Coulter, Inc. | EU | IVD | W0102152299 | Immunochemistry Systems UCAL Urine Protein Calibrator | STANDARDS AND CALIBRATORS - IMMUNOCHEMISTRY - OTHER | IVD General
Beckman Coulter, Inc. | EU | IVD | W0102152299 | Access Total T3 Calibrators | STANDARDS AND CALIBRATORS - IMMUNOCHEMISTRY - OTHER | IVD General
Beckman Coulter, Inc. | EU | IVD | W0102152202 | Access Thyroglobulin Calibrators | HORMONE STANDARDS AND CALIBRATORS | IVD General
Beckman Coulter, Inc. | EU | IVD | W01020402 | Access Free T4 (reagent pack) | FREE THYROXINE | IVD General
Beckman Coulter, Inc. | EU | IVD | W01020410 | Access HYPERsensitive TSH (reagent pack) | THYROID STIMULATING HORMONE | IVD General
Beckman Coulter, Inc. | EU | IVD | W0102152299 | Access hFSH (Calibrators) | STANDARDS AND CALIBRATORS - IMMUNOCHEMISTRY - OTHER | IVD General
Beckman Coulter, Inc. | EU | IVD | W0102050108 | Access Prolactin (Reagent Pack) | PROLACTIN | IVD General
Beckman Coulter, Inc. | EU | IVD | W0102152202 | Access Cortisol Calibrators | HORMONE STANDARDS AND CALIBRATORS | IVD General
Beckman Coulter, Inc. | EU | IVD | W0102152299 | Access Estradiol Calibrator S0 | STANDARDS AND CALIBRATORS - IMMUNOCHEMISTRY - OTHER | IVD General
Beckman Coulter, Inc. | EU | IVD | W0102050103 | Access Estradiol (Reagent Pack) | ESTRADIOL | IVD General
Beckman Coulter, Inc. | EU | IVD | W0102050110 | Access Testosterone (reagent pack) | TESTOSTERONE (WITH DEHYDRO AND FREE TESTOSTERONE) | IVD General
Beckman Coulter, Inc. | EU | IVD | W0102050203 | Access Unconjugated Estriol (reagent pack) | UNCONJUGATED (FREE) ESTRIOL | IVD Annex II List B
Beckman Coulter, Inc. | EU | IVD | W0102152299 | Access Ultrasensitive hGH Calibrators | STANDARDS AND CALIBRATORS - IMMUNOCHEMISTRY - OTHER | IVD General
Beckman Coulter, Inc. | EU | IVD | W0103010599 | SYNCHRON Systems Ammonia/Alcohol Control Level 3 | HAEMATOLOGY CONTROLS - OTHER | IVD General
Beckman Coulter, Inc. | EU | IVD | W0103010599 | SYNCHRON Systems Ammonia/Alcohol Control Level 2 | HAEMATOLOGY CONTROLS - OTHER | IVD General
Beckman Coulter, Inc. | EU | IVD | W0103010599 | SYNCHRON Systems Ammonia/Alcohol Control Level 1 | HAEMATOLOGY CONTROLS - OTHER | IVD General
Beckman Coulter, Inc. | EU | IVD | W0102152299 | SYNCHRON Systems 20 ng/mL THC Urine Calibrator | STANDARDS AND CALIBRATORS - IMMUNOCHEMISTRY - OTHER | IVD General
Beckman Coulter, Inc. | EU | IVD | W01021308 | C-Reactive Protein Reagent (CRP 2 x 200) | HIGH-SENSITIVITY C-.REACTIVE PROTEIN | IVD General
Beckman Coulter, Inc. | EU | IVD | W0102152099 | Immunochemistry Systems Level 1 Urine Protein Control | CONTROLS- IMMUNOCHEMISTRY - OTHER | IVD General
Beckman Coulter, Inc. | EU | IVD | W0102152099 | Immunochemistry Systems Level 2 Urine Protein Control | CONTROLS- IMMUNOCHEMISTRY - OTHER | IVD General
Beckman Coulter, Inc. | EU | IVD | W0102152099 | SYNCHRON Systems 75 ng/mL THC Urine Control | CONTROLS- IMMUNOCHEMISTRY - OTHER | IVD General
Beckman Coulter, Inc. | EU | IVD | W0105080899 | Vigil Serology Control Level C | CONTROLS - INF. IMMUNOLOGY - OTHER | IVD General
Beckman Coulter, Inc. | EU | IVD | W0102152006 | Vigil™ Lipid Control Level 2 | ANAEMIA RELATED/VITAMIN CONTROLS | IVD General
Beckman Coulter, Inc. | EU | IVD | W0102152006 | Vigil™ Lipid Control Level 3 | ANAEMIA RELATED/VITAMIN CONTROLS | IVD General
Beckman Coulter, Inc. | EU | IVD | W0102152006 | Vigil™ Lipid Control Level 4 | ANAEMIA RELATED/VITAMIN CONTROLS | IVD General
Beckman Coulter, Inc. | EU | IVD | W01010230 | SYNCHRON Systems Total Protein Reagent | TOTAL PROTEIN | IVD General
Beckman Coulter, Inc. | EU | IVD | W0102152299 | Immunochemistry Systems LPA CAL Lipoprotein(a) Calibrator | STANDARDS AND CALIBRATORS - IMMUNOCHEMISTRY - OTHER | IVD General
Beckman Coulter, Inc. | EU | IVD | W0102090201 | Acetaminophen Reagent (ACTM 100) | ACETAMINOPHENE (PARACETAMOL) | IVD General
Beckman Coulter, Inc. | EU | IVD | W0102152001 | VigilTM TDM Control level 1 | TDM/DRUG CONTROLS | IVD General
Beckman Coulter, Inc. | EU | IVD | W0102152001 | VigilTM TDM Control level 2 | TDM/DRUG CONTROLS | IVD General
Beckman Coulter, Inc. | EU | IVD | W0102152001 | VigilTM TDM Control level 3 | TDM/DRUG CONTROLS | IVD General
Beckman Coulter, Inc. | EU | IVD | W01019001 | PVT5 (Precision and Accuracy Check) | BUFFERS (UNASSIGNABLE), SUPPLEM. REAGENTS, ETC (CC) | IVD General
Beckman Coulter, Inc. | EU | IVD | W0102152099 | SYNCHRON Systems 10 ng/mL THC Urine Control | CONTROLS- IMMUNOCHEMISTRY - OTHER | IVD General
Beckman Coulter, Inc. | EU | IVD | W0102152099 | SYNCHRON Systems 40 ng/mL THC Urine Control | CONTROLS- IMMUNOCHEMISTRY - OTHER | IVD General
Beckman Coulter, Inc. | EU | IVD | W01010299 | SYNCHRON and AU Systems Hemolyzing Reagent | SUBSTRATES - OTHER | IVD General
Beckman Coulter, Inc. | EU | IVD | W01010302 | SYNCHRON LX/DxC CO2 Acid Reagent | BICARBONATE | IVD General
Beckman Coulter, Inc. | EU | IVD | W01010204 | SYNCHRON Systems Urea Nitrogen (BUN) Reagent | UREA/BLOOD UREA NITROGEN | IVD General
Beckman Coulter, Inc. | EU | IVD | W01010302 | SYNCHRON Systems CO2 Alkaline Buffer | BICARBONATE | IVD General
Beckman Coulter, Inc. | EU | IVD | W01010207 | SYNCHRON Systems Creatinine (CREm) Reagent | CREATININE | IVD General
Beckman Coulter, Inc. | EU | IVD | W01010213 | SYNCHRON Systems Glucose Reagent (Glucose Oxidase) | GLUCOSE | IVD General
Beckman Coulter, Inc. | EU | IVD | W0102090114 | Phencyclidine Reagent (PCP 1 x 250) | PHENCYCLIDINE | IVD General
Beckman Coulter, Inc. | EU | IVD | W0102090102 | Amphetamines Reagent (AMPH 1 x 250) | AMPHETAMINE/METHAMPHETAMINE SPECIFIC (+ECSTASY) | IVD General
Beckman Coulter, Inc. | EU | IVD | W0102090113 | Opiate 2000 ng Reagent (OP2 1 x 250) | OPIATES | IVD General
Beckman Coulter, Inc. | EU | IVD | W0102090106 | Cocaine Metabolite Reagent (COCM 1 x 250) | COCAINE + COCAINE METABOLITES | IVD General
Beckman Coulter, Inc. | EU | IVD | W0102152009 | SYNCHRON Systems OP 300 High Urine Control | CONTROLS FOR NARCOTICS / TOXICOLOGY | IVD General
Beckman Coulter, Inc. | EU | IVD | W0101050301 | SYNCHRON Systems OP 300 Low Urine Control | CALIBRATORS MULTICOMPONENT (CC) | IVD General
Beckman Coulter, Inc. | EU | IVD | W0102152209 | SYNCHRON Systems OP 300 Low Urine Calibrator | DRUGS OF ABUSE / TOXICOLOGY STANDARDS AND CALIBRATORS | IVD General
Beckman Coulter, Inc. | EU | IVD | W0102152001 | SYNCHRON Systems DAT Multi-Drug High Urine Control | TDM/DRUG CONTROLS | IVD General
Beckman Coulter, Inc. | EU | IVD | W0102152099 | SYNCHRON Systems ETOH Calibrator | CONTROLS- IMMUNOCHEMISTRY - OTHER | IVD General
Beckman Coulter, Inc. | EU | IVD | W0102152299 | SYNCHRON Systems OP 300 High Urine Calibrator | STANDARDS AND CALIBRATORS - IMMUNOCHEMISTRY - OTHER | IVD General
Beckman Coulter, Inc. | Singapore | IVD |  | Beckman Coulter Access AccuTnI | Cardiovascular | Class C IVD
Beckman Coulter, Inc. | Singapore | IVD |  | Beckman Coulter Access® FOLATE | Immunology | Class B IVD
Beckman Coulter, Inc. | Singapore | IVD |  | Beckman Coulter Access® Soluble Transferrin Receptor (sTfR) | Immunology | Class B IVD
Beckman Coulter, Inc. | Singapore | IVD |  | Beckman Coulter Access® INTRINSIC FACTOR Ab | Immunology | Class B IVD
Beckman Coulter, Inc. | Singapore | IVD |  | Beckman Coulter Access® VITAMIN B12 | Immunology | Class B IVD
Beckman Coulter, Inc. | Singapore | IVD |  | Beckman Coulter Access® FERRITIN | Immunology | Class B IVD
Beckman Coulter, Inc. | Singapore | IVD |  | Beckman Coulter Access® EPO | Immunology | Class B IVD
Beckman Coulter, Inc. | Singapore | IVD |  | Beckman Coulter SYNCHRON® System(s) Microalbumin (MA) | Clinical chemistry | Class B IVD
Beckman Coulter, Inc. | Singapore | IVD |  | Beckman Coulter IMMAGE® Immunochemistry Systems Immunoglobulins | Immunology | Class B IVD
Beckman Coulter, Inc. | Singapore | IVD |  | Beckman Coulter SYNCHRON® System(s) Immunoglobulins | Immunology | Class B IVD
Beckman Coulter, Inc. | Singapore | IVD |  | Beckman Coulter MicroScan Dried Gram Negative MIC Panel Type 38 | Microbiology | Class B IVD
Beckman Coulter, Inc. | Singapore | MD |  | LipoClear |  | Class A
Beckman Coulter, Inc. | Singapore | MD |  | LipoClear |  | Class A
Beckman Coulter, Inc. | Singapore | MD |  | Cleaning Solution |  | Class A
Beckman Coulter, Inc. | Singapore | MD |  | Plate adapter for AutoLoader |  | Class A
Beckman Coulter, Inc. | Singapore | MD |  | DxFLEX Daily QC Flurospheres |  | Class A
Beckman Coulter, Inc. | Singapore | IVD |  | Allegra X-30 |  | Class A
Beckman Coulter, Inc. | Singapore | IVD |  | Express 3 Primary Tube Centrifuge |  | Class A
Beckman Coulter, Inc. | Singapore | MD |  | IRIS Thermal Paper |  | Class A
Beckman Coulter, Inc. | Singapore | MD |  | B38624,Avanti JXN-30, 230V, 50HZ, 24A – IVD |  | Class A
Beckman Coulter, Inc. | Singapore | MD |  | DxA 5000 Automation System |  | Class A
Beckman Coulter, Inc. | Singapore | MD |  | Sample cup |  | Class A
Beckman Coulter, Inc. | Singapore | MD |  | Power Express |  | Class A
Beckman Coulter, Inc. | Singapore | IVD |  | Microfuge 20 Series |  | Class A
Beckman Coulter, Inc. | Singapore | IVD |  | Express 2 Primary Tube Centrifuge |  | Class A
Beckman Coulter, Inc. | Singapore | MD |  | IQ DILUTION LABEL PACKAGE |  | Class A
Beckman Coulter, Inc. | Singapore | MD |  | Xylene, 30ml |  | Class A
Beckman Coulter, Inc. | Singapore | MD |  | Sample cup |  | Class A
Beckman Coulter, Inc. | Singapore | MD |  | SMS(System Monitoring Solution) |  | Class A
Beckman Coulter, Inc. | Singapore | IVD |  | CritSpin Hematocrit Centrifuge |  | Class A
Beckman Coulter, Inc. | Singapore | MD |  | Avanti Centrifuge JXN-26 |  | Class A
Beckman Coulter, Inc. | Singapore | MD |  | Microscan Inoculum Water with Pluronic, |  | Class A
Beckman Coulter, Inc. | Singapore | MD |  | Sodium Hydroxide (0.05N) 30ml |  | Class A
Beckman Coulter, Inc. | Singapore | MD |  | Power link |  | Class A
Beckman Coulter, Inc. | Singapore | IVD |  | Allegra V-15R |  | Class A
Beckman Coulter, Inc. | Singapore | MD |  | LipoClear |  | Class A
Beckman Coulter, Inc. | Singapore | MD |  | Automate 1200 Lab Instrument |  | Class A
Beckman Coulter, Inc. | Singapore | MD |  | DxFLEX Flow Cytometer |  | Class A
Beckman Coulter, Inc. | Singapore | MD |  | NAVIOS Flow Cytometer 8 COLORS/2 LASERS |  | Class A
Beckman Coulter, Inc. | Singapore | MD |  | Access Pediatric insert cups |  | Class A
Beckman Coulter, Inc. | Singapore | IVD |  | XL |  | Class A
Beckman Coulter, Inc. | Singapore | IVD |  | Avanti J-15 Centrifuge IVD |  | Class A
Beckman Coulter, Inc. | Singapore | IVD |  | MicroScan Renok Rehydrator/Inoculator System |  | Class A
Beckman Coulter, Inc. | Singapore | MD |  | StatSpin Express 2 |  | Class A
Beckman Coulter, Inc. | Singapore | IVD |  | Allegra X-5 |  | Class A
Beckman Coulter, Inc. | Singapore | MD |  | Cytofuge 12 |  | Class A
Beckman Coulter, Inc. | Singapore | MD |  | Cytofuge 2 |  | Class A
Beckman Coulter, Inc. | Singapore | MD |  | Beckman Coulter PK7300 System |  | Class A
Beckman Coulter, Inc. | Singapore | MD |  | MicroScan Cover Trays |  | Class A
Beckman Coulter, Inc. | Singapore | MD |  | Automate 2550 Lab Instrument |  | Class A
Beckman Coulter, Inc. | Singapore | MD |  | FlowClean Cleaning Agent |  | Class A
Beckman Coulter, Inc. | Singapore | MD |  | LipoClear |  | Class A
Beckman Coulter, Inc. | Singapore | MD |  | MicroScan Seal Strips for 96 well tray offline |  | Class A
Beckman Coulter, Inc. | Singapore | MD |  | Optima XPN 100 IVD (BioSafe) |  | Class A
Beckman Coulter, Inc. | Singapore | IVD |  | CytExpert for DxFlex v2.0.2 |  | Class A
Beckman Coulter, Inc. | Singapore | MD |  | Navios Software Software version 1.5 |  | Class A
Beckman Coulter, Inc. | Singapore | MD |  | Automate 600 |  | Class A
Beckman Coulter, Inc. | Singapore | MD |  | Automate 800 |  | Class A
Beckman Coulter, Inc. | Singapore | MD |  | IRIS WASH CONCENTRATE |  | Class A
Beckman Coulter, Inc. | Singapore | MD |  | Inoculation Trays, 60/pk |  | Class A
Beckman Coulter, Inc. | Singapore | IVD |  | Allegra X-30R |  | Class A
Beckman Coulter, Inc. | Singapore | MD |  | Prep Plus 2 Workstation |  | Class A
Beckman Coulter, Inc. | Singapore | IVD |  | Multipurpose Centrifuge |  | Class A
Beckman Coulter, Inc. | Singapore | MD |  | Access 3 mL Sample Container |  | Class A
Beckman Coulter, Inc. | Singapore | IVD |  | Beckman Coulter SYNCHRON® Systems PAB Prealbumin Reagent | Clinical chemistry | Class B IVD
Beckman Coulter, Inc. | Singapore | IVD |  | Beckman Coulter SYNCHRON® Systems HPT Haptoglobin Reagent | Clinical chemistry | Class B IVD
Beckman Coulter, Inc. | Singapore | IVD |  | Beckman Coulter Access® ﻿Ultrasensitive hGH | Clinical chemistry | Class B IVD
Beckman Coulter, Inc. | Singapore | IVD |  | Beckman Coulter Access® OSTASE | Clinical chemistry | Class B IVD
Beckman Coulter, Inc. | Singapore | IVD |  | Beckman Coulter Access® Intact PTH (iPTH) | Clinical chemistry | Class B IVD
Beckman Coulter, Inc. | Singapore | IVD |  | Beckman Coulter IMMAGE® Immunochemistry Systems APA Apolipoprotein A-1 Reagent | Clinical chemistry | Class B IVD
Beckman Coulter, Inc. | Singapore | IVD |  | Beckman Coulter Access® TOTAL IgE | Immunology | Class B IVD
Beckman Coulter, Inc. | Singapore | IVD |  | Beckman Coulter Access® ULTRASENSITIVE INSULIN | Clinical chemistry | Class B IVD
Beckman Coulter, Inc. | Singapore | IVD |  | Beckman Coulter SYNCHRON® System(s) Hemoglobin A1c | Clinical chemistry | Class B IVD
Beckman Coulter, Inc. | Singapore | IVD |  | Beckman Coulter HbA1c (Hemoglobin A1c) | Clinical chemistry | Class B IVD
Beckman Coulter, Inc. | Singapore | IVD |  | Beckman Coulter SYNCHRON® System(s) Hemoglobin A1c2 (HbA1c2) | Clinical chemistry | Class B IVD
Beckman Coulter, Inc. | Singapore | IVD |  | Beckman Coulter MicroScan® Pos MIC 26 | Microbiology | Class C IVD
Beckman Coulter, Inc. | Singapore | IVD |  | Beckman Coulter Access® CORTISOL | Clinical chemistry | Class B IVD
Beckman Coulter, Inc. | Singapore | IVD |  | Beckman Coulter Access® Hybritech® p2PSA | Immunology | Class C IVD
Beckman Coulter, Inc. | Singapore | IVD |  | Beckman Coulter Access® Hybritech® PSA | Immunology | Class C IVD
Beckman Coulter, Inc. | Singapore | IVD |  | Beckman Coulter Access® Hybritech® free PSA | Immunology | Class C IVD
Beckman Coulter, Inc. | Singapore | IVD |  | Beckman Coulter SYNCHRON® System(s) Alanine Aminotransferase (ALT-) | Clinical chemistry | Class B IVD
Beckman Coulter, Inc. | Singapore | IVD |  | Beckman Coulter SYNCHRON® System(s) Aspartate Aminotransferase (AST) | Clinical chemistry | Class B IVD
Beckman Coulter, Inc. | Singapore | IVD |  | Beckman Coulter SYNCHRON® System(s) Creatine Kinase (CK) | Clinical chemistry | Class B IVD
Beckman Coulter, Inc. | Singapore | IVD |  | Beckman Coulter SYNCHRON® System(s) Alkaline Phosphatase (ALP) | Clinical chemistry | Class B IVD
Beckman Coulter, Inc. | Singapore | IVD |  | Beckman Coulter SYNCHRON® System(s) Alanine Aminotransferase (ALT) | Clinical chemistry | Class B IVD
Beckman Coulter, Inc. | Singapore | IVD |  | Beckman Coulter SYNCHRON® System(s) Pancreatic Amylase (PAM) | Clinical chemistry | Class B IVD
Beckman Coulter, Inc. | Singapore | IVD |  | Beckman Coulter SYNCHRON® System(s) γ-Glutamyl Transferase (GGT) | Clinical chemistry | Class B IVD
Beckman Coulter, Inc. | Singapore | IVD |  | Beckman Coulter SYNCHRON® System(s) Lactate Dehydrogenase (LD-P) | Clinical chemistry | Class B IVD
Beckman Coulter, Inc. | Singapore | IVD |  | Beckman Coulter SYNCHRON® System(s) Aspartate Aminotransferase (AST-) | Clinical chemistry | Class B IVD
Beckman Coulter, Inc. | Singapore | IVD |  | Beckman Coulter SYNCHRON® System(s) Amylase (AMY7) | Clinical chemistry | Class B IVD
Beckman Coulter, Inc. | Singapore | IVD |  | Beckman Coulter SYNCHRON® System(s) Lactate Dehydrogenase (LD) | Clinical chemistry | Class B IVD
Beckman Coulter, Inc. | Singapore | IVD |  | Beckman Coulter SYNCHRON® System(s) Lipase (LIP) | Clinical chemistry | Class B IVD
Beckman Coulter, Inc. | Singapore | IVD |  | Beckman Coulter SYNCHRON® System(s) Creatine Kinase N-acetyl-L-cysteine (CK-) | Clinical chemistry | Class B IVD
Beckman Coulter, Inc. | Singapore | IVD |  | Beckman Coulter UniCel® DxC SYNCHRON® Systems Hemogloblin A1c- (HbA1c-) reagent | Clinical chemistry | Class B IVD
Beckman Coulter, Inc. | Singapore | IVD |  | Beckman Coulter Ceruloplasmin | Immunology | Class B IVD
Beckman Coulter, Inc. | Singapore | IVD |  | Beckman Coulter Prealbumin | Immunology | Class B IVD
Beckman Coulter, Inc. | Singapore | IVD |  | Beckman Coulter β-2 Microglobulin | Clinical chemistry | Class B IVD
Beckman Coulter, Inc. | Singapore | IVD |  | Beckman Coulter Transferrin | Immunology | Class B IVD
Beckman Coulter, Inc. | Singapore | IVD |  | Beckman Coulter α-1 Acidglycoprotein Assay | Clinical chemistry | Class B IVD
Beckman Coulter, Inc. | Singapore | IVD |  | Beckman Coulter Microalbumin | Clinical chemistry | Class B IVD
Beckman Coulter, Inc. | Singapore | IVD |  | Beckman Coulter D-Dimer | Clinical chemistry | Class B IVD
Beckman Coulter, Inc. | Singapore | IVD |  | Beckman Coulter α-1 Antitrypsin | Clinical chemistry | Class B IVD
Beckman Coulter, Inc. | Singapore | IVD |  | Beckman Coulter Haptoglobin | Clinical chemistry | Class B IVD
Beckman Coulter, Inc. | Singapore | IVD |  | Beckman Coulter C-Reactive Protein (CRP) | Immunology | Class B IVD
Beckman Coulter, Inc. | Singapore | IVD |  | Beckman Coulter ANTI-STREPTOLYSIN O (ASO) | Immunology | Class B IVD
Beckman Coulter, Inc. | Singapore | IVD |  | Beckman Coulter RF Latex | Immunology | Class B IVD
Beckman Coulter, Inc. | Singapore | IVD |  | Beckman Coulter SYNCHRON® Systems TRFN Transferrin Reagent | Clinical chemistry | Class B IVD
Beckman Coulter, Inc. | Singapore | IVD |  | Beckman Coulter IMMAGE® Immunochemistry Systems Ceruloplasmin Reagent | Clinical chemistry | Class B IVD
Beckman Coulter, Inc. | Singapore | IVD |  | Beckman Coulter SYNCHRON® Systems ApoB Apolipoprotein B Reagent | Clinical chemistry | Class B IVD
Beckman Coulter, Inc. | Singapore | IVD |  | Beckman Coulter IMMAGE® Immunochemistry Systems LPAX Lipoprotein(a) Reagent | Clinical chemistry | Class B IVD
Beckman Coulter, Inc. | Singapore | IVD |  | Beckman Coulter IMMAGE® Immunochemistry Systems APB Apolipoprotein B Reagent | Clinical chemistry | Class B IVD
Beckman Coulter, Inc. | Singapore | IVD |  | Beckman Coulter SYNCHRON® Systems ApoA Apolipoprotein Reagent | Clinical chemistry | Class B IVD
Beckman Coulter, Inc. | Korea | IVD |  | SYNCHRON Cholinesterase(CHEX) reagent | reagents for clinical enzymes | class 2
Beckman Coulter, Inc. | Korea | IVD |  | SYNCHRON Lactate(LACT) reagent | Other Reagents, classⅡ, for clinical chemistry | class 2
Beckman Coulter, Inc. | Korea | IVD |  | AU APO A1 reagent | IVD reagents for general immune test | class 2
Beckman Coulter, Inc. | Korea | IVD |  | SYNCHRON Transferrin(TRFN) reagent | IVD reagents for anemia test | class 2
Beckman Coulter, Inc. | Korea | IVD |  | Access Thyroid Uptake reagent | IVD Reagents for thyroid function hormone tests | class 2
Beckman Coulter, Inc. | Korea | IVD |  | SYNCHRON Antistreptolysin-O(ASO-) reagent | IVD reagents for infectious inflammatory tests | class 2
Beckman Coulter, Inc. | Korea | IVD |  | SYNCHRON Apolipoprotein A-1(ApoA) reagent | IVD reagents for general immune test | class 2
Beckman Coulter, Inc. | Korea | IVD |  | SYNCHRON Prealbumin(PAB) reagent | IVD reagents for general immune test | class 2
Beckman Coulter, Inc. | Korea | IVD |  | SYNCHRON Creatinine(CR-E) reagent | Other Reagents, classⅡ, for clinical chemistry | class 2
Beckman Coulter, Inc. | Korea | IVD |  | SYNCHRON Triglycerides GPO(TG, TG-B) reagent | Other Reagents, classⅡ, for clinical chemistry | class 2
Beckman Coulter, Inc. | Korea | IVD |  | AU Creatinine(Enzymatic) reagent | Other Reagents, classⅡ, for clinical chemistry | class 2
Beckman Coulter, Inc. | Korea | IVD |  | AU APO B reagent | IVD reagents for general immune test | class 2
Beckman Coulter, Inc. | Korea | IVD |  | SYNCHRON Apolipoprotein B(ApoB) reagent | IVD reagents for general immune test | class 2
Beckman Coulter, Inc. | Korea | IVD |  | AU Cholinesterase reagent | reagents for clinical enzymes | class 2
Beckman Coulter, Inc. | Korea | IVD |  | Dried Gram Positive Combo Panel Type 1A | IVD reagents and media for antibiotic susceptibility | class 2
Beckman Coulter, Inc. | Korea | IVD |  | Dried Gram Positive BreakPoint Combo Panel Type 28 | IVD reagents and media for antibiotic susceptibility | class 2
Beckman Coulter, Inc. | Korea | IVD |  | Dried Gram Positive MIC Panel Type 28 | IVD reagents and media for antibiotic susceptibility | class 2
Beckman Coulter, Inc. | Korea | IVD |  | AU β-2 Microglobulin reagent | IVD reagents for general immune test | class 2
Beckman Coulter, Inc. | Korea | MD |  | Array® 360 System | Immunonephelometer equipment | class 1
Beckman Coulter, Inc. | Korea | MD |  | Glucose Analyzer 2 | Glucose test system | class 1
Beckman Coulter, Inc. | Korea | MD |  | SYNCHRON EL-ISE® LECTROLYTE Systems | Ion selective electrode electrolyte analyzer | class 1
Beckman Coulter, Inc. | Korea | MD |  | Creatinine Analyzer 2 | Discrete type clinical chemistry automated analyzer | class 1
Beckman Coulter, Inc. | Korea | MD |  | Array® 360 CE System | Immunonephelometer equipment | class 1
Beckman Coulter, Inc. | Korea | MD |  | SYNCHRON LXⓡi 725 Clinical System | Discrete type clinical chemistry automated analyzer | class 1
Beckman Coulter, Inc. | Korea | MD |  | SYNCHRONⓡ CX9 ALX Clinical System | Discrete type clinical chemistry automated analyzer | class 1
Beckman Coulter, Inc. | Korea | MD |  | COULTER Ac·T 10 Analyzer | Manual type Blood cell counter | class 1
Beckman Coulter, Inc. | Korea | IVD |  | SYNCHRON C-Reactive Protein(CRP) reagent | IVD reagents for inflammatory tests | class 2
Beckman Coulter, Inc. | Korea | IVD |  | SYNCHRON Alanine Aminotransferase(ALT) reagent | reagents for clinical enzymes | class 2
Beckman Coulter, Inc. | Korea | IVD |  | Access Total IgE reagent | IVD reagents for allergy test | class 2
Beckman Coulter, Inc. | Korea | MD |  | Access EPO reagent |  | class 2
Beckman Coulter, Inc. | Korea | IVD |  | Access hLH reagent | IVD Reagents for pregnancy/childbirth hormone and protein tests | class 2
Beckman Coulter, Inc. | Korea | IVD |  | Access Testosterone reagent | IVD Reagents for pregnancy/childbirth hormone and protein tests | class 2
Beckman Coulter, Inc. | Korea | IVD |  | Access hFSH reagent | IVD Reagents for pregnancy/childbirth hormone and protein tests | class 2
Beckman Coulter, Inc. | Korea | IVD |  | Access Prolactin reagent | IVD Reagents for pregnancy/childbirth hormone and protein tests | class 2
Beckman Coulter, Inc. | Korea | IVD |  | Access Free T4 reagent | IVD Reagents for thyroid function hormone tests | class 2
Beckman Coulter, Inc. | Korea | IVD |  | Access Ferritin reagent | IVD reagents for anemia test | class 2
Beckman Coulter, Inc. | Korea | IVD |  | Access Vitamin B12 reagent | IVD reagents for vitamin tests | class 2
Beckman Coulter, Inc. | Korea | IVD |  | Access Estradiol reagent | IVD Reagents for pregnancy/childbirth hormone and protein tests | class 2
Beckman Coulter, Inc. | Korea | IVD |  | SYNCHRON Amylase(AMY7) reagent | reagents for clinical enzymes | class 2
Beckman Coulter, Inc. | Korea | IVD |  | Access Ultrasensitive Insulin reagent | IVD reagents for diabetes mellitus | class 2
Beckman Coulter, Inc. | Korea | IVD |  | SYNCHRON Creatine Kinase(CK) reagent | reagents for clinical enzymes | class 2
Beckman Coulter, Inc. | Korea | IVD |  | Access Total T4 reagent | IVD Reagents for thyroid function hormone tests | class 2
Beckman Coulter, Inc. | Korea | IVD |  | Access Progesterone reagent | IVD Reagents for pregnancy/childbirth hormone and protein tests | class 2
Beckman Coulter, Inc. | Korea | IVD |  | SYNCHRON Lactate Dehydrogenase(LD-P) reagent | reagents for clinical enzymes | class 2
Beckman Coulter, Inc. | Korea | IVD |  | SYNCHRON High Sensitivity Cardiac C-Reactive Protein(CRPH) reagent | IVD reagents for cardiac marker | class 3
Beckman Coulter, Inc. | Korea | IVD |  | AU Lactate Dehydrogenase(LD) reagent | reagents for clinical enzymes | class 2
Beckman Coulter, Inc. | Korea | IVD |  | AU Microalbumin reagent | IVD reagents for general immune test | class 2
Beckman Coulter, Inc. | Korea | IVD |  | AU Gamma-Glutamyltransferase(GGT) reagent | reagents for clinical enzymes | class 2
Beckman Coulter, Inc. | Korea | IVD |  | AU Urinary/CSF Protein reagent | Other Reagents, classⅡ, for clinical chemistry | class 2
Beckman Coulter, Inc. | Korea | IVD |  | AU Albumin reagent | Other Reagents, classⅡ, for clinical chemistry | class 2
Beckman Coulter, Inc. | Korea | IVD |  | Access Cortisol reagent | IVD reagents for kidney metabolite measurement test | class 2
Beckman Coulter, Inc. | Korea | IVD |  | Access Ultrasensitive hGH reagent | IVD reagents for endocrine hormone and peptide | class 2
Beckman Coulter, Inc. | Korea | MD |  | COULTER LH SlideMaker | Auto stainer for pathology | class 1
Beckman Coulter, Inc. | Korea | MD |  | UniCel DxH 600 Coulter Cellular Analysis System | Hematology analyzer, cell-quantifying | class 1
Beckman Coulter, Inc. | Korea | IVD |  | Beckman Coulter Stem Kit | IVD reagents for flow cytometric test | class 2
Beckman Coulter, Inc. | Korea | IVD |  | Beckman Coulter CD45 FITC (J33)외 8건 | IVD reagents for flow cytometric test | class 2
Beckman Coulter, Inc. | Korea | IVD |  | Beckman Coulter CD8 FITC (SFCI21Thy2D3) / CD4 RD1 (SFCI12T4D11) / CD3 PC5 (UCHT1) | IVD reagents for flow cytometric test | class 2
Beckman Coulter, Inc. | Korea | IVD |  | Beckman Coulter CD3 PC7 (UCHT1) | IVD reagents for flow cytometric test | class 2
Beckman Coulter, Inc. | Korea | IVD |  | Beckman Coulter CD3 PC5 (UCHT1)외 2건 | IVD reagents for flow cytometric test | class 2
Beckman Coulter, Inc. | Korea | IVD |  | Beckman Coulter tetraCHROME CD45 FITC (B3821F4A) / CD4 RD1 (SFCI12T4D11) / CD8 ECD (SFCI21Thy2D3) / CD3 PC5 (UCHT1) | IVD reagents for flow cytometric test | class 2
Beckman Coulter, Inc. | Korea | IVD |  | Beckman Coulter tetraCHROME CD45 FITC (B3821F4A) / CD56 RD1 (N901/NKH-1) / CD19 ECD (J3-119) / CD3 PC5 (UCHT1) | IVD reagents for flow cytometric test | class 2
Beckman Coulter, Inc. | Korea | IVD |  | Beckman Coulter IMMUNOPREP Reagent System | IVD supportive reagents for flow cytometric test | class 1
Beckman Coulter, Inc. | Korea | IVD |  | Beckman Coulter OptiLyse C | IVD supportive reagents for flow cytometric test | class 1
Beckman Coulter, Inc. | Korea | IVD |  | Beckman Coulter Whole Blood Lysing Reagents | IVD supportive reagents for flow cytometric test | class 1
Beckman Coulter, Inc. | Korea | IVD |  | Beckman Coulter Lysing Solution | IVD supportive reagents for flow cytometric test | class 1
Beckman Coulter, Inc. | Korea | IVD |  | Beckman Coulter VersaLyse | IVD supportive reagents for flow cytometric test | class 1
Beckman Coulter, Inc. | Korea | IVD |  | SYNCHRON Pancreatic Amylase(PAM) reagent | reagents for clinical enzymes | class 2
Beckman Coulter, Inc. | Korea | IVD |  | Access 25(OH) Vitamin D Total DxI reagent | IVD reagents for bone and mineral metabolite measurement test | class 2
Beckman Coulter, Inc. | Korea | MD |  | Unicel DxI 800 ACCESS Immunoassay System | Enzyme immunoassay/ELISA analyzer | class 1
Beckman Coulter, Inc. | Korea | IVD |  | SYNCHRON Salicylate(SALY) reagent | IVD reagents for Cardiovascular, central nervous system TDM tests | class 3
Beckman Coulter, Inc. | Korea | IVD |  | SYNCHRON LDL Cholesterol(LDLD) reagent | Other Reagents, classⅡ, for clinical chemistry | class 2
Beckman Coulter, Inc. | Korea | IVD |  | COULTER LYSE S III diff Lytic Reagent외 2건 | Other Reagents, classⅡ, for clinical chemistry | class 2
Beckman Coulter, Inc. | Korea | IVD |  | SYNCHRON HDL Cholesterol(HDLD) reagent | Other Reagents, classⅡ, for clinical chemistry | class 2
Beckman Coulter, Inc. | Korea | IVD |  | Dried Gram Negative MIC Panel Type 37 | IVD reagents and media for antibiotic susceptibility | class 2
Beckman Coulter, Inc. | Korea | IVD |  | COULTER DxH Cell Lyse reagent | Other Reagents, classⅡ, for clinical chemistry | class 2
Beckman Coulter, Inc. | Korea | IVD |  | COULTER DxH Diff Pack reagent외 2건 | Other Reagents, classⅡ, for clinical chemistry | class 2
Beckman Coulter, Inc. | Korea | IVD |  | Dried Gram Negative MIC Panel Type 44 | IVD reagents and media for antibiotic susceptibility | class 2
Beckman Coulter, Inc. | Korea | IVD |  | Dried Gram Negative Combo Panel Type 53 | IVD reagents and media for antibiotic susceptibility | class 2
Beckman Coulter, Inc. | Korea | IVD |  | Dried Gram Negative Combo Panel Type 72 | IVD reagents and media for antibiotic susceptibility | class 2
Beckman Coulter, Inc. | Korea | IVD |  | Dried Gram Negative BreakPoint Combo Panel Type 44 | IVD reagents and media for antibiotic susceptibility | class 2
Beckman Coulter, Inc. | Korea | IVD |  | AU LDL-Cholesterol reagent | Other Reagents, classⅡ, for clinical chemistry | class 2
Beckman Coulter, Inc. | Korea | IVD |  | MICroSTREP plus Type 6 Panel | IVD reagents and media for antibiotic susceptibility | class 2
Beckman Coulter, Inc. | Korea | IVD |  | Dried Gram Negative BreakPoint Combo Panel Type 42 | IVD reagents and media for antibiotic susceptibility | class 2
Beckman Coulter, Inc. | Korea | IVD |  | Dried Gram Negative Combo Panel Type 44 | IVD reagents and media for antibiotic susceptibility | class 2
Beckman Coulter, Inc. | Korea | IVD |  | Dried Gram Negative Combo Panel Type 54 | IVD reagents and media for antibiotic susceptibility | class 2
Beckman Coulter, Inc. | Korea | IVD |  | Dried Gram Negative MIC Panel Type 36 | IVD reagents and media for antibiotic susceptibility | class 2
Beckman Coulter, Inc. | Korea | MD |  | iChemVELOCITY Urine Chemistry System외 1건 | Urine chemistry analyzer, (semi-)automated | class 1
Beckman Coulter, Inc. | Korea | IVD |  | SYNCHRON Carbon Dioxide(CO2) Acid reagent외 1건 | IVD reagents for blood gas analysis | class 2
Beckman Coulter, Inc. | Korea | IVD |  | IMMAGE Antistreptolysin O(ASO) reagent | IVD reagents for infectious inflammatory tests | class 2
Beckman Coulter, Inc. | Korea | MD |  | SYNCHRON Direct Bilirubin(DBIL) reagent |  | class 2
Beckman Coulter, Inc. | Korea | IVD |  | Dried Gram Negative Combo Panel Type 63 | IVD reagents and media for antibiotic susceptibility | class 2
Beckman Coulter, Inc. | Korea | IVD |  | Dried Gram Positive Combo Panel Type 39 | IVD reagents and media for antibiotic susceptibility | class 2
Beckman Coulter, Inc. | Korea | IVD |  | Beckman Coulter CD5 FITC (BL1a)외 3건 | IVD reagents for flow cytometric test | class 2
Beckman Coulter, Inc. | Korea | IVD |  | Beckman Coulter CD4 PC5 (13B8.2)외 2건 | IVD reagents for flow cytometric test | class 2
Beckman Coulter, Inc. | Korea | IVD |  | Beckman Coulter CD45 RA FITC (ALB11) | IVD reagents for flow cytometric test | class 2
Beckman Coulter, Inc. | Korea | IVD |  | Beckman Coulter CD33 PE (D3HL60.251)외 1건 | IVD reagents for flow cytometric test | class 2
Beckman Coulter, Inc. | Korea | IVD |  | Beckman Coulter CD8 FITC (B9.11)외 3건 | IVD reagents for flow cytometric test | class 2
Beckman Coulter, Inc. | Korea | IVD |  | Beckman Coulter CD34 PC5 (581)외 2건 | IVD reagents for flow cytometric test | class 2
Beckman Coulter, Inc. | Korea | IVD |  | IMMAGE High Sensitivity C-Reactive Protein(CRPH) reagent | IVD reagents for cardiac marker | class 3
Beckman Coulter, Inc. | Korea | IVD |  | SYNCHRON Magnesium(MG) reagent | IVD reagents for electrolyte tests | class 2
Beckman Coulter, Inc. | Korea | IVD |  | Rapid Yeast Identification Panel | IVD reagents for staining or culturing clinical microbiology | class 1
Beckman Coulter, Inc. | Korea | IVD |  | Rapid Anaerobe Identification Panel | IVD reagents for staining or culturing clinical microbiology | class 1
Beckman Coulter, Inc. | Korea | IVD |  | HNID Panel | IVD reagents for staining or culturing clinical microbiology | class 1
Beckman Coulter, Inc. | Korea | IVD |  | Dried Gram Positive Identification Panel Type 3 | IVD reagents for staining or culturing clinical microbiology | class 1
Beckman Coulter, Inc. | Korea | IVD |  | Dried Gram Negative Identification Panel Type 2 | IVD reagents for staining or culturing clinical microbiology | class 1
Beckman Coulter, Inc. | Korea | IVD |  | SYNCHRON Creatinine(CREm) reagent | Other Reagents, classⅡ, for clinical chemistry | class 2
Beckman Coulter, Inc. | Korea | IVD |  | AU Lipase reagent | reagents for clinical enzymes | class 2
Beckman Coulter, Inc. | Korea | IVD |  | SYNCHRON Glucose(GLUCm) reagent | Other Reagents, classⅡ, for clinical chemistry | class 2
Beckman Coulter, Inc. | Korea | IVD |  | SYNCHRON Total bilirubin(TBIL) reagent | Other Reagents, classⅡ, for clinical chemistry | class 2
Beckman Coulter, Inc. | Korea | IVD |  | AU HDL-Cholesterol reagent | Other Reagents, classⅡ, for clinical chemistry | class 2
Beckman Coulter, Inc. | Korea | IVD |  | SYNCHRON Creatinine(CR-S) reagent | Other Reagents, classⅡ, for clinical chemistry | class 2
Beckman Coulter, Inc. | Korea | IVD |  | SYNCHRON ISE Electrolyte Buffer reagent외 1건 | IVD reagents for electrolyte tests | class 2
Beckman Coulter, Inc. | Korea | IVD |  | Beckman Coulter HLA DR PC5 (Immu357) | IVD reagents for flow cytometric test | class 2
Beckman Coulter, Inc. | Korea | IVD |  | Beckman Coulter CD14 PE (RMO52)외 1건 | IVD reagents for flow cytometric test | class 2
Beckman Coulter, Inc. | Korea | IVD |  | Beckman Coulter CD25 PE (B1.49.9)외 1건 | IVD reagents for flow cytometric test | class 2
Beckman Coulter, Inc. | Korea | IVD |  | Beckman Coulter CD235a PE (11E4B-7-6 (KC16)) | IVD reagents for flow cytometric test | class 2
Beckman Coulter, Inc. | Korea | IVD |  | Beckman Coulter CD71 FITC (YDJ1.2.2) | IVD reagents for flow cytometric test | class 2
Beckman Coulter, Inc. | Korea | IVD |  | Beckman Coulter CD2 FITC (39C1.5)외 2건 | IVD reagents for flow cytometric test | class 2
Beckman Coulter, Inc. | Korea | IVD |  | Beckman Coulter CD22 PE (SJ10.1H11) | IVD reagents for flow cytometric test | class 2
Beckman Coulter, Inc. | Korea | IVD |  | Beckman Coulter CD23 FITC (9P25) | IVD reagents for flow cytometric test | class 2
Beckman Coulter, Inc. | Korea | IVD |  | Beckman Coulter CD38 PE (LS198-4-3)외 1건 | IVD reagents for flow cytometric test | class 2
Beckman Coulter, Inc. | Korea | IVD |  | Beckman Coulter CD79a PE (HM47) | IVD reagents for flow cytometric test | class 2
Beckman Coulter, Inc. | Korea | IVD |  | Beckman Coulter CD19 FITC (J3-119)외 4건 | IVD reagents for flow cytometric test | class 2
Beckman Coulter, Inc. | Korea | IVD |  | Beckman Coulter CD38 FITC (T16) | IVD reagents for flow cytometric test | class 2
Beckman Coulter, Inc. | Korea | IVD |  | IMMAGE Ceruloplasmin(CER) reagent | reagents for clinical enzymes | class 2
Beckman Coulter, Inc. | Korea | IVD |  | SYNCHRON Complement C4(C4) reagent | IVD reagents for specific protein(complement component) test | class 2
Beckman Coulter, Inc. | Korea | IVD |  | SYNCHRON Albumin(ALB) reagent | Other Reagents, classⅡ, for clinical chemistry | class 2
Beckman Coulter, Inc. | Korea | IVD |  | SYNCHRON Urea Nitrogen(BUNm) reagent | Other Reagents, classⅡ, for clinical chemistry | class 2
Beckman Coulter, Inc. | Korea | IVD |  | SYNCHRON Complement C3(C3) reagent | IVD reagents for specific protein(complement component) test | class 2
Beckman Coulter, Inc. | Korea | IVD |  | IMMAGE Complement C4(C4) reagent | IVD reagents for specific protein(complement component) test | class 2
Beckman Coulter, Inc. | Korea | IVD |  | AU ASO reagent | IVD reagents for infectious inflammatory tests | class 2
Beckman Coulter, Inc. | Korea | IVD |  | SYNCHRON Cholesterol(CHOL) reagent | Other Reagents, classⅡ, for clinical chemistry | class 2
Beckman Coulter, Inc. | Korea | IVD |  | SYNCHRON Immunoglobulin G(Ig-G) reagent | IVD reagents for specific protein(immunoglobulin) test | class 2
Beckman Coulter, Inc. | Korea | IVD |  | SYNCHRON Urea Nitrogen(BUN) reagent | Other Reagents, classⅡ, for clinical chemistry | class 2
Beckman Coulter, Inc. | Korea | IVD |  | SYNCHRON Phosphorus(PHOSm) reagent | IVD reagents for electrolyte tests | class 2
Beckman Coulter, Inc. | Korea | IVD |  | SYNCHRON Immunoglobulin A(Ig-A) reagent | IVD reagents for specific protein(immunoglobulin) test | class 2
Beckman Coulter, Inc. | Korea | IVD |  | SYNCHRON Phosphorus(PHS) reagent | IVD reagents for electrolyte tests | class 2
Beckman Coulter, Inc. | Korea | IVD |  | SYNCHRON Total Protein(TP) reagent | Other Reagents, classⅡ, for clinical chemistry | class 2
Beckman Coulter, Inc. | Korea | IVD |  | SYNCHRON Haptoglobin(HPT) reagent | IVD reagents for general immune test | class 2
Beckman Coulter, Inc. | Korea | IVD |  | SYNCHRON Immunoglobulin M(Ig-M) reagent | IVD reagents for specific protein(immunoglobulin) test | class 2
Beckman Coulter, Inc. | Korea | IVD |  | SYNCHRON Glucose(GLU) reagent | Other Reagents, classⅡ, for clinical chemistry | class 2
Beckman Coulter, Inc. | Korea | IVD |  | IMMAGE Haptoglobin(HPT) reagent | IVD reagents for general immune test | class 2
Beckman Coulter, Inc. | Korea | IVD |  | SYNCHRON Uric Acid(URIC) reagent | Other Reagents, classⅡ, for clinical chemistry | class 2
Beckman Coulter, Inc. | Korea | IVD |  | AU CK(NAC) reagent | reagents for clinical enzymes | class 2
Beckman Coulter, Inc. | Korea | IVD |  | IMMAGE Lipoprotein(a)(LPAX) reagent | Other Reagents, classⅡ, for clinical chemistry | class 2
Beckman Coulter, Inc. | Korea | IVD |  | IMMAGE Complement C3(C3) reagent | IVD reagents for specific protein(complement component) test | class 2
Beckman Coulter, Inc. | Korea | IVD |  | IMMAGE Immunoglobulin M(IGM) reagent | IVD reagents for specific protein(immunoglobulin) test | class 2
Beckman Coulter, Inc. | Korea | IVD |  | IMMAGE Transferrin(TRF) reagent | IVD reagents for anemia test | class 2
Beckman Coulter, Inc. | Korea | IVD |  | IMMAGE Immunoglobulin A(IGA) reagent | IVD reagents for specific protein(immunoglobulin) test | class 2
Beckman Coulter, Inc. | Korea | IVD |  | Access Intact PTH reagent | IVD reagents for bone and mineral metabolite measurement test | class 2
Beckman Coulter, Inc. | Korea | IVD |  | IMMAGE Microalbumin(MA) reagent | Other Reagents, classⅡ, for clinical chemistry | class 2
Beckman Coulter, Inc. | Korea | IVD |  | SYNCHRON Microalbumin(MA) reagent | Other Reagents, classⅡ, for clinical chemistry | class 2
Beckman Coulter, Inc. | Korea | IVD |  | AU Calcium oCPC reagent | IVD reagents for electrolyte tests | class 2
Beckman Coulter, Inc. | Korea | IVD |  | IMMAGE Rheumatoid Factor(RF) reagent | IVD reagents for autoimmune disease | class 2
Beckman Coulter, Inc. | Korea | IVD |  | AU GGT reagent | reagents for clinical enzymes | class 2
Beckman Coulter, Inc. | Korea | IVD |  | Access Folate reagent | IVD reagents for anemia test | class 2
Beckman Coulter, Inc. | Korea | IVD |  | IMMAGE Immunoglobulin G(IGG) reagent | IVD reagents for specific protein(immunoglobulin) test | class 2
Beckman Coulter, Inc. | Korea | IVD |  | Beckman Coulter CD20 PC5 (B9E9 (HRC20)) | IVD reagents for flow cytometric test | class 2
Beckman Coulter, Inc. | Korea | IVD |  | Access Ostase reagent | reagents for clinical enzymes | class 2
Beckman Coulter, Inc. | Korea | IVD |  | AU CRP Latex reagent | IVD reagents for inflammatory tests | class 2
Beckman Coulter, Inc. | Korea | IVD |  | Beckman Coulter CD11c PE (BU15) | IVD reagents for flow cytometric test | class 2
Beckman Coulter, Inc. | Korea | IVD |  | Beckman Coulter CD56 PC7 (N901 (NKH-1) | IVD reagents for flow cytometric test | class 2
Beckman Coulter, Inc. | Korea | IVD |  | Beckman Coulter CD11b FITC (Bear1) | IVD reagents for flow cytometric test | class 2
Beckman Coulter, Inc. | Korea | IVD |  | Beckman Coulter CD10 FITC (ALB1)외 2건 | IVD reagents for flow cytometric test | class 2
Beckman Coulter, Inc. | Korea | IVD |  | Beckman Coulter CD16 PC5 (3G8) | IVD reagents for flow cytometric test | class 2
Beckman Coulter, Inc. | Korea | IVD |  | Beckman Coulter MPO FITC (CLB-MPO-1) | IVD reagents for flow cytometric test | class 2
Beckman Coulter, Inc. | Korea | IVD |  | Beckman Coulter CD117 PE (104D2D1)외 1건 | IVD reagents for flow cytometric test | class 2
Beckman Coulter, Inc. | Korea | IVD |  | Beckman Coulter CD13 PC5 (Immu 103.44) | IVD reagents for flow cytometric test | class 2
Beckman Coulter, Inc. | Korea | IVD |  | Beckman Coulter CD138 PE (B-A38)외 1건 | IVD reagents for flow cytometric test | class 2
Beckman Coulter, Inc. | Korea | IVD |  | Access Total T3 reagent | IVD Reagents for thyroid function hormone tests | class 2
Beckman Coulter, Inc. | Korea | IVD |  | AU HbA1c(Hemoglobin A1c) reagent | IVD reagents for diabetes mellitus | class 2
Beckman Coulter, Inc. | Korea | IVD |  | Access DHEA-S reagent | IVD Reagents for pregnancy/childbirth hormone and protein tests | class 2
Beckman Coulter, Inc. | Korea | IVD |  | Access Thyroglobulin reagent | IVD Reagents for thyroid function hormone tests | class 2
Beckman Coulter, Inc. | Korea | IVD |  | Access TPO Antibody reagent | IVD reagents for autoimmune disease | class 2
Beckman Coulter, Inc. | Korea | IVD |  | Beckman Coulter Kappa FITC/ Lambda PE/ CD19 ECD (J3-119) | IVD reagents for flow cytometric test | class 2
Beckman Coulter, Inc. | Korea | IVD |  | AU RF Latex reagent | IVD reagents for autoimmune disease | class 2
Beckman Coulter, Inc. | Korea | MD |  | iQ 200 Elite Analyzer외 1건 | Urine cell image analyzer, (semi-)automated | class 1
Beckman Coulter, Inc. | Korea | MD |  | iQ 200 Select Analyzer | Urine chemistry analyzer, (semi-)automated | class 1
Beckman Coulter, Inc. | Korea | IVD |  | Access Thyroglobulin Antibody II reagent | IVD reagents for autoimmune disease | class 2
Beckman Coulter, Inc. | Korea | MD |  | iRICELL 1000외 3건 | Urine chemistry analyzer, (semi-)automated | class 1
Beckman Coulter, Inc. | Korea | IVD |  | Beckman Coulter CD61 FITC (SZ21) | IVD reagents for flow cytometric test | class 2
Beckman Coulter, Inc. | Korea | IVD |  | Beckman Coulter FMC7 FITC (FMC7) | IVD reagents for flow cytometric test | class 2
Beckman Coulter, Inc. | Korea | IVD |  | Beckman Coulter CD7 PC5 (8H8.1) | IVD reagents for flow cytometric test | class 2
Beckman Coulter, Inc. | Korea | IVD |  | AU Prealbumin reagent | IVD reagents for general immune test | class 2
Beckman Coulter, Inc. | Korea | IVD |  | COULTER diff Ac.T Pak Reagent Kit외 1건 | Other Reagents, classⅡ, for clinical chemistry | class 2
Beckman Coulter, Inc. | Korea | IVD |  | AU Transferrin reagent | IVD reagents for anemia test | class 2
Beckman Coulter, Inc. | Korea | IVD |  | AU ISE Low/High Urine Standard reagent외 2건 | IVD reagents for electrolyte tests | class 2
Beckman Coulter, Inc. | Korea | IVD |  | COULTER Ac.T 5diff Hgb Lyse reagent외 1건 | Other Reagents, classⅡ, for clinical chemistry | class 2
Beckman Coulter, Inc. | Korea | IVD |  | MICroSTREP plus Panel Type 1 | IVD reagents and media for antibiotic susceptibility | class 2
Beckman Coulter, Inc. | Korea | MD |  | Iris Diluent Pack외 1건 |  | class 2
Beckman Coulter, Inc. | Korea | IVD |  | SYNCHRON Tobramycin(TOB) reagent | IVD Reagents for antibiotic and antiviral TDM tests | class 3
Beckman Coulter, Inc. | Korea | IVD |  | SYNCHRON Phenobarbital(PHE) reagent | IVD reagents for Cardiovascular, central nervous system TDM tests | class 3
Beckman Coulter, Inc. | Korea | IVD |  | Access Hybritech p2PSA reagent | IVD reagents for tumor marker | class 3
Beckman Coulter, Inc. | Korea | IVD |  | Access BNP Reagents | IVD reagents for cardiac marker | class 3
Beckman Coulter, Inc. | Korea | MD |  | IMMAGEⓡ 800 Immunochemistry Systems | Immunonephelometry analyzer | class 1
Beckman Coulter, Inc. | Korea | MD |  | COULTER LH 500 | Hematology analyzer, cell-quantifying | class 1
Beckman Coulter, Inc. | Korea | MD |  | Creatinine Analyzer | Discrete type clinical chemistry automated analyzer | class 1
Beckman Coulter, Inc. | Korea | MD |  | BUN Analyzer 2 | Discrete type clinical chemistry automated analyzer | class 1
Beckman Coulter, Inc. | Korea | MD |  | COULTER LH 755 | Manual type Blood cell counter | class 1
Beckman Coulter, Inc. | Korea | MD |  | Access 2 Immunoassay System | Enzyme immunoassay/ELISA analyzer | class 1
Beckman Coulter, Inc. | Korea | IVD |  | AU Bicarbonate reagent | IVD reagents for electrolyte tests | class 2
Beckman Coulter, Inc. | Korea | IVD |  | SYNCHRON Ammonia(AMM) reagent | Other Reagents, classⅡ, for clinical chemistry | class 2
Beckman Coulter, Inc. | Korea | IVD |  | SYNCHRON Lactate Dehydrogenase(LD) reagent | reagents for clinical enzymes | class 2
Beckman Coulter, Inc. | Korea | IVD |  | AU Uric Acid reagent | Other Reagents, classⅡ, for clinical chemistry | class 2
Beckman Coulter, Inc. | Korea | IVD |  | AU Creatinine reagent | Other Reagents, classⅡ, for clinical chemistry | class 2
Beckman Coulter, Inc. | Korea | IVD |  | SYNCHRON γ-Glutamyl Transferase(GGT) reagent | reagents for clinical enzymes | class 2
Beckman Coulter, Inc. | Korea | IVD |  | Beckman Coulter CD41 PE (P2) | IVD reagents for flow cytometric test | class 2
Beckman Coulter, Inc. | Korea | IVD |  | Access HYPERsensitive hTSH reagent | IVD Reagents for thyroid function hormone tests | class 2
Beckman Coulter, Inc. | Korea | IVD |  | AU LIH reagent | Other Reagents, classⅡ, for clinical chemistry | class 2
Beckman Coulter, Inc. | Korea | IVD |  | Beckman Coulter cMPO FITC (CLB-MPO-1) / cCD79a PE (HM47) / cCD3 ECD (UCHT1) | IVD reagents for flow cytometric test | class 2
Beckman Coulter, Inc. | Korea | IVD |  | Beckman Coulter CD1a PE (BL6) | IVD reagents for flow cytometric test | class 2
Beckman Coulter, Inc. | Korea | IVD |  | Beckman Coulter HLA B27 FITC (HLA-ABC-m3) / HLA B7 PE (BB7.1) | IVD reagents for flow cytometric test | class 2
Beckman Coulter, Inc. | Korea | IVD |  | Beckman Coulter HLA DR PE (Immu357) | IVD reagents for flow cytometric test | class 2
Beckman Coulter, Inc. | Korea | IVD |  | Beckman Coulter CD4 FITC (13B8.2) | IVD reagents for flow cytometric test | class 2
Beckman Coulter, Inc. | Korea | IVD |  | Beckman Coulter CD34 FITC (581) | IVD reagents for flow cytometric test | class 2
Beckman Coulter, Inc. | Korea | IVD |  | Beckman Coulter CD34 PE (581) | IVD reagents for flow cytometric test | class 2
Beckman Coulter, Inc. | Korea | MD |  | Beckman Coulter TdT FITC (HT1, HT4, HT8, HT9) |  | class 2
Beckman Coulter, Inc. | Korea | IVD |  | Beckman Coulter CD56 PE (N901 (NKH-1)) | IVD reagents for flow cytometric test | class 2
Beckman Coulter, Inc. | Korea | IVD |  | Beckman Coulter CD56 PC5 (N901 (NKH-1)) | IVD reagents for flow cytometric test | class 2
Beckman Coulter, Inc. | Korea | IVD |  | Beckman Coulter CD20 FITC (B9E9 (HRC20)) | IVD reagents for flow cytometric test | class 2
Beckman Coulter, Inc. | Korea | IVD |  | Beckman Coulter CD4 PE (13B8.2) | IVD reagents for flow cytometric test | class 2
Beckman Coulter, Inc. | Korea | IVD |  | SYNCHRON Alkaline Phosphatase(ALP) reagent | reagents for clinical enzymes | class 2
Beckman Coulter, Inc. | Korea | IVD |  | AU LDH reagent | reagents for clinical enzymes | class 2
Beckman Coulter, Inc. | Korea | IVD |  | BECKMAN Coulter CD19 PC5 (J3-119) | IVD reagents for flow cytometric test | class 2
Beckman Coulter, Inc. | Korea | IVD |  | BECKMAN Coulter CD8 PE (B9.11) | IVD reagents for flow cytometric test | class 2
Beckman Coulter, Inc. | Korea | IVD |  | SYNCHRON Alcohol(ETOH) reagent | IVD reagents for toxin, heavy metal and drugs of abuse | class 2
Beckman Coulter, Inc. | Korea | IVD |  | BECKMAN Coulter CD3 FITC / CD19 PE (UCHT1, J3-119) | IVD reagents for flow cytometric test | class 2
Beckman Coulter, Inc. | Korea | IVD |  | BECKMAN Coulter CD3 FITC / CD16+56 PE (UCHT1, N901 (NKH-1)) | IVD reagents for flow cytometric test | class 2
Beckman Coulter, Inc. | Korea | IVD |  | BECKMAN Coulter CD7 FITC (8H8.1) | IVD reagents for flow cytometric test | class 2
Beckman Coulter, Inc. | Korea | IVD |  | BECKMAN Coulter CD19 PE (J3-119) | IVD reagents for flow cytometric test | class 2
Beckman Coulter, Inc. | Korea | IVD |  | BECKMAN Coulter CD45 FITC / CD14 PE (Immu19.2, RMO52) | IVD reagents for flow cytometric test | class 2
Beckman Coulter, Inc. | Korea | IVD |  | BECKMAN Coulter CD3 FITC / CD4 PE (UCHT1, 13B8.2) | IVD reagents for flow cytometric test | class 2
Beckman Coulter, Inc. | Korea | IVD |  | AU LDH(IFCC) reagent | reagents for clinical enzymes | class 2
Beckman Coulter, Inc. | Korea | IVD |  | AU Urea/Urea Nitrogen reagent | Other Reagents, classⅡ, for clinical chemistry | class 2
Beckman Coulter, Inc. | Korea | IVD |  | AU IgG reagent | IVD reagents for specific protein(immunoglobulin) test | class 2
Beckman Coulter, Inc. | Korea | IVD |  | AU AST reagent | reagents for clinical enzymes | class 2
Beckman Coulter, Inc. | Korea | IVD |  | AU Iron reagent | IVD reagents for anemia test | class 2
Beckman Coulter, Inc. | Korea | IVD |  | AU Lactate reagent | Other Reagents, classⅡ, for clinical chemistry | class 2
Beckman Coulter, Inc. | Korea | IVD |  | AU Total Bilirubin reagent | Other Reagents, classⅡ, for clinical chemistry | class 2
Beckman Coulter, Inc. | Korea | MD |  | AU Inorganic Phosphorous reagent |  | class 2
Beckman Coulter, Inc. | Korea | IVD |  | SYNCHRON Aspartate Aminotransferase(AST) reagent | reagents for clinical enzymes | class 2
Beckman Coulter, Inc. | Korea | IVD |  | AU IgM reagent | IVD reagents for specific protein(immunoglobulin) test | class 2
Beckman Coulter, Inc. | Korea | IVD |  | AU Glucose reagent | Other Reagents, classⅡ, for clinical chemistry | class 2
Beckman Coulter, Inc. | Korea | MD |  | CytoFuge 12 Cytocentrifuge System | Centrifuge, low-/medium-speed, cytological | class 1
Beckman Coulter, Inc. | Korea | MD |  | Express 2 Primary Tube Centrifuge | Centrifuge, tabletop, low-/medium-speed, room temperature, general-purpose | class 1
Beckman Coulter, Inc. | Korea | MD |  | CytoFuge 2 Cytocentrifuge System | Centrifuge, low-/medium-speed, cytological | class 1
Beckman Coulter, Inc. | Korea | MD |  | StatSpin Express 4 Horizontal Centrifuge | Centrifuge, tabletop, low-/medium-speed, room temperature, general-purpose | class 1
Beckman Coulter, Inc. | Korea | MD |  | Express 3 Primary Tube Centrifuge | Centrifuge, tabletop, low-/medium-speed, room temperature, general-purpose | class 1
Beckman Coulter, Inc. | Korea | IVD |  | AU Total Protein reagent | Other Reagents, classⅡ, for clinical chemistry | class 2
Beckman Coulter, Inc. | Korea | IVD |  | AU Haptoglobin reagent | IVD reagents for general immune test | class 2
Beckman Coulter, Inc. | Korea | IVD |  | AU C3 reagent | IVD reagents for specific protein(complement component) test | class 2
Beckman Coulter, Inc. | Korea | IVD |  | AU C4 reagent | IVD reagents for specific protein(complement component) test | class 2
Beckman Coulter, Inc. | Korea | IVD |  | SYNCHRON Microprotein(M-TP) reagent | Other Reagents, classⅡ, for clinical chemistry | class 2
Beckman Coulter, Inc. | Korea | IVD |  | AU CRP reagent | IVD reagents for inflammatory tests | class 2
Beckman Coulter, Inc. | Korea | IVD |  | AU α-Amylase reagent | reagents for clinical enzymes | class 2
Beckman Coulter, Inc. | Korea | IVD |  | AU ALT reagent | reagents for clinical enzymes | class 2
Beckman Coulter, Inc. | Korea | IVD |  | SYNCHRON Iron(FE) reagent | IVD reagents for anemia test | class 2
Beckman Coulter, Inc. | Korea | IVD |  | BECKMAN Coulter CD45 PC5 (J33) | IVD reagents for flow cytometric test | class 2
Beckman Coulter, Inc. | Korea | IVD |  | BECKMAN Coulter CD3 FITC (UCHT1) | IVD reagents for flow cytometric test | class 2
Beckman Coulter, Inc. | Korea | IVD |  | BECKMAN Coulter CD3 PE (UCHT1) | IVD reagents for flow cytometric test | class 2
Beckman Coulter, Inc. | Korea | IVD |  | AU IgA reagent | IVD reagents for specific protein(immunoglobulin) test | class 2
Beckman Coulter, Inc. | Korea | IVD |  | IMMAGE C-Reactive Protein(CRP) reagent | IVD reagents for inflammatory tests | class 2
Beckman Coulter, Inc. | Korea | IVD |  | AU Magnesium reagent | IVD reagents for electrolyte tests | class 2
Beckman Coulter, Inc. | Korea | IVD |  | AU Cholesterol reagent | Other Reagents, classⅡ, for clinical chemistry | class 2
Beckman Coulter, Inc. | Korea | IVD |  | AU Ferritin reagent | IVD reagents for anemia test | class 2
Beckman Coulter, Inc. | Korea | IVD |  | SYNCHRON Total Protein(TPm) reagent | Other Reagents, classⅡ, for clinical chemistry | class 2
Beckman Coulter, Inc. | Korea | IVD |  | SYNCHRON Lipase(LIP) reagent | reagents for clinical enzymes | class 2
Beckman Coulter, Inc. | Korea | IVD |  | BECKMAN Coulter CD13 PE (SJ1D1) | IVD reagents for flow cytometric test | class 2
Beckman Coulter, Inc. | Korea | IVD |  | BECKMAN Coulter CD16 PE (3G8) | IVD reagents for flow cytometric test | class 2
Beckman Coulter, Inc. | Korea | IVD |  | BECKMAN Coulter CD20 PE (B9E9 (HRC20)) | IVD reagents for flow cytometric test | class 2
Beckman Coulter, Inc. | Korea | IVD |  | BECKMAN Coulter CD3 FITC / CD8 PE (UCHT1, B9.11) | IVD reagents for flow cytometric test | class 2
Beckman Coulter, Inc. | Korea | IVD |  | AU Direct Bilirubin reagent | Other Reagents, classⅡ, for clinical chemistry | class 2
Beckman Coulter, Inc. | Korea | IVD |  | AU Triglyceride reagent | Other Reagents, classⅡ, for clinical chemistry | class 2
Beckman Coulter, Inc. | Korea | IVD |  | AU UIBC reagent | IVD reagents for anemia test | class 2
Beckman Coulter, Inc. | Korea | IVD |  | AU ALP reagent | reagents for clinical enzymes | class 2
Beckman Coulter, Inc. | Korea | IVD |  | SYNCHRON Albumin(ALBm) reagent | Other Reagents, classⅡ, for clinical chemistry | class 2
Beckman Coulter, Inc. | Korea | MD |  | COULTER LH SlideStainer | Auto stainer for pathology | class 1
Beckman Coulter, Inc. | Korea | IVD |  | Access 25(OH) Vitamin D Total Access 2 reagent | IVD reagents for bone and mineral metabolite measurement test | class 2
Beckman Coulter, Inc. | Korea | MD |  | COULTER LH 750 | Manual type Blood cell counter | class 1
Beckman Coulter, Inc. | Korea | MD |  | SYNCHRONⓡ CX3 Clinical System | Discrete type clinical chemistry automated analyzer | class 1
Beckman Coulter, Inc. | Korea | MD |  | SYNCHRONⓡ CX3 Delta Clinical System | Discrete type clinical chemistry automated analyzer | class 1
Beckman Coulter, Inc. | Korea | MD |  | SYNCHRONⓡ CX4 CE Clinical System | Discrete type clinical chemistry automated analyzer | class 1
Beckman Coulter, Inc. | Korea | MD |  | SYNCHRON CXⓡ PRO (CX4) Clinical System | Discrete type clinical chemistry automated analyzer | class 1
Beckman Coulter, Inc. | Korea | MD |  | SYNCHRONⓡ CX5 CE Clinical System | Discrete type clinical chemistry automated analyzer | class 1
Beckman Coulter, Inc. | Korea | MD |  | SYNCHRONⓡ CX7 Clinical System | Discrete type clinical chemistry automated analyzer | class 1
Beckman Coulter, Inc. | Korea | MD |  | SYNCHRON CXⓡ PRO (CX7) Clinical System | Discrete type clinical chemistry automated analyzer | class 1
Beckman Coulter, Inc. | Korea | MD |  | APPRAISEⓡ | Electrophoresis apparatus for clinical use | class 1
Beckman Coulter, Inc. | Korea | MD |  | SYNCHRON CXⓡ PRO (CX9) Clinical System | Discrete type clinical chemistry automated analyzer | class 1
Beckman Coulter, Inc. | Korea | MD |  | SYNCHRON LX® 20 Clinical Systems | Discrete type clinical chemistry automated analyzer | class 1
Beckman Coulter, Inc. | Korea | MD |  | SYNCHRON LX® 20 PRO Clinical Systems | Discrete type clinical chemistry automated analyzer | class 1
Beckman Coulter, Inc. | Korea | MD |  | COULTER Ac.T diff 2 Analyzer | Hematology analyzer, cell-quantifying | class 1
Beckman Coulter, Inc. | Korea | MD |  | COULTER LH 755 | Hematology analyzer, cell-quantifying | class 1
Beckman Coulter, Inc. | Korea | MD |  | COULTER Ac.T diff Analyzer | Manual type Blood cell counter | class 1
Beckman Coulter, Inc. | Korea | MD |  | COULTER LH 750 | Hematology analyzer, cell-quantifying | class 1
Beckman Coulter, Inc. | Korea | MD |  | COULTER HmX | Hematology analyzer, cell-quantifying | class 1
Beckman Coulter, Inc. | Korea | MD |  | COULTER Gen-S System | Manual type Blood cell counter | class 1
Beckman Coulter, Inc. | Korea | MD |  | UniCel DxH Slidemaker Stainer II Coulter Cellular Analysis System |  | class 1
Beckman Coulter, Inc. | Korea | MD |  | PK7400 | Blood type(automation) analyzer | class 1
Beckman Coulter, Inc. | Korea | MD |  | Avanti J-15R Centrifuge | Centrifuge, low-/medium-speed, refrigerating | class 2
Beckman Coulter, Inc. | Korea | IVD |  | Access hsTnI reagent | IVD reagents for cardiac marker | class 3
Beckman Coulter, Inc. | Korea | MD |  | UniCel DxH 900 Coulter Cellular Analysis System외 1건 | Hematology analyzer, cell-quantifying | class 1
Beckman Coulter, Inc. | Singapore | IVD |  | Beckman Coulter SYNCHRON® Systems Magnesium (MG) | Clinical chemistry | Class B IVD
Beckman Coulter, Inc. | Singapore | IVD |  | Beckman Coulter SYNCHRON® Systems Phosphorus (PHS) | Clinical chemistry | Class B IVD
Beckman Coulter, Inc. | Singapore | IVD |  | Beckman Coulter SYNCHRON® Systems Ammonia (AMM) | Clinical chemistry | Class B IVD
Beckman Coulter, Inc. | Singapore | IVD |  | Beckman Coulter SYNCHRON® Systems Iron (FE) | Clinical chemistry | Class B IVD
Beckman Coulter, Inc. | Singapore | IVD |  | Beckman Coulter SYNCHRON® Systems Phosphorus (PHOSm) | Clinical chemistry | Class B IVD
Beckman Coulter, Inc. | Singapore | IVD |  | Beckman Coulter SYNCHRON CX® Systems Calcium (CA) | Clinical chemistry | Class B IVD
Beckman Coulter, Inc. | Singapore | IVD |  | Beckman Coulter Access® OV MONITOR | Immunology | Class C IVD
Beckman Coulter, Inc. | Singapore | IVD |  | Beckman Coulter CK-MB Assay | Immunology | Class C IVD
Beckman Coulter, Inc. | Singapore | IVD |  | Beckman Coulter Access® CEA | Immunology | Class C IVD
Beckman Coulter, Inc. | Singapore | IVD |  | Beckman Coulter Access BNP Test | Immunology | Class C IVD
Beckman Coulter, Inc. | Singapore | IVD |  | Beckman Coulter SYNCHRON® System(s) High Sensitivity C-Reactive Protein (CRPH) | Clinical chemistry | Class C IVD
Beckman Coulter, Inc. | Singapore | IVD |  | Beckman Coulter IMMAGE® Immunochemistry Systems High Sensitivity C-Reactive Protein (CRPH) | Clinical chemistry | Class C IVD
Beckman Coulter, Inc. | Singapore | IVD |  | Beckman Coulter Complement (C3, C4) | Clinical chemistry | Class B IVD
Beckman Coulter, Inc. | Singapore | IVD |  | Beckman Coulter Ferritin | Clinical chemistry | Class B IVD
Beckman Coulter, Inc. | Singapore | IVD |  | Beckman Coulter Immunoglobulins | Clinical chemistry | Class B IVD
Beckman Coulter, Inc. | Singapore | IVD |  | Beckman Coulter Access® BR MONITOR | Immunology | Class C IVD
Beckman Coulter, Inc. | Singapore | IVD |  | Beckman Coulter Access® DIGOXIN | Clinical chemistry | Class C IVD
Beckman Coulter, Inc. | Singapore | IVD |  | Beckman Coulter Access® MYOGLOBIN | Clinical chemistry | Class C IVD
Beckman Coulter, Inc. | Singapore | IVD |  | Beckman Coulter Access® CKMB | Clinical chemistry | Class C IVD
Beckman Coulter, Inc. | Singapore | IVD |  | Beckman Coulter Hemoccult ICT® | Clinical chemistry | Class B IVD
Beckman Coulter, Inc. | Singapore | IVD |  | Beckman Coulter Hemoccult Test | Clinical chemistry | Class B IVD
Beckman Coulter, Inc. | Korea | MD |  | AQUIOS CL Flow Cytometer | Flow cytometry | class 1
Beckman Coulter, Inc. | Korea | IVD |  | SPRI-TE Viral NA Extraction Kit | IVD reagents for extracting nucleic acids | class 1
Beckman Coulter, Inc. | Korea | IVD |  | VERIS HCV Assay Reagent Pack | IVD reagents for genotyping or patient monitoring of HIV, HBV, HCV, HTLV, molecular diagnostics | class 3
Beckman Coulter, Inc. | Korea | IVD |  | VERIS HBV Assay Reagent Pack | IVD reagents for genotyping or patient monitoring of HIV, HBV, HCV, HTLV, molecular diagnostics | class 3
Beckman Coulter, Inc. | Korea | IVD |  | VERIS HIV-1 Assay Reagent Pack | IVD reagents for genotyping or patient monitoring of HIV, HBV, HCV, HTLV, molecular diagnostics | class 3
Beckman Coulter, Inc. | Korea | IVD |  | VERIS CMV Assay Reagent Pack | IVD reagents for infectious disease marker(Diagnosis of Sexually transmitted disease, Legally designated infectious pathogens other than ‘high risk pathogens’, Infectious agents with moderate infectivity), molecular diagnostics | class 3
Beckman Coulter, Inc. | Korea | IVD |  | Access SHBG reagent | IVD Reagents for pregnancy/childbirth hormone and protein tests | class 2
Beckman Coulter, Inc. | Korea | IVD |  | Access TSH (3rd IS) reagent | IVD Reagents for thyroid function hormone tests | class 2
Beckman Coulter, Inc. | Korea | IVD |  | Access sTfR reagent | IVD reagents for anemia test | class 2
Beckman Coulter, Inc. | Korea | MD |  | PK7400 | Blood type(automation) analyzer | class 1
Beckman Coulter, Inc. | Korea | MD |  | Avanti J-15 Centrifuge | Centrifuge, tabletop, low-/medium-speed, room temperature, general-purpose | class 1
Beckman Coulter, Inc. | Korea | MD |  | Navios EX | Flow cytometry | class 1
Beckman Coulter, Inc. | Korea | MD |  | UniCel DxH 900 Coulter Cellular Analysis System외 1건 | Other instruments or devices, classⅡ, for other clinical chemistry | class 2
Beckman Coulter, Inc. | Korea | IVD |  | DxFLEX Sheath Fluid | IVD supportive reagents for flow cytometric test | class 1
Beckman Coulter, Inc. | Korea | MD |  | DxFLEX Flow Cytometer | Flow cytometry | class 1
Beckman Coulter, Inc. | Korea | IVD |  | MicroScan Negative MIC EN 47 | IVD reagents and media for antibiotic susceptibility | class 2
Beckman Coulter, Inc. | Korea | IVD |  | Access Sensitive Estradiol reagent | IVD Reagents for pregnancy/childbirth hormone and protein tests | class 2
Beckman Coulter, Inc. | Russia | IVD |  | Анализатор гематологический Coulter LH 750 и принадлежности (см. Приложение на 1 листе)I. Анализатор гематологический Coulter® LH 750 Hematology Analyzer (базовый состав): 1. Аналитический блок (LH 750 Hematology Analyzer) 2. Блок питания ? компрессор 3. Управляющая станция (компьютер) 4. Клавиатура 5. Манипулятор типа «мышь» с ковриком 6. Кабели для подключения анализатора (сетевые и коммуникационные) 7. Принадлежности для подключения и обслуживания анализатора: монтажные элементы трубки (круглые и профильные) с клапанами трубка для отработанных реагентов с датчиком уровня уплотнительные прокладки и соединительные элементы кассеты для пробирок (16 мм и 10-13 мм) 8. Штрих-кодовые наклейки для пробирок и держатель для них 9. Документация II. Принадлежности для модернизации анализатора гематологического LH 750 (могут поставляться дополнительно к базовому составу): 1. Устройство для приготовления мазков крови Coulter® LH Slide Maker (блок для приготовления мазков крови кабели для подключения (сетевые и коммуникационные) монтажные элементы документация) 2. Устройство для окрашивания мазков крови Coulter® LH Slide Stainer (блок для окрашивания мазков крови кабели для подключения (сетевые и коммуникационные) монтажные элементы документация) III. Принадлежности к анализатору гематологическому LH 750 (могут поставляться дополнительно к базовому составу): 1. Монитор 2. Принтер 3. Источник бесперебойного питания (UPS) 4. Программное обеспечение 5. Лента для встроенного принтера для блока Slide Maker 6. Наклейки на предметные стекла для блока Slide Maker 7. Предметные стекла для мазков
Beckman Coulter, Inc. | Russia | IVD |  | Цитофлюориметр проточный Cytomics FC 500 c принадлежностями (см. Приложение на 1 листе)I. Цитофлюориметр проточный FC 500 (FC 500 FLOW CYTOMETER) (базовый состав): 1. Аналитический блок 2. Блок питания - компрессор 3. Рабочая станция ? компьютер (FlowСentre workstation) 4. Внешний USB-порт 5. Клавиатура для компьютера 6. Манипулятор типа «мышь» с ковриком 7. Кабели: а) электрические силовые кабели для подключений анализатора и компьютера к электрической сети и блоку питания; б) коммуникационные кабели для обеспечения связи с компьютером и периферийными устройствами; в) оптоволоконные кабели (fiber optic) для передачи данных с аналитического блока на компьютер 8. Трубки для подключения анализатора к компрессору и контейнеру отработанных реактивов (с датчиком уровня) 9. Пластиковый контейнер для отработанных реагентов 10. Держатели для пробирок (карусель на 32 пробирки - 2 шт.) 11. Документация II. Принадлежности для цитофлюориметра проточного FC 500 ? могут поставляться дополнительно к базовому составу: 1. Монитор в комплекте с кабелями для подключения 2. Принтер в комплекте с кабелями для подключения 3. Пробирки для проведения анализов (стартовый набор - 500 шт.) 4. Программное обеспечение (CD ?диски) 5. Набор для модернизации цитофлюориметра проточного FC 500 (FC 500 HeNe 633 nm UPGRADE KIT): а) источник света - гелий-неоновый лазер (HeNe laser); б) принадлежности для установки гелий-неонового лазера (короба предохранительная сетка крепеж)
Beckman Coulter, Inc. | Russia | IVD |  | Анализаторы специфических белков IMMAGE® IMMAGE® 800 с принадлежностями (см. Приложение на 1 листе) I. Анализаторы специфических белков: 1. Анализатор IMMAGE® (IMMAGE® Immunochemistry system) в составе: аналитический блок системный блок (компьютер) набор кабелей (электрических и коммуникационных) принадлежности для инсталляции анализатора 2. Анализатор IMMAGE® 800 (IMMAGE® 800 Immunochemistry system) в составе: аналитический блок системный блок (компьютер) набор кабелей (электрических и коммуникационных) принадлежности для инсталляции анализатора II. Принадлежности к анализаторам IMMAGE® и IMMAGE® 800: 1. Монитор 2. Принтер 3. Манипулятор типа мышь 4. Клавиатура 5. Набор принадлежностей для инсталляции анализатора 6. Программное обеспечение (дискета) 7. Программный диск (CD-диск) 8. Дискета (загрузочная) 9. Набор по обслуживанию 10. Блок кювет 11. Референсная кювета 12. Сегменты для разведения 13. Неиспаряющие крышки 14. Картридж для реагентов с крышкой 15. Тестовая наклейка 16. Наклейка для держателя образцов 17. Держатель для образцов 16х75 мм 18. Держатель для образцов 16х100 мм 19. Держатель для образцов 13x75 мм 20. Держатель для образцов 13x100 мм 21. Дозирующее устройство 250 мкл 22. Дозирующее устройство 500 мкл 23. Наконечник дозирующего устройства 250 мкл 24. Наконечник дозирующего устройства 500 мкл 25. Набор трубок 26. Чашечка для промывки пробоотборника 27. Чашечки для образцов
Beckman Coulter, Inc. | Russia | IVD |  | Анализаторы гематологические AcT 5diff АсТ 5diff CP AcT 5diff AL с принадлежностями (см. Приложение на 2 листах)I. Анализатор гематологический AсT 5 diff (базовый состав): 1. Аналитический блок АсТ 5 diff 2. Кабели для подключения анализатора (сетевые и коммуникационные) 3. Набор принадлежностей для подключения и обслуживания анализатора: трубки с клапанами трубка для отработанных реагентов с датчиком уровня уплотнительные прокладки и соединительные элементы источник света для дифф-модуля (галогеновая лампа) 4. Документация II. Анализатор гематологический AсT 5 diff CP (базовый состав): 1. Аналитический блок АсТ 5 diff CP (Cap Pierce) 2. Управляющая станция (компьютер) 3. Манипулятор типа «мышь» с ковриком 4. Кабели для подключения анализатора (сетевые и коммуникационные) 5. Набор принадлежностей для подключения и обслуживания анализатора: трубки с клапанами трубка для отработанных реагентов с датчиком уровня уплотнительные прокладки и соединительные элементы источник света для дифф-модуля (галогеновая лампа) 6. Документация III. Анализатор гематологический AсT 5 diff AL (базовый состав): 1. Аналитический блок АсТ 5 diff AL (Autoloader model) 2. Управляющая станция (компьютер) 3. Манипулятор типа «мышь» с ковриком 4. Кабели для подключения анализатора (сетевые и коммуникационные) 5. Набор принадлежностей для подключения и обслуживания анализатора: трубки с клапанами трубка для отработанных реагентов с датчиком уровня уплотнительные прокладки и соединительные элементы источник света для дифф-модуля (галогеновая лампа) кассеты для образцов 6. Документация IV. Принадлежности к гематологическим анализаторам серии AcT 5 diff (могут поставляться дополнительно к базовому составу): 1. Монитор 2. Принтер 3. Кабель для принтера 4. Программное обеспечение 5. Принадлежности для инсталляции и обслуживания анализатора (Installation Kit) 6. Принадлежности для подключения анализатора к емкости для отработанных реагентов (Waste Sensor Kit)
Beckman Coulter, Inc. | Russia | IVD |  | Проточные цитофлюориметры EPICS XL и EPICS XL MCL с принадлежностями (см. Приложение на 1 листе)1.Проточный цитофлюориметр EPICS XL (базовый комплект): Аналитический блок; блок питания (компрессор); рабочая станция - компьютер (FlowСentre workstation); программное обеспечение (дискеты CD -диски); монитор; клавиатура для компьютера; манипулятор типа «мышь»; принтер; набор кабелей для подключения анализатора: а) электрические силовые кабели для подключений анализатора компьютера монитора и принтера к электрической сети и блоку питания; б) коммуникационные кабели для обеспечения связи с компьютером и периферийными устройствами в) оптоволоконные кабели (fiber optic) для передачи данных с аналитического блока на компьютер; набор трубок для подключения анализатора к компрессору и контейнеру для отработанных реактивов; пластиковые б
Beckman Coulter, Inc. | Russia | IVD |  | Анализатор гематологический COULTER LH 500 с принадлежностями (см. Приложение на 1 листе) I. Анализатор гематологический COULTER® LH 500 (COULTER® LH 500 Hematology Analyzer) (базовый состав): 1. Аналитический блок (LH 500) 2. Управляющая станция (компьютер) 3. Кабели для подключения анализатора (сетевые и коммуникационные) II. Принадлежности к анализатору гематологическому COULTER® LH 500 (могут поставляться дополнительно к базовому составу): 1. Устройство для считывания штрих-кодов 2. Монитор 3. Клавиатура 4. Принтер 5. Кабель для принтера 6. Картридж для принтера 7. Подставка под принтер 8. Блок бесперебойного питания 9. Манипулятор типа ?мышь? 10. Штрих-кодовые наклейки и держатель 11.Стартовый набор принадлежностей для анализа ретикулоцитов (помпа 2.0 мл для дозирования регентов набор реагентов для анализа ?Retic Prep?) 12. Картридж пробоотборника c принадлежностями для установки 13. Программное обеспечение (дискеты CD) 14. Кассеты для пробирок 15. Лампа для гемоглобиновой камеры с держателем 16. Магистральные трубки для подключения реагентов 17. Трубка для отработанных реагентов с датчиком уровня 18. Принадлежности для обслуживания анализатора (трубки круглые и профильные пережимные клапана уплотнительные прокладки и соединительные элементы) 19. Документация
Beckman Coulter, Inc. | Russia | MD |  | Биохимические анализаторы серии SYNCHRON (см. Приложение)
Beckman Coulter, Inc. | Russia | IVD |  | Реагенты для анализаторов специфических белков серии: ARRAY® и IMMAGE® (см. Приложение на 3 листах)I. Реагенты для анализаторов серии ARRAY®: 1. Альбумин (Array® Albumin - (ALB) 100 tests) 2. Альбумин (Array® Albumin - (ALB) - 6 x 100 tests) 3. Альфа1-кислый гликопротеин (Array® Alpha1 - Acid Glycoprotein (AAG) 100 tests) 4. Альфа1-микроглобулин (Array® Alpha1 - Microglobulin (A1M) 100 tests) 5. Альфа1-антитрипсин (Array® Alpha1 - Antitrypsin (AAT) 100 tests) 6. Альфа1-антитрипсин (Array® Alpha1 - Antitrypsin (AAT) - 6 x 100 tests) 7. Альфа2-макроглобулин (Array® Alpha2 - Macroglobulin (AMG) 100 tests) 8. Антистрептолизин (Array® Antistreptolysin O Microparticulate Enhanced Reagent (ASO_MPE) 100 tests) 9. Антистрептолизин (Array® Antistreptolysin O Microparticulate Enhanced Reagent (ASO_MPE) - 6 x 100 tests) 10. Антитромбин III (Array® Antithrombin III (AT3) 100 tests) 11. Аполипопротеин А1 (Array® Apolipoprotein A1 (APA) 100 tests) 12. Аполипопротеин В (Array® Apolipoprotein B (APB) 100 tests) 13. Бета 2 микроглобулин (Array® BETA 2 Microglobulin (B2M) 100 tests) 14. Церулоплазмин (Array® Ceruloplasmin (CER) 100 tests) 15. Церулоплазмин (Array® Ceruloplasmin (CER) - 6 x 100 tests) 16. Высокочувствительный С-реактивный белок (Array® C-Reactive Protein Microparticulate Enhanced (CRPmpe) 100 tests) 17. Высокочувствительный С-реактивный белок (Array® C-Reactive Protein Microparticulate Enhanced (CRPmpe) - 6 x 100 tests) 18. Комплемент С3 (Array® Complement C3 (C3) 100 tests) 19. Комплемент С3 (Array® Complement C3 (C3) - 6 x 100 tests) 20. Комплемент С4 (Array® Complement C4 (C4) 100 tests) 21. Комплемент С4 (Array® Complement C4 (C4) - 6 x 100 tests) 22. Гаптоглобин (Array® Haptoglobin (HPT) 100 tests) 23. Гаптоглобин (Array® Haptoglobin (HPT) - 6 x 100 tests) 24. Иммуноглобулин А (Array® Immunoglobulin A (IgA) 100 tests) 25. Иммуноглобулин А (Array® Immunoglobulin A (IgA) - 6 x 100 tests) 26. Иммуноглобулин G (Array® Immunoglobulin G (IgG) 100 tests) 27. Иммуноглобулин G (Array® Immunoglobulin G (IgG) - 6 x 100 tests) 28. Иммуноглобулин М (Array® Immunoglobulin M (IgM) 100 tests) 29. Иммуноглобулин М (Array® Immunoglobulin M (IgM) - 6 x 100 tests) 30. Каппа легкие цепи (Array® Kappa Light Chain (KAP) 100 tests) 31. Лямбда легкие цепи (Array® Lambda Light Chain (LAM) 100 tests) 32. Липопротеин Lp(a) (Array® Lipoproteid Lp(a) 100 tests) 33. Микральбумин (Array® Microalbumin (MA) 100 tests) 34. Микроальбумин (Array® Microalbumin (MA) - 6 x 100 tests) 35. Преальбумин (Array® Prealbumin (PAB) 100 tests) 36. Пропердиновый фактор (Array® Properdin Factor B (PFB) 100 tests) 37. Ревматоидный фактор (Array® Rheumatoid Factor (RHF) 100 tests) 38. Ревматоидный фактор (Array® Rheumatoid Factor (RHF) - 6 x 100 tests) 39. Трансферрин (Array® Transferrin (TRF) 100 tests) 40. Трансферрин (Array® Transferrin (TRF) - 6 x 100 tests) II. Калибраторы и контроли: 1. Калибратор 1 (Array® Calibrator 1 - 4 x 3 ml) 2. Калибратор 2 (Array® Calibrator 2 - 4 x 1 ml) 3. Калибратор 3 (Array® Calibrator 3 - 4 x 3 ml) 4. Калибратор для белков мочи (Array® Urine Protein Calibrator - 4 x 3 ml) 5. Калибратор 5 (Array® Calibrator 5 - 4 x 4 ml) 6. Калибратор 5 плюс (Array® Calibrator 5 Plus - 4 x 2 ml) 7. Калибратор для апобелков (Array® APO Calibrator - 4 x 2 ml) 8. Калибратор липопротеина Lp(a) (Array® Lipoproteid Lp(a) Calibrator- 2 x 1 ml) 9. Контроль 2 (Array® Control 2 - 6 x 1 ml) 10. Контроль для белков мочи уровень 1 (Array® Urine Protein Control level 1 - 6 x 1 ml) 11. Контроль для белков мочи уровень 2 (Array® Urine Protein Control level 2 - 6 x 1 ml) III. Системные реагенты: 1. Дилюент для апобелков (Array® APO Diluent - 3 x 2000 ml) 2. Буфер (Array® Buffer - 3 x 2000 ml) 3. Дилюент (Array® Diluent - 3 x 2000 ml) 4. Реакционная жидкость для ревматоидного фактора (Array® RHF Reaction Fluid - 3 x 2000 ml) IV. Реагенты для анализаторов Immage®/ Immage®800: 1. Антидезоксирибонуклеаза В (Immage® Antideoxyribonuclease B (DNB) - 150 Tests include 1x1 ml Calibrator Control Level 1 & 2 2 x 4 ml each) 2. Общий иммуноглобулин Е (Immage® Immunoglobulin Total IgE 150 Tests (3 x 50 Tests Cartridges) Calibrator included) 3. Липопротеин Lp(a) (Immage® Lipoproteid Lp(a) (LPAX) - 150 Tests) 4. Контроль для ферритина (Immage® Ferritin Control 2 x 1 ml)
Beckman Coulter, Inc. | Russia | IVD |  | Реагенты и расходные материалы для цитометрических исследований (см. Приложение на 3 листах) I. Моноклональные антитела cерий: CYTO-STAT (CS) OptiClone (OC) IOTest (IOT) COULTER CLONE (CC): неконъюгированные (PUR) биотинилированные (BIOTIN) или конъюгированные с флуоресцентными красителями: FITC PE RD1 ECD PC5 PC7 APC: CD1; CD1a; CD2; CD3; CD4; CD5; CD7; CD8; CD8?; CD9; CD10; CD11a; CD11b; CD11c; CD13; CD14; CD15; CD15M; CD16; CD16b; CD18; CD19; CD20; CD21; CD22; CD23; CD24; CD25; CD26; CD27; CD28; CD29; CD30; CD31; CD32; CD33; CD34; CD35; CD36; CD37; CD38; CD40; CD41; CD42a; CD42b; CD43; CD44; CD45; CD45RA; CD45RO; CD48; CD49b; CD49d; CD49e; CD50; CD51; CD54; CD55; CD56; CD57; CD58; CD59; CD61; CD62L; CD62P; CD63; CD64; CD65; CD66b; CD69; CD71; CD79a; CD79b; CD80; CD81; CD83; CD86; CD89; CD90; CD94; CD95; CD103; CD105; CD109; CD111; CD112; CD116; CD117; CD120a; CD120b; CD122; CD124; CD126; CD127; CD130; CD134; CD135; CD136; CD138; CD144; CD146; CD152; CD154; CD157; CD158ah; CD158b1/b2j; CD158e1/e2; CD158i; CD159a; CD160; CD161; CD166; CD178; CD179a; CD184; CD203c; CD206; CD207; CD208; CD209; CD235a; CD243; CD244; APO2.7; CYTOKERATIN; FMC7; HLA-ABC; HLA-DR; Interferon gamma; IgM; IL-2; IL-4; Kappa light chain; LACTOFERRIN; Lambda light chain; MIELOPEROXIDASE; TcR PAN ?/?; TcR PAN g/?; PAN Y/S; TdT; TNF-?; CD2/CD7; CD3/CD4; CD3/CD8; CD3/CD16; CD3/CD(16+56); CD3/CD19; CD3/CD25; CD3/CD56; CD3/HLA-DR; MPO/LACTOFERRIN; CD4/CD8; CD4/CD29; CD4/CD45RA; C-S 2H4-RD1/T4-FITC; CD8/CD38; CD8/CD56; CD10/CD19; CD19/CD2; CD2/CD19; CD19/CD5; CD20/CD2; CD36/CD235a; CD45/CD14; CD45/CD235a; CD45RA/CD4; CD57/CD3; CD57/CD8; CD64/CD16; HLA-B27/HLA-B7; HLA-DR/CD8; KAPPA/CD19; LAMBDA/CD19; CD5/CD7/CD3; CD5/CD10/CD19; CD5/CD23/CD19; CD8/CD4/CD3; CD4/8/3; CD3/4/8; CD14/CD13/CD45; CD14/CD16/CD45; CD(14+16)/CD85k/CD33; CD(14+16)/CD85k/CD123; CD15/CD33/CD45; CD16/CD56/CD3; CD19/CD10/CD45; CD20/CD10/CD19; CD25/CD4/CD3; CD25/CD11c/CD19; CD34/CD33/CD45; CD34/CD117/CD45; CD38/CD56/CD45; CD41/CD235a/CD45; CD45/CD4/CD3; CD45/CD8/CD3; CD45/CD19/CD3; CD45/CD56/CD3; CD45/IgG1/IgG1; CD62L/CD45RA/CD4; CD62L/CD45RA/CD8; CD62L/CD45RO/CD8; CD71/CD33/CD45; CD103/CD11c/CD19; cMPO/cCD79a/cCD3; FMC7/CD23/CD19; HLA-DR/CD7/CD45; HLA-DR/CD13/CD45; HLA-DR/CD34/CD45; KAPPA/LAMBDA/CD19; CRTH2/CD203c/CD3; CD45/CD4/CD8/CD3; CD45/CD56/CD19/CD3 II. Негативные изотипические контроли на основе иммуноглобулинов мыши: IgG1 IgG2a IgG2b IgM IgG1/IgG1 IgG1/IgG2a IgG1/IgG2b IgG2a/IgG2b IgG2a/IgG2a IgG1/IgM IgG1/IgG1/IgG1 (Mouse IgG3) Neg.Ctrl./Neg.Ctrl./CD19 Neg.Ctrl./Neg.Ctrl./CD3 Neg.Ctrl./Neg.Ctrl./CD45 Neg.Ctrl./Neg.Ctrl./Neg.Ctrl. II. Калибраторы и контрольные материалы: Flow-Check Fluorospheres Flow-Count Fluorospheres Flow-Set Fluorospheres Immuno-Bryte Fluorospheres 7-AAD Viability Dye Stem-Trol Control Cells CYTO-COMP Cell Kit CYTO-COMP Reagent Kit CYTO-TROL Control Cells Immuno-Trol Cells Immuno-Trol Low Cells QuickCOMP 2 Kit QuickCOMP 4 Kit LeukoSure Enumeration Kit III. Реагенты и расходные материалы для пробоподготовки: ImmunoPrep Reagent System IntraPrep Permeabilization Reagent IOTest 3 Lysing Solution IOTest 3 Fixative Solution OptiLyse C OptiLyse B ISOTON II Coulter® Clenz IsoFlow VERSALYSE Lysing Solution Whole Blood Lysing Kit DNA-Prep Reagents Test Tube 12x75 mm blue IV. Реагенты для определения стволовых клеток изучения апоптоза активации базофилов: Stem-Kit Reagents ApoScreen ANNEXIN V APOPTOSIS KIT Annexin V Kit APOPTOSIS MEBSTAIN KIT ALLERGENICITY KIT
Beckman Coulter, Inc. | Russia | IVD |  | Анализаторы биохимические UniCel® DxС модели: DxС 600 DxС 600 Pro DxС 800 DxС 800 Pro с принадлежностями (см. Приложение на 2 листах)I. Анализаторы биохимические серии UniCel® DxC SYNCHRON® Clinical Systems модели: 1. UniCel® DxC 600 SYNCHRON® Clinical Systems 2. UniCel® DxC 600 PRO SYNCHRON® Clinical Systems 3. UniCel® DxC 800 SYNCHRON® Clinical Systems 4. UniCel® DxC 800 PRO SYNCHRON® Clinical Systems Базовый состав анализаторов UniCel® DxC: 1. Аналитический блок 2. Компьютер (системный блок) 3. Набор принадлежностей для подключения и облуживания анализатора: - электрические и коммуникационные кабели; - магистрали для подключения: трубки с клапанами и фильтрами уплотнительные прокладки и соединительные элементы - съемные элементы аналитического блока 4. Документация II. Принадлежности для биохимических анализаторов UniCel® DxC: 1. Станция очистки воды AFS1 (для анализатора DxC 600/DxC 600 PRO) с принадлежностями и фильтрующими элементами 2. Станция очистки воды AFS2 (для анализатора DxC 800/DxC 800 PRO) с принадлежностями и фильтрующими элементами 3. Принтер с кабелями для подключения (сетевым и коммуникационным) 4. Монитор 5. Клавиатура 6. Манипулятор типа мышь с ковриком 7. Программное обеспечение (дискеты и
Beckman Coulter, Inc. | Russia | IVD |  | Анализаторы биохимические серии SYNCHRON модели: CX 3 Delta CX4 PRO CX5 PRO CX9 PRO CX9 ALX CX4 SUPER CX5 SUPER CX7 SUPER LX20 LX20 PRO с принадлежностями (см. Приложение на 4 листах).I. Модели анализаторов биохимических SYNCHRON: 1. SYNCHRON CX3 Delta Биохимический анализатор SYNCHRON CX 3 Delta 2. SYNCHRON CX4 Pro Биохимический анализатор SYNCHRON CX 4 Pro 3. SYNCHRON CX5 Pro Биохимический анализатор SYNCHRON CX 5 Pro 4. SYNCHRON CX9 Pro Биохимический анализатор SYNCHRON CX 9 Pro 5. SYNCHRON CX9 ALX Биохимический анализатор SYNCHRON CX 9 ALX 6. SYNCHRON CX4-SUPER Биохимический анализатор SYNCHRON CX 4 Super 7. SYNCHRON CX5-SUPER Биохимический анализатор SYNCHRON CX 5 Super 8. SYNCHRON CX7-SUPER Биохимический анализатор SYNCHRON CX 7 Super 9. SYNCHRON LX 20 Биохимический анализатор LX 20 10. SYNCHRON LX 20 Pro Биохимический анализатор LX 20 Pro Базовый состав анализаторов серии SYNCHRON: 1. Аналитический блок 2. Компьютер (системный блок) 3. Клавиатура 4. Набор принадлежностей для подключения и облуживания анализатора: - электрические и коммуникационные кабели - магистрали для подключения: трубки с клапанами и фильтрами уплотнительные прокладки и соединительные элементы 5. Съемные элементы аналитического блока 6. Документация II. Принадлежности для биохимических анализаторов серии Synchron (могут поставляться дополнительно к базовому составу): 1. Станция очистки воды с принадлежностями 2. Принтер в комплекте с кабелями для подключения 3. Монитор 4.Программное обеспечение (дискеты и/или CD ?диски) 5.Инструменты для монтажа 6. CONDUCTIVITY ELECTRODEBUN-2 Электрод для определения мочевины 7. ELECTRODE GLUCOSE Электрод для определения глюкозы 8. ELECTRODE CHLORIDE Электрод для определения ионов хлора 9. CO2 ELECTRODE ASSY E4 СО2 электрод 10. TIP POTASSIUM ELECTRODE Наконечник калиевого электрода 11. ELECTRODE ASSYNA+ Электрод для определения натрия 12. BODY ASSY K/CA ELECT-SALES Корпус электрода К/СА 13. PMC KIT MAJOR CX3 Набор принадлежностей по обслуживанию анализатора СХ3 14. PMC KIT MINOR CX3 Набор принадлежностей по обслуживанию анализатора СХ3 15. PMC KIT CX4 Набор принадлежностей по обслуживанию анализатора СХ4 16. CX3 MAINTENANCE KIT Набор для обслуживания CX3 17. CX4 MAINTENANCE KIT Набор для обслуживания CX4 18. CX-5 MAINTENANCE KIT Набор принадлежностей по обслуживанию анализатора СХ5 19. CX-5 ISE MAINTENANCE KIT Набор по обслуживанию ISE модуля 20. LX 20 MAINTENANCE KIT Набор принадлежностей по обслуживанию анализатора LX 20 21. MEMBRANES PKG OF 25 Мембраны для электрода 22. MEMBRANE PKG OF 5 Мембраны 23. PUMP TUBING RED PK12 Трубки для перистальтического насоса (красные) 24. PUMP TUBE KIT GREY PK12 Трубки для перистальтического насоса (серые) 25. PUMP TUBING GREEN 12XPKG Трубки для перистальтического насоса (зеленые) 26. BOTTLE WASH 2.5 (CX3) Флакон для промывающего раствора CX 3 27. SAMPLE SYRINGE UPDT KIT Устройство дозирования 28. MAINTENANCE KIT 500UL SYRINGE Набор по обслуживанию устройства дозирования 5000 мкл 29. PTS SECTOR FOR TUBES 16X100MM PK5 Сектор для пробирок 30. PTS SECTOR FOR TUBES 13X75MM PK5 Сектор для пробирок 31. PTS SECTOR FOR TUBES 13X100MM PK5 Сектор для пробирок 32. PTS SECTOR FOR TUBES 16X75MM PK5 Сектор для пробирок 33. SECTOR LABEL 1-60 CX3 DELTA Наклейки для секторов 34. МС 500 UL SYRINGE MAINTENANCE KIT Набор по обслуживанию устройства дозирования 500 мкл 35. WIPER VACUUM PROBE Протирки для кювет 36. CX MIXER PADDLE Лопатка миксера 37. SYRINGE ASSY 50UL DELRIN Устройство дозирования в сборе 50 мкл 38. SYRINGE 500 UL Устройство дозирования в сборе 500 мкл 39. СС 100 UL SYRINGE MAINTENANCE KIT Набор по обслуживанию устройства дозирования 100 мкл 40. SAMPLE RACK 16X75(PKG OF 10) (BLUE) Держатель для образцов 16Х75 (10 ШТ)(ГОЛУБОЙ) 41. SAMPLE RACK 16X100(PKG OF 10) (BLUE) Держатель для образцов 16Х100 (10 ШТ)(ГОЛУБОЙ) 42. SAMPLE RACK 13X75(PKG OF 10) (BLUE) Держатель для образцов 13Х75 (10 ШТ)(ГОЛУБОЙ) 43. SAMPLE RACK 13X100(PKG OF 10) (BLUE) Держатель для образцов 13Х100 (10 ШТ)(ГОЛУБОЙ) 44. SAMPLE RACK 13X100(PKG OF 10) (BROWN) Держатель для образцов 13Х100 (10 ШТ)(КОРИЧ) 45. SAMPLE RACK 13X100(PKG OF 10) (GREEN) Держатель для образцов 13Х100 (10 ШТ)(ЗЕЛЕН) 46. SAMPLE RACK 13X100(PKG OF 10) (PURPLE) Держатель для образцов 13Х100 (10 ШТ)(ПУРПУР) 47. LABELSRACKS 1-500 Наклейки на держатели 48. ROPAK Фильтрующий элемент ROPAK 49. AFSPAK POLIISHING Фильтрующий элемент AFSPAK 50. RO-MODUL Реверс-осмос модуль 51. MILLIPAK 100 FINAL FILTER Фильтр 100 мкм
Beckman Coulter, Inc. | Russia | IVD |  | Система клинического электрофореза PARAGON с принадлежностями (см. Приложение на 2 листах)I. Система клинического электрофореза PARAGON в различной комплектации: 1. Система PARAGON для анализа белков и изоферментов (PARAGON COMPLETE): блок питания набор сетевых кабелей для подключения сушка 2 электрофоретические ячейки инкубатор блок для окрашивания пресс-сушка аппликатор нак
Beckman Coulter, Inc. | Russia | IVD |  | Одноканальный анализатор мочевины BUN Analyzer 2 с принадлежностями (см. Приложение на 1 листе)Принадлежности к одноканальному анализатору мочевины BUN Analyzer 2: 1. Набор по обслуживанию анализатора (Maintenance BUN-2 kit) 2. Дозирующее устройство 10 мкл (10 UL Pipette (Accustroke) 3. Набор трубок для подключения реагентов (Reagent flow tubing) 4. Набор трубок для перистальтических насосов (Pump tubing) 5. Наконечники к дозирующему устройству (Pipette tips)
Beckman Coulter, Inc. | Russia | IVD |  | Анализатор глюкозы одноканальный Glucose Analyzer 2 с принадлежностями (см. Приложение на 1 листе)Принадлежности к одноканальному анализатору глюкозы Glucose Analyzer 2: 1. Набор по обслуживанию анализатора (Maintenance GLUCOSE-2 kit) 2. Дозирующее устройство 10 мкл (10 UL Pipette (Accustroke) 3. Набор трубок для подключения реагентов (Reagent flow tubing) 4. Набор трубок для перистальтических насосов (Pump tubing) 5. Наконечники к дозирующему устройству (Pipette tips)
Beckman Coulter, Inc. | Russia | MD |  | Иммунохимический анализатор ACCESS в комплекте с принадлежностями (см. Приложение)
Beckman Coulter, Inc. | Russia | MD |  | Денситометр модели APPRAISE с принадлежностями (см. Приложение на 1 листе)I. Денситометр модели APPRAISE базовый состав: аналитический модуль электрические кабели для подключения плата каретки c гибкими магнитами экран для просмотра пластинок II. Принадлежности: 1. Плата каретки (10 треков) (Paragon-10 Carrier Plate) 2. Плата каретки (8 треков) (Paragon-8 Carrier Plate 3. Плата каретки (6 треков) (Paragon-6 Carrier Plate 4. Плата каретки МИКРОЗОН (Carrier Plate MICROZONE-8) 5. Калибровочный стандарт для денситометра (Calibration Standard) 6. Предохранители (Fuse) 7. Бумага для принтера (Printer paper) 8. Магнит для образцов (Sample magnet bars) 9. Инструкция по эксплуатации (APPRAISE manual)
Beckman Coulter, Inc. | Russia | IVD |  | Спектрофотометры серий DU 500 и DU 800 с комплектующими и принадлежностями (см. Приложение на 6 листах)Спектрофотометры серии DU 500: - DU520 UV/VIS GENERAL PURPOSE SPECTROPHOTOMETER - DU530 LIFE SCIENCE SPECTROPHOTOMETER Спектрофотометры серии DU 800: DU 800 UV/VIS Spectrophotometer Модификации: -- DU 800 Life Science Package -- DU 800 Concentration Package -- DU 800 Kinetics Package Комплектующие и принадлежности к спектрофотометрам Сменные кюветные модули для спектрофотометров DU 520 и DU 530: - Однокюветный модуль SINGLE CELL MODULE - DU500 - 6-ти позиционный кюветный модуль MULTICELL MODULE - DU500 - Модуль подачи образца SIPPER SAMPLING MODULE - DU500 - Проточный кюветный модуль GRAVITY FLOW CELL MODULE - DU500 - Термостатируемый кюветный модуль PELTIER TEMP CONTROL MODULE - DU500 Держатели для кювет для спектрофотометров DU 520 и DU 530: - Однокюветный держатель SINGLE CELL HOLDER 10 MM - DU500 - Шестипозиционный держатель 6-POSITION CELL HOLDER - DU500 - Держатель для 16 мм пробирок TEST TUBE HOLDER 16MM - DU500 - Держатель для микрокювет MICROCELL HOLDER 50UL - Кюветодержатель прямоугольный 5 см CELL HOLDER RECTANGULAR 5 CM - DU500 - Кюветодержатель прямоугольный 10 см CELL HOLDER RECTANGULAR 10 CM - DU500 Стандартные кюветы: - Стандартная кювета 10 мм CELL 10MM - Кюветы для УФ-области спектра (пирекс) PYREX CELL-SET OF FOUR - Кюветы 6х10 мм (стекло) 6X10 MM MATCH/GLASS CELL - Кварцевые кюветы 6х10 мм 6X10 MM MATCH. QUARTZ CELL - Кюветы для УФ-области (10 мм) CELL 10MM UV SILICA B - Кварцевые кюветы 10 мм (6 шт.) QUARTZ CELL 10MM MATCHED PK6 Стандартные микрокюветы для спектрофотометров: - MICROCELL MASKED 10MM SET OF 2 - MICROCELL MASKED 10MM SET OF 4 - MICROCELL MASKED 10MM SET OF 2 - MICROCELL MASKED 10MM-SET OF 4 - QUARTZ CELLS/SET OF 6 Микрокюветы 50 мкл для спектрофотометров: - 5 CARAT UCELL 50UL PK1 Кюветы для 5 см прямоугольного держателя для спектрофотометров: - CELL 50 MM - CELL 5 CM Специализированные кюветы для спектрофотометров: - Микрокювета 5 мкл ULTRA MICROCELL 5U - Микрокювета 20 CARAT CELL 4 POS - Заменяемая проточная кювета REPLACEMENT FLOW CELL - Проточная кювета с трубочками для подключения FLOW CELL UNHTD W/TUBING - Микрокювета для сиппера MICROCELL ASPIRATABLE Принадлежности для обслуживания для спектрофотометров DU 520 и DU 530: - Набор для замены галогеновой лампы для DU серии 500 TUNGSTEN LAMP REPLACEMENT KIT - DU500 - Набор для замены дейтериевой лампы для DU500 серии DEUTERIUM LAMP REPLACEMENT KIT - DU500 - Набор трубок для проточной кюветы FLOW CELL TUBING KIT - DU500 - Набор трубок для проточной кювет
Beckman Coulter, Inc. | Russia | IVD |  | Реагенты для одноканальных анализаторов (см. Приложение на 1 листе)1. Контроли для глюкозы и мочевины - Glucose and Urea/BUN Standards 6 x 50 ml 2. Набор реагентов для определения глюкозы - Glucose Reagent Kit 4 x 250 ml 3. Набор реагентов для определения мочевины - BUN Reagent Kit 2 x 250 ml 4. Набор реагентов для определения креатинина - Creatinine Reagent Kit 5 x 180 ml NaOH Buffer + 5 x 45 ml Picric Acid Solution
Beckman Coulter, Inc. | Russia | IVD |  | Прибор для капиллярного электрофореза PARAGON CZE 2000 с принадлежностями (см. Приложение на 2 листах)Прибор для капиллярного электрофореза PARAGON CZE 2000 - Прибор для капиллярного электрофореза PARAGON CZE 2000 в стандартной комплектации (аналитический блок компьютер монитор принтер манипулятор типа «мышь» клавиатура программное обеспечение набор принадлежностей и расходных материалов для подключения анализатора и обслуживания системы) PARAGON CZE 2000 CAPILLARY ZONE ELECTROPHORESIS SYSTEM Комплектующие и принадлежности: - Пробоотборник в сборе COAXIAL PROBE ASSY - Устройство для дозирования SYRINGE REPLACEMENT CZE - Компьютер Специальная конфигурация для CZE S.C.D. CZE CONSOLE - Опто-волоконный кабель FIBER OPTIC CABLE PKGD - Ультрафиолетовая лампа UV PREALIGNED LAMP ASSY - Набор по обслуживанию CZE 2000 CZE 2000 MAINTENANCE KIT - Сегменты для проведения анализа CZE SEGMENTS PKG OF 35 - Капилляры для анализатора CZE 2000 CZE CAPILLARIES PKG OF 1 - Неиспаряющие крышки EVAPORATION CAP KIT - Сектор для пробирок 13х100 мм PTS SECTOR FOR TUBES 13X100MM PK5 - Сектор для пробирок 16х75 мм PTS SECTOR FOR TUBES 16X75MM PK5 - Сектор для пробирок 16х100 мм PTS SECTOR FOR TUBES 16X100MM PK5 - Сектор для пробирок 13х75 мм PTS SECTOR FOR TUBES 13X75MM PK5
Beckman Coulter, Inc. | Korea | MD |  | AU640 | Clinical chemistry automated analyser | class 1
Beckman Coulter, Inc. | Korea | MD |  | AU400 | Clinical chemistry automated analyser | class 1
Beckman Coulter, Inc. | Korea | MD |  | Cytomics FC 500 | Flow cytometry | class 1
Beckman Coulter, Inc. | Korea | MD |  | WalkAway 96 plus instrument | Microbial identification analyzer | class 1
Beckman Coulter, Inc. | Korea | MD |  | WalkAway 40 plus instrument | Microbial identification analyzer | class 1
Beckman Coulter, Inc. | Korea | MD |  | UniCel DxI 600 Access Immunoassay System | Enzyme immunoassay/ELISA analyzer | class 1
Beckman Coulter, Inc. | Korea | MD |  | AU680 | Clinical chemistry automated analyser | class 1
Beckman Coulter, Inc. | Korea | MD |  | Avanti J-26XP | Medical centrifuge | class 1
Beckman Coulter, Inc. | Korea | MD |  | Allegra X-22R | Medical centrifuge | class 1
Beckman Coulter, Inc. | Korea | MD |  | Allegra 25R | Medical centrifuge | class 1
Beckman Coulter, Inc. | Korea | MD |  | Avanti J-E | Medical centrifuge | class 1
Beckman Coulter, Inc. | Korea | MD |  | Allegra X-15R | Medical centrifuge | class 1
Beckman Coulter, Inc. | Korea | MD |  | J6-MI | Medical centrifuge | class 1
Beckman Coulter, Inc. | Korea | MD |  | Microfuge 16 | Medical centrifuge | class 1
Beckman Coulter, Inc. | Korea | MD |  | CEQ 8000외 1건 | Electrophoresis apparatus for clinical use | class 1
Beckman Coulter, Inc. | Korea | MD |  | Microfuge 22R | Medical centrifuge | class 1
Beckman Coulter, Inc. | Korea | MD |  | AutoMate 800 Sample Processor외 1건 | Centrifuge, tabletop, low-/medium-speed, room temperature, general-purpose | class 1
Beckman Coulter, Inc. | Korea | MD |  | Allegra X-30 | Centrifuge, tabletop, low-/medium-speed, room temperature, general-purpose | class 1
Beckman Coulter, Inc. | Korea | MD |  | Unicel? DxC 600 SYNCHRON Clinical Systems | Clinical chemistry automated analyser | class 1
Beckman Coulter, Inc. | Korea | MD |  | PK7300 | Blood type(automation) analyzer | class 1
Beckman Coulter, Inc. | Korea | MD |  | IQ 200 Sprint(Automated Urine Microscopy Analyzer)외 1건 | Urine cell image analyzer, (semi-)automated | class 1
Beckman Coulter, Inc. | Korea | MD |  | IMMAGE® Immunochemistry Systems | Immunonephelometry analyzer | class 1
Beckman Coulter, Inc. | Korea | MD |  | SPINCHRON(TM) DLX Centrifuge | Medical centrifuge | class 1
Beckman Coulter, Inc. | Korea | MD |  | Synchron CX® 4 Pro Clinical Systems | Discrete type clinical chemistry automated analyzer | class 1
Beckman Coulter, Inc. | Korea | MD |  | Synchron LX® 20 Pro Clinical Systems | Discrete type clinical chemistry automated analyzer | class 1
Beckman Coulter, Inc. | Korea | MD |  | Synchron CX® 5 Pro Clinical Systems | Discrete type clinical chemistry automated analyzer | class 1
Beckman Coulter, Inc. | Korea | MD |  | Synchron LX® 4201 CLINICAL Systems | Discrete type clinical chemistry automated analyzer | class 1
Beckman Coulter, Inc. | Korea | MD |  | Synchron CX® 9 Pro Clinical Systems | Discrete type clinical chemistry automated analyzer | class 1
Beckman Coulter, Inc. | Korea | MD |  | Synchron CX3 Delta Clinical System | Discrete type clinical chemistry automated analyzer | class 1
Beckman Coulter, Inc. | Korea | MD |  | Synchron CX4 Delta Clinical System | Discrete type clinical chemistry automated analyzer | class 1
Beckman Coulter, Inc. | Korea | MD |  | Synchron CX5 Delta Clinical System | Discrete type clinical chemistry automated analyzer | class 1
Beckman Coulter, Inc. | Korea | MD |  | NIDX Ⅱ HCC | Discrete type clinical chemistry automated analyzer | class 1
Beckman Coulter, Inc. | Korea | MD |  | Synchron CX5 CE Clinical System | Discrete type clinical chemistry automated analyzer | class 1
Beckman Coulter, Inc. | Korea | MD |  | Synchron CX7 Clinical System | Discrete type clinical chemistry automated analyzer | class 1
Beckman Coulter, Inc. | Korea | MD |  | Synchron CX3 Clinical System | Discrete type clinical chemistry automated analyzer | class 1
Beckman Coulter, Inc. | Korea | MD |  | ACCESSⓡ Analyzer | Enzyme immunoassay/ELISA analyzer | class 1
Beckman Coulter, Inc. | Korea | MD |  | AU 5800 | Clinical chemistry automated analyser | class 1
Beckman Coulter, Inc. | Korea | MD |  | SSH4 | Medical centrifuge | class 1
Beckman Coulter, Inc. | Korea | MD |  | APPRAISE | Spectrophotometer for clinical use | class 1
Beckman Coulter, Inc. | Korea | MD |  | COULTER Ac*T 10 Analyzer | Manual type Blood cell counter | class 1
Beckman Coulter, Inc. | Korea | MD |  | Coulter Ac*T 8 Analyzer | Manual type Blood cell counter | class 1
Beckman Coulter, Inc. | Russia | MD |  | Анализатор специфических белков ARRAY (см.приложение)
Beckman Coulter, Inc. | Russia | IVD |  | Анализаторы гематологические MAXM MAXM AL HmX HmX AL и принадлежности к ним (см. Приложение на 2 листах)I. Анализатор гематологический MAXM (базовый состав): 1. Аналитический блок (MAXM СР) 2. Управляющая станция (компьютер) 3. Клавиатура 4. Набор кабелей для подключения анализатора (сетевые и коммуникационные) 5. Набор принадлежностей для подключения и обслуживания анализатора: трубки круглые и профильные с клапанами трубка для отработанных реагентов с датчиком уровня игла для автоматического отбора образцов в защитном чехле уплотнительные прокладки и соединительные элементы лампа для определения гемоглобина с держателем 6. Документация II. Анализатор гематологический MAXM с автозагрузчиком (MAXM AL (Autoloader model)) (базовый состав): 1. Аналитический блок (MAXM AL) 2. Управляющая станция (компьютер) 3. Клавиатура 4. Набор кабелей для подключения анализатора (сетевые и коммуникационные) 5. Набор принадлежностей для подключения и обслуживания анализатора (трубки круглые и профильные с клапанами трубка для отработанных реагентов с датчиком уровня игла для автоматического отбора образцов в защитном чехле уплотнительные прокладки и соединительные элементы лампа для определения гемоглобина с держателем кассеты для пробирок (16 мм и 10-13 мм) 6. Документация III. Анализатор гематологический HmX (базовый состав): 1. Аналитический блок (HmX RCP (Rotary Cap pierce)) 2. Управляющая станция (компьютер) 3. Клавиатура 4. Набор кабелей для подключения анализатора (сетевые и коммуникационные) 5. Набор принадлежностей для подключения и обслуживания анализатора (трубки круглые и профильные с клапанами трубка для отработанных реагентов с датчиком уровня игла для автоматического отбора образцов в защитном чехле уплотнительные прокладки и соединительные элементы лампа для определения гемоглобина с держателем 6. Документация IV. Анализатор гематологический HmX с автозагрузчиком (HmX AL (Autoloader model)) (базовый состав): 1. Аналитический блок (HmX AL) 2. Управляющая станция (компьютер) 3. Клавиатура 4. Набор кабелей для подключения анализатора (сетевые и коммуникационные) 5. Набор принадлежностей для подключения и обслуживания анализатора (трубки круглые и профильные с клапанами трубка для отработанных реагентов с датчиком уровня игла для автоматического отбора образцов в защитном чехле уплотнительные прокладки и соединительные элементы лампа для определения гемоглобина с держателем кассеты для пробирок (16 мм и 10-13 мм) 6. Документация V. Принадлежности к анализаторам гематологическим MAXM MAXM AL HmX и HmX AL (могут поставляться дополнительно к базовому составу): 1. Устройство для считывания штрих-кодов 2. Монитор 3. Принтер 4. Кабель для принтера 5. Картриджи для принтера 6. Подставка под принтер 7. Штрих-кодовы наклейки и держатель 8. Стартовый набор принадлежностей для анализа ретикулоцитов (помпа 2.0 мл для дозирования регентов набор реагентов для анализа ?Retic Prep?) 9. Картридж пробоотборника 10. Программное обеспечение (дискеты)
Beckman Coulter, Inc. | Russia | IVD |  | Анализаторы иммунохимические ACCESS® ACCESS® 2 и принадлежности к ним (см. Приложение на 2 листах)I. Иммунохимический анализатор ACCESS® (базовый состав): ACCESS® IMMUNOASSAY ANALYZER 1. Аналитический модуль ACCESS® 2. Кабели сетевые и коммуникационные 3. Монтажные элементы для установки монитора 4. Документация II. Иммунохимический анализатор ACCESS® 2 (базовый состав): ACCESS® 2 IMMUNOASSAY ANALYZER 1. Аналитический модуль ACCESS® 2 2. Управляющая станция (компьютер) 3. Кабели сетевые и коммуникационные 4. Монтажные элементы для установки монитора 5. Документация III. Принадлежности для иммунохимических анализаторов АCCESS и ACCESS 2 (могут поставляться дополнительно к базовому составу): 1. Монитор Monitor 2. Принтер Printer 3. Кабель для принтера CABLE PRINTER 4. Комплект периферийных устройств для анализатора: клавиатура устройство для считывания штрих-кодов кабели для подключения ACCESS PERIPHERAL HARDWARE KIT 5. Программное обеспечение (СD дискеты) ACCESS SYSTEM SOFTWARE KIT 6. Держатели для пробирок с штрих-кодовыми наклейками ACCESS 13MM SAMPLE TRAYS W/BARCODE 7. Наклейки на держатели для пробирок SAMPLE TRAY BC LABELS 8. Защитная накладка на клавиатуру KEYBOARD MEMBRANE 9. Шаблон для клавиатуры ACCESS KYBD TEMPLT (ENG) 10. Набор по обслуживанию ACCESS CARE KIT 11. Электрический кабель для подключения анализатора ACCESS SYSTEM POWER CORD 12. Чашечки для образцов 2 мл PS SAMPLE CUPS 2 ML CONICAL PK 1000 13. Реакционные кюветы ACCESS REACTION VESSELS 16x98 14. Контейнеры для отработанных кювет AСCESS WASTE BAGS 15. Набор принадлежностей по обслуживанию анализатора PMI MODEL B MAJOR KIT 16. Набор принадлежностей по обслуживанию анализатора PMC ACCESS MODEL A MINOR KIT 17. Набор принадлежностей по обслуживанию анализатора PMC ACCESS MODEL B MINOR KIT 18. Набор принадлежностей по обслуживанию пробоотборника ACCESS ASPIRATE PROBE CLEANING KIT 19. Трубка перистальтического насоса TUBEPERISTALTIC PUMP 2.79 MM 20. Трубка перистальтического насоса (засасывающая) TUBEPERISTALTIC PUMP ASPIRETE 21. Трубка перистальтического насоса (вакуум) TUBEPERISTALTIC PUMP VACUUM BOTTLE
Beckman Coulter, Inc. | Russia | IVD |  | Диагностические наборы и реагенты для систем клинического электрофореза серии PARAGON® (см. Приложение на 3 листах) I. Диагностические наборы и реагенты для системы электрофореза Paragon®: 1. Набор для определения сывороточных белков (SPE Kit (Serum Protein Electrophoresis) 100 tests) 2. Набор для определения сывороточных белков (SPE Kit (Serum Protein Electrophoresis) 5000 tests) 3. Набор для определения сывороточных белков II (SPE-II Kit (Serum Protein Electrophoresis II) 80 tests) 4. Набор для определения сывороточных белков высокого разрешения (HRE Kit (High Resolution Electrophoresis) 60 tests) 5. Набор для иммуноэлектрофореза (IEP Kit (Immunoelectrophoresis) 10 tests) 6. Набор для иммуноэлектрофореза без антисывороток (IEP Kit (Immunoelectrophoresis) without antisera 10 gels & supplies) 7. Набор для иммунофиксации (IFE Kit (Immunofixation electrophoresis) 10 tests) 8. Набор для иммунофиксации (IFE MASTER Kit (Immunofixation electrophoresis) 250 tests) 9. Набор для иммунофиксации (Twin IFE Kit (Immunofixation electrophoresis) 20 tests) 10. Набор для иммунофиксации для мочи (легкие цепи) (Urine IFE Kit (light chains) 20 tests) 11. Набор антисывороток для иммунофиксации (IFE Antisera Kit) 12. Набор антисывороток для иммунофиксации для мочи (IFE Antiserum Kit - Urine) 13. Набор для иммунофиксации без антисывороток (IFE Kit (without antisera) 10 tests) 14. Набор для определения гликозилированного гемоглобина (DIATRAC HbA1c Electrophoresis Kit 100 tests) 15. Набор для определения гемоглобина (Hb Kit (Hemoglobin Electrophoresis) 100 tests) 16. Набор для определения кислого гемоглобина (Acid Hb Kit (Acid Hemoglobin Electrophoresis) 100 tests) 17. Набор для определения липопротеинов (LIPO Kit (Lipoprotein Electrophoresis) 80 tests) 18. Набор для определения изоформ лактатдегидрогеназы (LD Kit (Lactate Dehydrogenase Isoenzymes) 100 tests) 19. Антиплацентарная антисыворотка (Antiplacental Antiserum 2 mL) 20. Нейраминидаза (Neuraminidase 2 mL) 21. Фицин (Ficine 500 mg) 22. Буфер В-2 (B-2 Buffer Kit 10 bottles) 23. Набор для определения изоформ креатинкиназы (CK Kit (Creatine Kinase Isoenzymes) 100 tests) 24. Контроль на белки сыворотки норма (I.D.-Zone Normal SPE Control 6 x 2 mL) 25. Контроль на белки сыворотки патология (I.D.-Zone Abnormal SPE Control 6 x 2 mL) 26. Контроль для изоформ креатинкиназы (I.D.-Zone CK Isoenzyme Control 6 x 2 mL) 27. Контроль для изоформ лактатдегидрогеназы норма (I.D.-Zone Normal LD Isoenzyme Control 6 x 2 mL) 28. Контроль для изоформ лактатдегидрогеназы патология (I.D.-Zone Abnormal LD Isoenzyme Control 6 x 2 mL) 29. Контроль на гемоглобин (I.D.-Zone Hemoglobin AF/ASC Control 2x1 mL) 30. Контроль на гликозилированный гемоглобин норма (I.D.-Zone Normal Glycohemoglobin Control 2 x 1 mL) 31. Контроль на гликозилированный гемоглобин патология (I.D.-Zone Abnormal Glycohemoglobin Control 2 x 1 mL) 32. Набор для определения изоформ щелочной фосфатазы (ISOPAL Plus Kit (Alkaline Phosphatase Isoenzymes) 100 tests) 33. Набор для определения изоформ амилазы (ISOAMYL Kit (Amylase Isoenzymes) 100 tests) 34. Набор PROTUR HiSi - белки мочи (PROTUR HiSi Kit - Urinary Protein 100 tests) 35. Внутренний стандарт для набора PROTUR HiSi (PROTUR HiSi Marker (Internal Standard) 1 mL) 36. Набор для иммунофиксации белков мочи (PROTUR плюс) (PROTUR Plus Kit - Urine IFE 10 tests) 37. Набор антисывороток PROTUR плюс (PROTUR Plus Antiserum Kit) 38. Набор для иммунофиксации белков мочи PROTUR Bence Jones (PROTUR Bence Jones Kit - Urine IFE 20 tests) 39. Концентрат краски PRОTUR (PROTUR Staining Solution 100 mL concentrate) II. Диагностические наборы и реагенты для капиллярного электрофореза Paragon CZE®: 1. Набор для определения сывороточных белков (SPE Kit (Serum Protein Electrophoresis) 500 Tests) 2. Набор для иммунофиксации (IFE/s Kit (Immunofixation by Substraction) 10 tests) 3. Набор для иммунофиксации (IFE/s Kit (Immunofixation by Substraction) 50 tests) 4. Набор для электрофореза белков мочи (UPE (Urine Protein Electrophoresis) 120 tests) 5. Набор для иммунофиксации белков мочи (U-IFE/s (Urine Immunofixation by Substraction Electrophoresis) 20 tests) 6. Буфер-100 (Capillary Electrophoresis Buffer-100 1 x 500 mL) 7. Чистящий раствор (Cleaning Solution 1 x 50 mL) 8. Промывающий раствор (Rinse Solution 1 x 500 mL) 9. Чистящий раствор для капилляров (CLENZ Capillary Maintenance Solution kit) 10. Контроль для иммунофиксации (IFE/s Control Kit 3 x 3 mL)
Beckman Coulter, Inc. | Russia | MD |  | Микроцентрифуги лабораторные Microfuge 18 Microfuge 22R и принадлежности к ним (см. Приложение на 1 листе)I. Модели микроцентрифуг: 1. MICROFUGE 18 Микроцентрифуга модели Microfuge 18 2. MICROFUGE 22R WITH F241.5P ROTOR Микроцентрифуга c охлаждением модели Microfuge 22R с ротором F241.5P 3. MICROFUGE 22R Микроцентрифуга c охлаждением модели Microfuge 22R II. Принадлежности для микроцентрифуг (могут поставляться дополнительно): 1. ROTOR F241.5P W/ COVER Угловой ротор F241.5P с крышкой изготовлен из полипропилена 2. ROTOR F241.5 Угловой ротор F241.5 с крышкой изготовлен из алюминия 4. FIXED ANGLE ROTOR ASSY (F301.5) 30 X 1.5ML Угловой ротор F301.5 с крышкой изготовлен из алюминия 5. SWINGING BUCKET ROTOR ASSY (F241.5) 24 X 1.5ML Бакет-ротор F241.5 с крышкой изготовлен из алюминия 6. FIXED ANGLE ROTOR (F40.25) 40 X 0.40/0.25ML Угловой ротор F40.25 с крышкой изготовлен из алюминия
Beckman Coulter, Inc. | Russia | IVD |  | Центрифуги лабораторные серии AVANTI J (модели: J-30I J-25 J-25I J-20XP/I J-20XP J-E J-HC BioPro J-HC) и принадлежности к ним (см. Приложение на 3 листах)I. Центрифуги лабораторные серии AVANTI модели: 1. AVANTI J-30I CENTRIFUGE Лабораторная центрифуга AVANTI J-30I 2. AVANTI J-25 CENTRIFUGE Лабораторная центрифуга AVANTI J-25 3. AVANTI J-25I CENTRIFUGE Лабораторная центрифуга AVANTI J-25I 4. AVANTI J-20XP/I CENTRIFUGE Лабораторная центрифуга AVANTI J-20 XP/I 5. AVANTI J-20XP CENTRIFUGE Лабораторная центрифуга AVANTI J-20XP 6. AVANTI J-E CENTRIFUGE Лабораторная центрифуга AVANTI J-E 7. AVANTI J - HC BIOPRO CENTRIFUGE SYSTEM Лабораторная центрифуга AVANTI J-HC BioPro 8. AVANTI J - HC Лабораторная центрифуга AVANTI J-HC II. Принадлежности к центрифугам серии AVANTI (поставляются по требованию) Роторы: 1. JA 30.50TI ROTOR BIOSAFE LID 2. JA-25.50 ROTOR AY BIOSAFE LID 8X50ML 3. JA-25.15 ROTOR AY BIOSAFE LID 24X15ML 4. JA-21 FIXED ANGLE ROTOR 5. JA-20.1 ROTOR KIT 6. JA-20 ROTOR ASSY 7. JA-18.1 ROTOR 8. JA-18 ROTOR 9. JA-17 ROTOR ASSY 10. JLA-16.250 ROTOR W/BS LID 11. JA-14 ROTOR 12. JA-12 ROTOR DBL LOCK LID 13. JLA-10.500 ROTOR (6 CLOSED CANNISTERS) 14. JA-10 ROTOR ASSY 15. JLA 9.1000 ROTOR PACKAGE 16. JLA-8.1000 fixed angle rotor 17. JS-24.38 ROTOR ASSY 18. JS-24.15 ROTOR ASSY 19. JS-13.1 ROTOR 20. JS 4.3 ROTOR 4X750ML 21. JS4.0 ROTOR 22. JCF-Z ROTOR CF STD 23. JCF-Z RTR PKG CF SMALL 24. JCF-Z ROTOR CF LARGE 25. JCF-Z ROTOR - ZONAL 26. JS 5.0 ROTOR ASSEMBLY WITH LABWARE KIT Адаптеры: 1. ADAPTER 12 MM BLUE 2. MODULAR DISC ADAPTER 13 MM TAN 3. ADAPTER 14 MM ORANGE 4. ADAPTER 16 MM PURPLE 5. ADAPTER 17 MM GREEN 6. ADAPTER 18 MM GREEN 7. ADAPTER YELLOW 28 MM 8. ADAPTER 30 MM LT. GREEN 9. ADAPTER 35 MM DK. BLUE 11. ADAPTER 44 MM BROWN 12. AEROSOLVE CANNISTER GH-3.7/3.8 13. CANNISTER KITGH-3.7ROTOR 14. AEROSOLVE RACK WHITE 11х38 MM EACH 15. AEROSOLVE RACK BLUE 12х110 MM 16. TUBE RACKS TAN 13MM 17. AEROSOLVE RACK ORANGE 14х110 MM 18. AEROSOLVE RACK PURPLE 16х120 MM 19. TUBE RACKS LT GREEN 17MM 20. AEROSOLVE RACK GREEN 18х100 MM 21. AEROSOLVE RACK YELLOW 29х120 MM 22. TUBE RACKS LIME GREEN 30 MM 23. AEROSOLVE RACK WHITE 62х141 MM 24. CUSHION 230 ML CONICAL BOTTLE 25. 250 ML BOTTLE ADAPTER YELLOW 26. 250 ML CONICAL BOTTLE ADAPTER 27. 500 ML BOTTLE ADAPTER TAN 28. SLEEVE BLUE FOR 750 ML BOTTLE 29. CUP YELLOW 90MM W/LITPAK 30. CUP ORANGE 97MM DIAMETER
Beckman Coulter, Inc. | Russia | IVD |  | Реагенты и расходные материалы для систем генетического анализа (см. Приложение на 2 листах) 1. Стартовый набор реагентов для постановки реакции секвенирования (CEQTM DTCS Quick Start Kit) 2. Набор реагентов для постановки реакции секвенирования (CEQ DTCS Kit) 3. Набор реагентов для анализа полиморфизма одиночных нуклеотидов (SNP) (CEQ SNP-Primer Extension Kit) 4. Разделяющий гель LPA-1 (CEQ Separation Gel LPA-1) 5. Буфер для разделения 4 флакона (CEQ Separation Buffer 4 p/k) 6. Набор для определения размера фрагментов ДНК - 80 (до 80 нуклеотидов) (CEQ DNA Size Standard Kit - 80) 7. Набор для определения размера фрагментов ДНК - 400 (до 400 нуклеотидов) (CEQ DNA Size Standard Kit - 400) 8. Набор для определения размера фрагментов ДНК - 600 (до 600 нуклеотидов) (CEQ DNA Size Standard Kit - 600) 9. Контрольный образец для фрагментного анализа (CEQ Fragment Analysis Test Sample) 10. Гель для заполнения капилляров 20 мл (DNA СEQ Gel kit 20 ml) 11. Гель для заполнения капилляров 11 мл (DNA СEQ Gel kit 115 ml) 12. Буфер для разделения 60 мл (CEQ Sample Loading Solution 6.0 ml) 13. Буфер для секвенирования (12 виал) (KIT CEQ Reaction buffer 12 vials) 14. Бутыль для использованного геля 12 штук (Gel Waste Bottle 12/pk) 15. Тестовый образец (CEQ SAMPLE KIT) 16. Тестовый образец для анализа фрагментов (CEQ Fragment Analyse Mobility Standart) 17. Метка-краситель D2 (D2-PA 100 mg) 18. Метка-краситель D3 (D3-PA 100 mg) 19. Метка-краситель D4 (D4-PA 100 mg) 20. Увлажняющая кювета (Wetting Tray) 21. Планшеты для буфера 100 штук (Buffer Microtiter Plates 100/pk) 22. Блок капилляров для разделения ДНК 33-75B (CEQ DNA Separation Array 33-75B) 23. Блок капилляров для разделения ДНК 50-100 D (DNA Separation Capillary Array 50-100D) 24. Планшеты для образцов (Sample Microtiter Plates)
Beckman Coulter, Inc. | Russia | MD |  | Система генетического анализа CEQ 8000 и CEQ 8800 с принадлежностями (см. Приложение на 1 листе) I. Система генетического анализа CEQ 8000 (CEQ 8000 Genetic Analysis System) II. Система генетического анализа CEQ 8800 (CEQ 8800 Genetic Analysis System) III. Принадлежности для систем генетического анализа CEQ 8000 и CEQ 8800 (могут поставляться дополнительно): 1. Монитор 2. Управляющая станция (компьютер) 3. Программное обеспечение (дискеты СD-диски) 4. Клавиатура 5. Манипулятор типа «мышь» 6. Принтер 7. Кабели для подключения системы (сетевые и коммуникационные) 8. Контейнер для геля 9. Документация
Beckman Coulter, Inc. | Russia | IVD |  | Реагенты in vitro для гематологических анализаторов (см. Приложение на 1 листe)Реагенты для гематологических анализаторов: 1. ISOTON III Изотонический раствор ISOTON III 2. ISOTON II Изотонический раствор ISOTON II 3. LYSE S III Diff Лизирующий раствор 4. COULTER CLENZ cleaning agent Промывающий реагент 5. COULTER CLENZ concentrate Промывающий реагент (концентрированный) 6. Ac?T RINSE SHUTDOUN DILUENT Промывающий реагент 7. Ac?T PAK АсТ ПАК (Изотонический и лизирующий реагент) 8. diff Ac?T PAK дифф АсТ ПАК (Изотонический и лизирующий реагент) 9. MICRO PAK Reagent Реагент для дифференцировки лейкоцитов МИКРО ПАК 10. ONYX PAK Reagent Реагент для дифференцировки лейкоцитов ОНИКС ПАК 11. MAXM PAK Reagent Реагент для дифференцировки лейкоцитов МАКСЕМ ПАК 12. SCATTER-PAK Reagent Реагент для дифференцировки лейкоцитов СКАТТЕР ПАК 13. UNI-T-PAK Reagent Юни-Т-Пак (Изотонический и лизирующий реагент) 14. RETIC PAK Reagent Ретик ПАК (Реагент для анализа ретикулоцитов) 15. Coulter ReticPrep Reagent Kit РетикПреп (Реагент для анализа ретикулоцитов) 16. Coulter LATRON CONTROL Латрон (Контрольный реагент) 17. Coulter LATRON RPIMER Латрон Праймер (Контрольный реагент) 18. Coulter LATRON CONTROL/PRIMER KIT Латрон/Латрон Праймер (Контрольный реагент) 19. Coulter RETIC-C CELL CONTROL Контроль для ретикулоцитов 20. Coulter 5C Cell Control Контрольный реагент 5С 21. Coulter 4C PLUS Cell Control Контрольный реагент 4С ПЛЮС
Beckman Coulter, Inc. | Russia | IVD |  | Анализаторы гематологические АсТ 8 AcT 10 AcT diff AcT diff2 с принадлежностями (см. Приложение на 2 листах)I. Анализатор гематологический АсТ 8 (базовый состав): 1. AсT HAEMATOLOGY ANALYSER Аналитический блок АсТ 2. AсT 8 SOFTWARE KIT Программная карта 3. OPERATOR MANUAL ACT 8/10 ENGLISH Инструкция по эксплуатации 4. POWER CABLE EURO Кабель для подключения 5. KIT AcT PAK PICKUP/ACCESSORY Набор принадлежностей для подключения II. Анализатор гематологический АсТ 10 (базовый состав): 1. AcT HAEMATOLOGY ANALYSER Аналитический блок АсТ 2. AcT 10 SOFTWARE KIT Программная карта 3. OPERATOR MANUAL AcT 8/10 ENGLISH Инструкция по эксплуатации 4. POWER CABLE EURO Кабель для подключения 5. KIT AcT PAK PICKUP/ACCESSORY Набор принадлежностей для подключения III. Анализатор гематологический АсТ diff (базовый состав): 1. AcT diff HAEMATOLOGY ANALYSER Аналитический блок АсТ дифф 2. SOFTWARE AcT DIFF ENGLISH Программная карта АсТ дифф 3. OPERATOR MANUAL AcT DIFF (PAK) ENGLISH Инструкция по эксплуатации 4. POWER CABLE EURO Кабель для подключения 5. KIT AcT PAK PICKUP/ACCESSORY Набор принадлежностей для подключения IV. Анализатор гематологический АсТ diff 2(базовый состав) 1. AcT diff 2 HEMATOLOGY ANALYSER Гематологический анализатор AcT diff 2 2. OPERATOR MANUAL AcT DIFF (PAK) ENGLISH Инструкция по эксплуатации 3. POWER CABLE EURO Кабель для подключения 4. AcT DIFF2 PACK PICK-UP TUBE KIT Набор принадлежностей для подключения V. Принадлежности к анализаторам гематологическим (могут поставляться дополнительно к базовому составу): 1. Кабель для принтера 2. Принтер 3. Подставка под принтер 4. Программная карта AcT diff для работы с кровью животных (VET APPLICATION SOFTWARE KIT AcT diff) 5. KIT AcT TAINER PICKUP/ACCESSORY Набор принадлежностей для подключения
Beckman Coulter, Inc. | Russia | IVD |  | Центрифуги серии Allegra (модели X-12 X-12R X-15R 25R) с принадлежностями (см. Приложение на 8 листах)I. Центрифуги серии Allegra: 1. Настольная центрифуга ALLEGRA X-12 Allegra X-12 Centrifuge 2. Настольная центрифуга c охлаждением ALLEGRA X-12R Allegra X-12R Centrifuge 3. Настольная центрифуга c охлаждением ALLEGRA X-15R Allegra X-15R Centrifuge 4. Настольная высокоскоростная рефрижераторная центрифуга ALLEGRA 25R Allegra 25R CENTRIFUGE II. Принадлежности для центрифуг серии Allegra: Ротора для центрифуг: 5. Угловой ротор FX6100 FX6100 Fixed Angle Rotor 6. Бакетный ротор SX4750 SX4750 Swinging Bucket 7. Бакетный ротор SX4750А с автобалансировкой SX4750A Swinging Bucket (ARIES) 8. Бакетный ротор TS-5.1-500 ROTOR ASSY TS-5.1-500 9. Угловой ротор ТА-10-250 ROTOR ASSY TA-10-250 10.Угловой ротор TA-14-50 ROTOR ASSY TA-14-50 11.Угловой ротор TA15-1.5 ROTOR ASSY TA15-1.5 12.Ротор для микроплашек S5700 S5700 ROTOR Адаптеры для роторов SX4750 и SX4750A 13.Вставки для культуральных флаконов T-75 см2 Corning T-75 cm2 Canted-Neck Cell Culture Flasks 14.Вставки для культуральных флаконов T-75 см2 Corning T-25 cm2 Canted-Neck Cell Culture Flasks 15.Мультидисковый адаптер (голубой) 2 шт. MULTIDISC ADAPTER BLUE PKG 2 16.Адаптер для пробирок 12 мм (голубой) ADAPTER 12mm BLUE PK4 17.Держатель для пробирок RETAINER TUBE J-6 18.Адаптер для плашек ADAPTER PLATE 19.Мультидисковый адаптер (светло-коричневый) 2 шт. MULTIDISC ADAPTER L.BR. PKG 2 20.Модульный дисковый адаптер для пробирок 13 мм (желто-коричневый) MOD DISC ADAPTER 13mm TAN. 4xPKG 21.Мультидисковый адаптер (оранжевый) 2 шт. MULTIDISC ADAPTER ORANGE PKG 2 22.Адаптер для пробирок 14 мм (оранжевый) 4 шт. ADAPTER 14mm ORANGE PK4 23.Мультидисковый адаптер (пурпурный) 2 шт. MULTIDISC ADAPTER PURPLE PKG 2 24.Адаптер для пробирок 16 мм (пурпурный) 4 шт. ADAPTER 16mm PURPLE PK4 25.Мультидисковый адаптер для конических пробирок (зеленый) 2 шт. MULTIDISC ADAPTER CONICAL GREEN PKG 2 26.Адаптер для пробирок 17 мм (зеленый) 4 шт. ADAPTER 17mm GREEN PK4 27.Мультидисковый адаптер (зеленый) 2 шт. MULTIDISC ADAPTER GREEN PKG 2 28.Адаптер для пробирок 18 мм (зеленый) 4 шт. ADAPTER 18mm GREEN PK4 29.Мультидисковый адаптер для конических пробирок(св.зеленый) 2 шт. MULTIDISC ADAPTER CONICAL L.GREEN PKG 2 30.Адаптер для пробирок 30 мм (св. зеленый) 4 шт. ADAPTER 30mm LT GREEN PK4 31.Мультидисковый адаптер (желтый) 2 шт. MULTIDISC ADAPTER YELLOW PKG 2 32.Адаптер для пробирок 28 мм (желтый) 4 шт. ADAPTER YELLOW 28mm PK4 33.Мультидисковый адаптер (т.голубой) 2 шт. MULTIDISC ADAPTER DK.BLUE PKG 2 34.Адаптер для пробирок 35 мм (темно-голубой) 4 шт. ADAPTER 35mm DK BLUE PK4 35.Мультидисковый адаптер (коричневый) 2 шт. MULTIDISC ADAPTER BROWN PKG 2 36.Адаптер для флаконов 44 мм (коричневый) 4 шт. ADAPTER 44mm BROWN PK4 37.Вставка для флаконов 230 мл CUSHION 230 ml CONICAL BOTTLE (4) 38.Адаптер для бутылей 250 мл 250 ml BOTTLE ADAPTER YELLOW 39.Адаптер для бутылей 250 мл 250 ml CONICAL BOTTLE ADAPTER 40.Адаптер для бутылей 250 мл 500 ml BOTTLE ADAPTER TAN 41.Вставка для бутылей 750 мл SLEEVE BLUE FOR 750 ml BOTTLE 42.Крышка 90 мм CUP YELLOW 90mm W/LITPAK 43.Крышка 97 мм CUP ORANGE. 97mm 44.Набор канистр CANNISTER KITGH-3.7RTR 2PK 45.Аэрозольные канистры AEROSOLVE CANNISTER GH-3.7/3.8 SET 4 46.Вставка в аэрозольные канистры 11x38 мм AEROSOLVE RACK WHITE 11x38mm 47.Вставка в аэрозольные канистры 12x110 мм 2 шт. AEROSOLVE RACK BLUE 12x110mm SET 2 48.Вставка в аэрозольные канистры 12x110 мм 4 шт. AEROSOLVE RACK BLUE 12x110mm SET 4 49.Вставка в аэрозольные канистры 12x110 мм 2 шт. AEROSOLVE RACK TAN 12x110mm SET 2 50.Вставка в аэрозольные канистры 13 мм 4 шт. TUBE RACKS TAN 13mm (SET-4) 51.Вставка в аэрозольные канистры 14x110 мм 2 шт. AEROSOLVE RACK ORANGE 14x110mm SET 2 52.Вставка в аэрозольные канистры 14x110 мм 4 шт. AEROSOLVE RACK ORANGE 14x110mm SET 4 53.Вставка в аэрозольные канистры 16x120 мм 2 шт. AEROSOLVE RACK PURPLE 16x120mm SET 2 54.Вставка в аэрозольные канистры 16x120 мм 4 шт. AEROSOLVE RACK PURPLE 16x120mm SET 4 55.Вставка в аэро
Beckman Coulter, Inc. | Russia | IVD |  | Система PointCARE с принадлежностями (см. Приложение на 1 листе)I. Система PointCARE? PointCARE? system (базовый состав): 1. Аналитический блок PointCARE? 2. Управляющая станция (компьютер) совмещенная с сенсорным монитором 3. Блок питания для аналитического блока 4. Набор кабелей для подключения (сетевых и коммуникационных) II. Принадлежности (могут поставляться дополнительно к базовому составу): 1. Принтер 2. Кабели для подключения принтера (сетевые и коммуникационные) 3. Контейнер для отработанных реагентов 4. Инструкция по эксплуатации PointCARE? 5. Карта памяти (Memory Stick 256 MB) 6. Стартовый набор реагентов PointCARETM Reagent kit на 50 тестов в составе: - 50 пробирок со штрих-кодом содержащих реагент для определения CD4 (13 x 75 мм 4.0 мл пробирки с серыми крышками) 50 Bar-coded CD4 Reagent Tubes (13 x 75 mm 4.0 mL tubes with gray stoppers) - 10 пробирок со штрих-кодом содержащих лизирующий раствор (16 x 75 мм 8.0 мл пробирки с зелеными крышками; содержат 7 мл раствора; 1 пробирка на 10 анализов) 10 Bar-coded Lyse Tubes (16 x 75 mm 8.0 mL tubes with green stoppers; content volume of 7 mL; 1 tubefor 10 analyses) - 10 пробирок со штрих-кодом содержащих промывающий раствор (16 x 75 мм 8.0 мл пробирки с коричневыми крышками; содержат 3 мл раствора) 10 Bar-coded Rinse Tubes (16 x 75 mm 8.0 mL tubes with brown stoppers; content volume of 3 mL) - 10 пробирок со штрих-кодом содержащих очищающий раствор (16 x 75 мм 8.0 мл пробирки с желтыми крышками; содержат 5 мл раствора) 10 Bar-coded Cleaning Tubes (16 x 75 mm 8.0 mL tubes with yellow stoppers; content volume of 5 mL) - 20 пробирок со штрих-кодом для отходов (16 x 75 мм 8.0 мл пробирки с красными крышками) 20 Bar-coded Waste Tubes (16 x 75 mm 8.0 mL tubes with red stoppers) - 1 флакон с раствором для проточной кюветы - «обжимающая жидкость» (содержит 800 мл раствора) 1 Sheath Reagent Bottle (content volume of 800 mL) - 1 флакон с раствором для промывки и очистки системы (содержит 300 мл раствора) 1 Shutdown Solution Bottle (content volume of 300 mL) - Упаковка штрих-кодовых наклеек для пробирок с анализируемыми образцами (50х2) One envelope with 50 patient bar code labels in duplicate - 5 таблеток для дезактивации отработанных растворов 5 Waste Tablets (for use in Waste bottle).
Beckman Coulter, Inc. | Russia | IVD |  | Наборы реагентов PointCARE FlowCARE PLG-CD4 и расходные материалы для цитометрических исследований (см. Приложение на 2 листах) . Набор реагентов для системы PointCARE? PointCARE? CD4 Reagent Kit: 1. Пробирки с штрих-кодом содержащие реагент для определения CD4 (пробирки с серыми крышками 13x75 мм объемом 4.0 мл 50 шт.) 2. Пробирки с штрих-кодом содержащие лизирующий раствор (пробирки с зелеными крышками 16x75 мм объемом 8.0 мл; содержат 7 мл раствора 10 шт.) 3. Пробирки с штрих-кодом содержащие промывающий раствор (пробирки с коричневыми крышками 16x75 мм объемом 8.0 мл; содержат 3 мл раствора 10 шт.) 4. Пробирки с штрих-кодом содержащие очищающий раствор (пробирки с желтыми крышками 16х75 мм объемом 8.0 мл; содержат 5 мл раствора 10 шт.) 5. Пробирки с штрих-кодом для отходов (пробирки с красными крышками 16x75 мм объемом 8.0 мл 20 шт.) 6. Флакон с раствором для проточной кюветы - «Sheath Reagent» (содержит 800 мл раствора) 7. Флакон с раствором для промывки и очистки системы «Shutdown Solution» (содержит 300 мл раствора) 8. Штрих-кодовые наклейки для пробирок (2х50 шт.) 9. Таблетки «Waste Tablets» для дезактивации отработанных растворов (5 шт.) 10. Инструкция по использованию II. Набор реагентов FlowCARE ? FlowCARE? PLG CD4 Reagent : 1. 3 флакона по 1 мл c антителами CD45 FITC/ CD4 PE 2. Инструкция по использованию III. Пробирки для контрольных исследований на системе PoinCARE? PointCARE? Control Accessory Tube IV. Пробирки для цитометрических исследований Test Tube 12х75 мм
Beckman Coulter, Inc. | Russia | IVD |  | Цитофлюориметры проточные EPICS Altra с принадлежностями (см. Приложение на 3 листах)I. Цитофлюориметры проточные серии EPICS® ALTRA?: 1. Цитофлюориметр проточный ALTRA без усилителя логических ограничений (ALTRA w/o gated Amplifier) (базовый комплект): аналитический модуль съемные монтажные элементы аналитического блока подставка для монтажа прибора компьютер (управляющая станция) набор сетевых и коммуникационных кабелей клавиатура манипулятор типа «мышь» 2. Цитофлюориметр проточный ALTRA с усилителем логических ограничений (ALTRA with gated Amplifier) (базовый комплект): аналитический модуль съемные монтажные элементы аналитического блока подставка для монтажа прибора компьютер (управляющая станция) набор сетевых и коммуникационных кабелей клавиатура манипулятор типа «мышь» II. Принадлежности (могут поставляться дополнительно к базовому комплекту): 1. Принадлежности для скоростной сортировки (HyPerSort? Option) 2. Блок усилителя логических ограничений (Gated Amplifier) 3. Принадлежности для сортировки клеток в планшет (AutoClone?) 4. Набор фотоэлектронных умножителей (2 шт.) (PMT Kit containing 2 PMTs) 5. Блок детектора малоуглового светорассеивания с принадлежностями для подключения (Forward Fluorescence Detector (contains FS PMT) 6. Лазер 488 нм с принадлежностями для установки (Cyonics Argon air cooled 488 nm 15mW) 7. Гелий-неоновый лазер 633 нм с принадлежностями для установки (Melles Griot red HeNe 633nm 10 mW) 8. Гелий-неоновый лазер 544 нм с принадлежностями для установки (Melles Griot green HeNe 544 nm 1.5 mW) 9. Гелий-неоновый лазер 633 нм (Spectra Physics HeNe 633nm 35 mW) 10. Лазер Enterprise II модели 621 (Coherent Enterprise II Laser Mod. 621) 11. Лазер модели Innova 305 (Coherent Innova 305) 12. Лазер модели Innova 70C (Coherent Innova 70C Spektrum) 13. Лазер модели Innova 90/4 (Coherent Innova 90 /4) 14. Монтажные элементы для установки лазера Enterprise (Innova Enterprise Mounting Hardware) 15. Монтажные элементы для установки лазера Innova 305 (Innova 305 Mounting Hardware) 16. Монтажные элементы для установки лазера Innova 70C (Innova 70C Spektrum Mounting Hardware) 17. Монтажные элементы для установки лазера Innova 90 (Innova 90 Mounting Hardware) 18. Оптические элементы для установки лазера Enterprise (Enterprise Optics assembly) 19. Набор принадлежностей для модернизации оптической схемы (Laser Optics Field kit) 20. Полупропускное зеркало (50/50 Beamsplitter for UV/SSC) 21. Фильтр без держателя 395 нм (395BP Filter w/o holder) 22. Держатель фильтра (Filter holder) 23. Дихроичный фильтр 440 нм (440DL Filter with holder) 24. Набор оптических фильтров 630 710 755 и 500 нм (Applications Filter Kit) 25. Терморегулятор без водяной бани (Temperature regulations Kit w/o waterbath) 26. Проточная ячейка 70 мкм для скоростной сортировки (70 µm HyPerSort Sense (70 orifice /150 quartz) 27. Проточная ячейка 76 мкм для скоростной сортировки (76 µm HyPerSort Sense (76 quartz) 28. Проточная ячейка 76 мкм (ESP 3X SortSense 76 µm) 29. Проточная ячейка 100 мкм (ESP 3X SortSense 100 µm) 30. Проточная ячейка 140 мкм (ESP 3X SortSense 140 µm) 31. Проточная ячейка 76 мкм (SortSense flow cell 76 µm) 32. Проточная ячейка 100 мкм (SortSense flow cell 100µm) 33. Проточная ячейка 140 мкм (SortSense flow cell 140 µm) 34. Проточная ячейка 250 мкм (Bio-Sense 250 µm quartz) 35. Программное обеспечение для цитометра (EXPO32 MultiComp Cytometer) 36. Программное обеспечение для анализа ДНК (MultiCycle) 37. Монитор (Monitor) 38. Принтер (Printer) 39. Документация (Operator manual)
Beckman Coulter, Inc. | Russia | MD |  | рН-Метры серии Ф в составе (см. Приложение)
Beckman Coulter, Inc. | Russia | MD |  | Анализаторы гематологические АсТ diff 2 AcT 5 Diff HmX HmX AL в комплекте с принадлежностями (см. Приложение)
Beckman Coulter, Inc. | Russia | IVD |  | Центрифуги серии Allegra (модели: 6 6R 6KR 21 21R X-22 X-22R и 64) и серии OPTIMA (модели: L-100XP L-80XP L-90K LE-80K MAX MAX-E и TLX) и принадлежности (см. Приложение на 5 листах)Центрифуги серии Allegra 6: 1. Центрифуга Allegra 6 ALLEGRA 6 CENTRIFUGE 2. Центрифуга Allegra 6R ALLEGRA 6R CENTRIFUGE 3. Центрифуга Allegra 6KR ALLEGRA 6KR CENTRIFUGE Ротора для центрифуг серии Allegra 6: 4. Горизонтальный ротор GH 38 GH 3.8 ROTOR ASSY 5. Горизонтальный ротор GH 3.8 A (ARIES?) GH 3.8A ROTOR 6. Угловой ротор GA-6 GA-6 FIXED ANGLE ROTOR 7. Горизонтальный ротор GH-4.7 GH-4.7 ROTOR 8. Ротор для первичных пробирок PTS 2000 ROTOR Принадлежности к роторам: 9. Набор крышек для центрифужных стаканов GH 3.8 BUCKET COVER KIT 10. Набор центрифужных стаканов GH 3.8 BUCKET (SET OF 4) 11. Канистры для секторов Synchron CANNISTER SYNCHRON SEGMENTS 12. Канистры для пробирок 16 мм CANISTER FOR TUBES (16MM) 13. Канистры для пробирок 13 мм CANISTER FOR TUBES (13MM) 14. Крышки CANISTER COVER 15. Прокладка GASKET FOR CANISTER 16. Клипсы крышки COVER CLIP/LATCH 17. Основание для секторов BASE ONLY OF SECTOR CANISTER 18. Основание для пробирок 13 мм BASE ONLY OF TUBE CANISTER (13MM) 19. Основание для пробирок 16 мм BASE ONLY OF TUBE CANISTER (16MM) 20. Адаптер (голубой) ADAPTER 12MM BLUE (PKG.4) для пробирок 12 мм 21. Адаптер для пробирок 13 мм MOD. DISC ADAPTER 13MM TAN. 22. Адаптер (оранж.) для пробирок 14 мм ADAPTER 14MM ORANGE (PKG.4) 23. Адаптер (зеленый) для пробирок 17 мм ADAPTER 17MM GREEN (PKG. 4) 24. Адаптер (пурпур.) для пробирок 16 мм ADAPTER 16MM PURPLE (PKG. 4) 25. Адаптер (зеленый) для пробирок 18 мм ADAPTER 18MM GREEN (PKG. 4) 26. Адаптер (желтый) для пробирок 28мм ADAPTER YELLOW 28MM (PKG. 4) 27. Адаптер (св. зеленый) ADAPTER 30MM LT.GREEN (PKG.4) для пробирок 30 мм 28. Адаптер (т. синий) для пробирок 35 мм ADAPTER 35MM DK. BLUE (PKG. 4) 29. Адаптер (коричневый) ADAPTER 44MM BROWN (PKG. 4) для пробирок 44 мм 30. Адаптер (оранжевый) для 250 ML CONICAL BOTTLE ADAPTER конических сосудов 250 мл ORANGE 31. Адаптер (желтый) 250 ML BOTTLE ADAPTER YELLOW для сосудов 250 мл 32. Адаптер для сосудов 500 мл 500 ML BOTTLE ADAPTER TAN 33. Муфта (голубая) для сосудов 750 мл SLEEVE BLUE FOR 750 ML BOTTLE 34. Уплотнитель RETAINER TUBE J-6 35. Прозрачная крышка TRANSPARENT COVER 36. Держатель (оранжевый) TUBE HOLDER ORANGE 10 ML для пробирок 10 мл 37. Адаптер для микропробирок ADAPTER PLATE 38. Сосуд с поликабоновой крышкой PC BOTTLE W/CAP 500ML (PKG. 6) 39. Сосуд с полипропиленовой крышкой PP BOTTLE W/CAP 500ML (PKG. 6) 40. Сосуд с поликарбоновой крышкой PC BOTTLE W/CAP 250ML (PKG. 6) 41. Сосуд полипропиленовый с крышкой PP W/CAP 250ML (PKG. 6) 42. Сосуд полипропиленовый с крышкой PP BOTTLE W/CAP 750 ML (PKG. 6) 43. Адаптер для пробирок 30 мл ADAPTER RUBBR 30ML TUBES 44. Адаптер для пробирок 15 мл ADAPTER RUBBR 15ML TUBES 45. Адаптер (пурпурный) для пробирок 10 мл ADAPTER 10ML PURPLE EA. 46. Адаптер (оранжевый) для пробирок 75 мл ADAPTER 7.5ML ORANGE EA Центрифуги Allegra 21 Allegra 21R Allegra X-22 Allegra X-22R и Allegra 64R 47. Центрифуга настольная Allegra 21 ALLEGRA 21 CENTRIFUGE 48. Центрифуга с охлаждением Allegra 21R ALLEGRA 21R CENTRIFUGE 49. Центрифуга настольная Allegra X-22 ALLEGRA X-22 CENTRIFUGE 50. Центрифуга с охлаждением Allegra X-22R ALLEGRA X-22R CENTRIFUGE 51. Центрифуга с охлаждением Allegra 64R ALLEGRA 64R CENTRIFUGE Ротора для центрифуг Allegra 21 Allegra 21R Allegra X-22. Allegra X-22R и Allegra 64R: 52. Бакетный ротор S4180 S4180 ROTOR ASSY 53. Ротор S4180 с закрытыми стаканами S4180 RTR W/SEALED BUCKETS 54. Бакетный ротор SX241.5 SX241.5 Swinging Bucket rotor 55. Бакетный ротор SX4250 SX4250 Swinging Bucket rotor 56. Угловой ротор FX301.5 FX301.5 Fixed Angle rotor 57. Ротор для микропланшетов S2096 ROTOR ASSY 58. Угловой ротор F2402H F2402H ROTOR ASSY 59. Бакетный ротор F3602 F3602 ROTOR ASSY 60. Угловой ротор F0630 F0630 ROTOR ASSY 61. Угловой ротор F0650 F0650 ROTOR ASSY 62. Угловой ротор F0850 F0850 ROTOR ASSY 63. Угловой ротор F0685 F0685 ROTOR ASSY 64. Угловой ротор F0485 F0485 ROTOR ASSY 65. Угловой ротор F1010 F1010 ROTOR ASSY 66. Угловой ротор С0650 C0650 ROTOR ASSY 67. Угловой ротор С1015 C1015 ROTOR ASSY 68. Горизонтальный ротор Н6002 H6002 ROTOR 69. Бакетный ротор S0410 S0410 ROTOR ASSY 70. Адаптер для пробирок 15 мл. 12-PLACE ADAPTER 15 ML TUBES SET/2 71.Адаптер для пробирок 12х55/75 мм 12-PLACE ADAPTER 12х55/75 MM TUBES SET/2 72. Адаптер для пробирок 13х85 мм 9-PLACE ADAPTER 13 х 85MM TUBES SET/2 73. Адаптер для пробирок 7 мл 12-PLACE ADAPTER 7ML TUBES SET/2 74. Адаптер для пробирок 125х75 мм 12-PLACE ADAPTER 125х75MM TUBES SET/2 75. Адаптер для пробирок 10 мл 6-PLACE ADAPTER 10ML TUBES SET/2 76. Адаптер для пробирок «Monovette» 4-PLACE ADAPTER MONOVETTE TUBES SET/2 77. Адаптер для пробирок 15 мл 7-PLACE ADAPTER 15ML TUBES SET/2 78. Адаптер для конических 3-PLACE ADAPTER пробирок 15 мл 15ML CONICAL TUBES SET/2 79. Адаптер для пробирок 25 мл 2-PLACE ADAPTER 25ML TUBES SET/2 80. Адаптер для пробирок 30 мл 2-PLACE ADAPTER 30ML TUBES SET/2 81. Адаптер для конических 1-PLACE ADAPTER 50ML CONICAL пробирок 50 мл TUBES SET/2 82. Адаптер для пробирок 50 мл 1-PLACE ADAPTER 50ML SET/2 83. Адаптер для стеклянных 1-PLACE ADAPTER 50ML GLASS пробирок 50 мл TUBE SET/2 84. Адаптер для пробирок 85 мл 1-PLACE ADAPTER 85ML TUBES SET/2 85. Адаптер для пробирок 100 мл 1-PLACE ADAPTER 100ML TUBES SET/2 Центрифуги серии OPTIMA: Модели: 86. Центрифуга Optima L-100XP OPTIMA L-100XP 87. Центрифуга Optima L-80XP OPTIMA L-80XP 88. Центрифуга Optima L-90K OPTIMA L-90K 89. Центрифуга OPTIMA LE-80K OPTIMA LE-80K 90. Центрифуга OPTIMA MAX OPTIMA MAX 91. Центрифуга MAX-E OPTIMA MAX-E 92. Центрифуга OPTIMA TLX OPTIMA TLX Ротора для центрифуг серии OPTIMA: 93. Type 100 Ti ROTOR 94. Type 90 Ti ROTOR 95. Type 70 Ti ROTOR 96. Type 70.1 Ti ROTOR 97. Type 50.2 Ti ROTOR 98. Type 50.4 Ti ROTOR 99. Type 45 Ti ROTOR 100. Type 42.2 Ti ROTOR 101. Type 25 ROTOR 102. Type 19 ROTOR 103. SW 60 Ti ROTOR 104. SW 55 Ti ROTOR 105. SW 32 Ti ROTOR 106. SW 28.1 Ti ROTOR 107. SW 28 Ti ROTOR 108. CF-32 Ti ROTOR 109. MLA-130 ROTOR 110. MLA-80 ROTOR 111. MLS-50 ROTOR 112. TLS-55 ROTOR 113. TLA-55 ROTOR 114. TLA-100 ROTOR 115. TLA-100.3 ROTOR 116. TLA-120.1 ROTOR 117. TLA-120.2 ROTOR
Beckman Coulter, Inc. | Russia | IVD |  | Реагенты для in vitro диагностики и расходные материалы для анализаторов серий: Synchron и Access (см. Приложение на 1 листе)Реагенты для биохимических анализаторов серии Synchron: 1. Холинэстераза (реагент для определения) Cholinesterase Reagent Kit (CHE). 2. Гомоцистеин (реагент для определения) Homocysteine Reagent Kit (HCY UDR Kit). Реагенты для для иммунохимических анализаторов серии Access: 3. Антитела к тиреопероксидазе (реагент для определения) Access TPO ANTIBODY. 4. Антитела к тиреопероксидазе (калибратор) Access TPO ANTIBODY CALIBRATORS. 5. Антитела к тиреоглобулину II (реагент для определения) Access THYROGLOBULIN ANTIBODY II. 6. Антитела к тиреоглобулину II (калибратор) Access THYROGLOBULIN ANTIBODY II CALIBRATORS. 7. Интерлейкин-6 (реагент для определения) Access IL-6. 8. Интерлейкин-6 (калибратор) Access IL-6 CALIBRATORS. 9. Интерлейкин-6 (контроль) Access IL-6 QC. 10. Интактный паратиреоидный гормон (реагент для определения) Access INTACT PTH (iPTH). 11. Интактный паратиреоидный гормон (калибратор) Access INTACT PTH (iPTH) CALIBRATORS. 12. Промывающий буфер 2 для системы Access Access WASH BUFFER II. 13. Промывающий буфер 2 для системы UniCel DxI UniCel DxI Access Immunoassay System Wash Buffer II. Принадлежности для анализаторов: 14. Чашечки для образцов 0.5мл Sample cup 0.5 ml. 15. Чашечки для образцов 2.0мл Sample cup 2.0 ml.
Beckman Coulter, Inc. | USA | IVD | LKL | OSR6162 &#945;-1 ACIDGLYCOPROTEIN;447780 IMMAGE Immunochemistry Systems AAG Alpha-1-Acid Glycoprotein Reagent | Alpha-1-Acid-Glycoprotein, Antigen, Antiserum, Control | 1
Beckman Coulter, Inc. | USA | IVD | KHP | OSR6193 LACTATE | Acid, Lactic, Enzymatic Method | 1
Beckman Coulter, Inc. | USA | IVD | DDS | OSR6175 PREALBUMIN | Prealbumin, Fitc, Antigen, Antiserum, Control | 1
Beckman Coulter, Inc. | USA | IVD | CHP | Access Estradiol;Access Sensitive Estradiol (Reagent) - PN B84493 | Radioimmunoassay, Estradiol | 1
Beckman Coulter, Inc. | Korea | IVD |  | Access IL-6 reagent | IVD reagents for inflammatory tests | class 2
Beckman Coulter, Inc. | Korea | IVD |  | AQUIOS Tetra-1 Panel | IVD reagents for flow cytometric test | class 2
Beckman Coulter, Inc. | Japan | IVD |  | DxH 500 Series Rise | Hemoglobin kit for blood test
Beckman Coulter, Inc. | Japan | IVD |  | Access AccuTnI (for DxI) | troponin kit
Beckman Coulter, Inc. | Japan | IVD |  | AU reagent Mg (xylidyl blue) | Magnesium kit for blood and urine tests
Beckman Coulter, Inc. | Japan | IVD |  | Access AccuTnI (for Access2) | troponin kit
Beckman Coulter, Inc. | Japan | IVD |  | Access hsTnI | troponin kit
Beckman Coulter, Inc. | Japan | IVD |  | Access PCT | procalcitonin kit
Beckman Coulter, Inc. | Japan | IVD |  | AQUIOS Tetra-1 T cell subset panel | T cell subset kit
Beckman Coulter, Inc. | Japan | IVD |  | Access Hybridech p2PSA | prostate specific antigen precursor kit
Beckman Coulter, Inc. | Japan | IVD |  | Synchron System Magnesium Reagent | Magnesium kit for blood and urine tests
Beckman Coulter, Inc. | Japan | IVD |  | Synchron System Inorganic Phosphorus Reagent (PHOSm) | Phosphorus/inorganic phosphate kit for blood and urine tests
Beckman Coulter, Inc. | Japan | IVD |  | Synchron System Lithium Reagent | lithium kit
Beckman Coulter, Inc. | Japan | IVD |  | Synchron System Total Protein Reagent | blood test total protein kit
Beckman Coulter, Inc. | Japan | IVD |  | Synchron System Lipase (LIP) Reagent | lipase kit
Beckman Coulter, Inc. | Japan | IVD |  | Synchron LX System Albumin Reagent | blood test albumin kit
Beckman Coulter, Inc. | Japan | IVD |  | Synchron System Albumin Reagent | blood test albumin kit
Beckman Coulter, Inc. | Japan | IVD |  | AU Reagent ALP | alkaline phosphatase kit for blood test
Beckman Coulter, Inc. | Japan | IVD |  | AU reagent AMY (E-G7-PNP substrate) | amylase kit for blood test
Beckman Coulter, Inc. | Japan | IVD |  | AU Reagent AST | Aspartate aminotransferase kit
Beckman Coulter, Inc. | Japan | IVD |  | AU Reagent G-GTII (IFCC) | Hematology gamma-glutamyltranspeptidase kit
Beckman Coulter, Inc. | Japan | IVD |  | Synchron Dx system BUN reagent | Urea nitrogen kit for blood and urine tests
Beckman Coulter, Inc. | Japan | IVD |  | Synchron System HDL Cholesterol (HDLD) Reagent | HDL-cholesterol kit
Beckman Coulter, Inc. | Japan | IVD |  | Synchron system C-RP reagent | C-reactive protein kit
Beckman Coulter, Inc. | Japan | IVD |  | Synchron system IgA reagent | Immunoglobulin A kit for blood test
Beckman Coulter, Inc. | Japan | IVD |  | Synchron system IgM reagent | Immunoglobulin M kit for blood test
Beckman Coulter, Inc. | Japan | IVD |  | Synchron system AST reagent | Aspartate aminotransferase kit
Beckman Coulter, Inc. | Japan | IVD |  | Synchron system LD-L reagent | Lactate dehydrogenase kit
Beckman Coulter, Inc. | Japan | IVD |  | Synchron System Theophylline Reagent | theophylline kit
Beckman Coulter, Inc. | Japan | IVD |  | Synchron System Carbamazepine Reagent | carbamazepine kit
Beckman Coulter, Inc. | Japan | IVD |  | Synchron System Phenobarbital Reagent | phenobarbital kit
Beckman Coulter, Inc. | Japan | IVD |  | Synchron system alcohol (ETOH) reagent | ethanol kit
Beckman Coulter, Inc. | Japan | IVD |  | Synchron system CK reagent | creatine kinase kit
Beckman Coulter, Inc. | Japan | IVD |  | Synchron System LDL Cholesterol Reagent | LDL-cholesterol kit
Beckman Coulter, Inc. | Japan | IVD |  | Synchron system ASO reagent | Class III general-purpose/biochemical/immunological test series
Beckman Coulter, Inc. | Japan | IVD |  | Synchron System Creatinine Reagent (CREm) | Creatinine kit for blood and urine tests
Beckman Coulter, Inc. | Japan | IVD |  | Synchron system iron reagent | iron kit
Beckman Coulter, Inc. | Japan | IVD |  | Synchron System Inorganic Phosphorus Reagent | Phosphorus/inorganic phosphate kit for blood and urine tests
Beckman Coulter, Inc. | Japan | IVD |  | AU reagent IP (molybdate direct method) | Phosphorus/inorganic phosphate kit for blood and urine tests
Beckman Coulter, Inc. | Japan | IVD |  | Access TPO antibody | Thyroid peroxidase antibody kit for blood test
Beckman Coulter, Inc. | Japan | IVD |  | Access EPO | Erythropoietin kit
Beckman Coulter, Inc. | Japan | IVD |  | Access OV monitor | cancer antigen 125 kit
Beckman Coulter, Inc. | Japan | IVD |  | Access DHEA-S | Dehydroepiandrosterone-Sulfate Kit
Beckman Coulter, Inc. | Japan | IVD |  | Xpert C. difficile "Sephied" | Clostridium difficile nucleic acid kit
Beckman Coulter, Inc. | Japan | IVD |  | Access 25 (OH) Vitamin D Total | 25-Hydroxyvitamin D Kit
Beckman Coulter, Inc. | Japan | IVD |  | Access CMV IgG | Cytomegalovirus immunoglobulin G kit
Beckman Coulter, Inc. | Japan | IVD |  | Access MYO | myoglobin kit
Beckman Coulter, Inc. | Japan | IVD |  | Synchron system BUN reagent | Urea nitrogen kit for blood and urine tests
Beckman Coulter, Inc. | Japan | IVD |  | Coulter counter diff reagent (Rise SIIIdiff) | Hemoglobin kit for blood test
Beckman Coulter, Inc. | Japan | IVD |  | Coulter counter diff reagent | Hemoglobin kit for blood test
Beckman Coulter, Inc. | Japan | IVD |  | Synchron system ALT reagent | Alanine aminotransferase kit
Beckman Coulter, Inc. | Japan | IVD |  | Synchron system ALT reagent | Alanine aminotransferase kit
Beckman Coulter, Inc. | Japan | IVD |  | Synchron system LD-L reagent | Lactate dehydrogenase kit
Beckman Coulter, Inc. | Japan | IVD |  | Synchron system AST reagent | Aspartate aminotransferase kit
Beckman Coulter, Inc. | Japan | IVD |  | Synchron system IgG reagent | Immunoglobulin G kit for blood test
Beckman Coulter, Inc. | Japan | IVD |  | Synchron system CRPH reagent | C-reactive protein kit
Beckman Coulter, Inc. | Japan | IVD |  | Synchron system CK reagent | creatine kinase kit
Beckman Coulter, Inc. | Japan | IVD |  | Synchron system γ-GT reagent | Hematology gamma-glutamyltranspeptidase kit
Beckman Coulter, Inc. | Japan | IVD |  | Synchron system γ-GT reagent | Hematology gamma-glutamyltranspeptidase kit
Beckman Coulter, Inc. | Japan | IVD |  | Synchron System Cholesterol Reagent | cholesterol kit
Beckman Coulter, Inc. | Japan | IVD |  | Synchron system valproic acid reagent | valproic acid kit
Beckman Coulter, Inc. | Japan | IVD |  | Synchron System Digoxin (DIGN) Reagent | digoxin kit
Beckman Coulter, Inc. | Japan | IVD |  | Synchron System Micro TP Reagent | Class III general-purpose/biochemical/immunological test series
Beckman Coulter, Inc. | Japan | IVD |  | Synchron System Vancomycin Reagent | vancomycin kit
Beckman Coulter, Inc. | Japan | IVD |  | Synchron system prealbumin (PAB) reagent | Prealbumin/transthyretin kit
Beckman Coulter, Inc. | Japan | IVD |  | Synchron System Phenytoin Reagent | phenytoin kit
Beckman Coulter, Inc. | Japan | IVD |  | Synchron system P-amylase reagent | amylase isozyme kit
Beckman Coulter, Inc. | Japan | IVD |  | Coulter Counter IV Reagent (Ryze S4) | Hemoglobin kit for blood test
Beckman Coulter, Inc. | Japan | IVD |  | Access intact PTH | Intact Parathyroid Hormone Kit
Beckman Coulter, Inc. | Japan | IVD |  | HDL-cholesterol kit | HDL-cholesterol kit
Beckman Coulter, Inc. | Japan | IVD |  | Xpert MTB/RIF “Sephied” | Mycobacterium tuberculosis complex rifampicin resistance gene identification kit
Beckman Coulter, Inc. | Japan | IVD |  | Access CMV IgM | Cytomegalovirus immunoglobulin M kit
Beckman Coulter, Inc. | Japan | IVD |  | Access BR monitor | Cancer antigen 15-3 kit
Beckman Coulter, Inc. | Japan | IVD |  | Access 25 (OH) Vitamin D Total | 25-Hydroxyvitamin D Kit
Beckman Coulter, Inc. | Japan | IVD |  | Access Total βhCG | Human Chorionic Gonadotropin Kit for Blood Test
Beckman Coulter, Inc. | Japan | MD |  | Access Rubella IgG | Series for Class III Biochemical, Immunological, and Endocrine Testing
Beckman Coulter, Inc. | Japan | MD |  | Access T-Uptake | Series for Class III Biochemical, Immunological, and Endocrine Testing
Beckman Coulter, Inc. | Japan | IVD |  | access digoxin | digoxin kit
Beckman Coulter, Inc. | Japan | MD |  | Access Toxo IgG | Series for Class III Biochemical, Immunological, and Endocrine Testing
Beckman Coulter, Inc. | Japan | IVD |  | Access hGH | Human growth hormone kit for blood test
Beckman Coulter, Inc. | Japan | IVD |  | Access Total T4 | thyroxine kit
Beckman Coulter, Inc. | Japan | IVD |  | Access TSH | thyroid stimulating hormone kit
Beckman Coulter, Inc. | Japan | IVD |  | Access folic acid (FOLW) | folic acid kit
Beckman Coulter, Inc. | Japan | MD |  | Access Toxo IgMII | Series for Class III Biochemical, Immunological, and Endocrine Testing
Beckman Coulter, Inc. | Japan | MD |  | IO test FITC-labeled antibody CD57 IOT10 | Class II immunoassay series
Beckman Coulter, Inc. | Japan | MD |  | IO test FITC-labeled antibody CD2 IOT11a | Class II immunoassay series
Beckman Coulter, Inc. | Japan | MD |  | IO test FITC-labeled antibody CD4 IOT4a | Class II immunoassay series
Beckman Coulter, Inc. | Japan | MD |  | IO test FITC-labeled antibody CD3 IOT3 | Class II immunoassay series
Beckman Coulter, Inc. | Japan | MD |  | IO test FITC-labeled antibody CD20 IOB20a | Class II immunoassay series
Beckman Coulter, Inc. | Japan | MD |  | IO test FITC-labeled antibody CD16 ION16 | Class II immunoassay series
Beckman Coulter, Inc. | Japan | MD |  | IO test PE-labeled antibody CD16 ION16 | Class II immunoassay series
Beckman Coulter, Inc. | Japan | MD |  | IO test PE-labeled antibody CD20 IOB20a | Class II immunoassay series
Beckman Coulter, Inc. | Japan | MD |  | IO test FITC-labeled antibody CD5 IOT1a | Class II immunoassay series
Beckman Coulter, Inc. | Japan | MD |  | IO test FITC-labeled antibody CD62L LECAM-1 | Class II immunoassay series
Beckman Coulter, Inc. | Japan | MD |  | IO test FITC-labeled antibody CD7 IOT7 | Class II immunoassay series
Beckman Coulter, Inc. | Japan | IVD |  | Cytostat/Coulter Clone T8-RD1/T4-FITC | T cell subset kit
Beckman Coulter, Inc. | Japan | IVD |  | Cytostat/Coulter clone CD3(IgG1)-FITC/B4-RD1 | T cell kit
Beckman Coulter, Inc. | Japan | IVD |  | Cytostat/Coulter clone CD3(IgG1)-FITC/T8-RD1 | T cell subset kit
Beckman Coulter, Inc. | Japan | IVD |  | Synchron system amylase reagent (AMY7) | amylase kit for blood test
Beckman Coulter, Inc. | Japan | IVD |  | DxH Cellulise | Hemoglobin kit for blood test
Beckman Coulter, Inc. | Japan | IVD |  | AU Reagent Glu (HK) | Glucose kit for blood and urine tests
Beckman Coulter, Inc. | Japan | MD |  | Access AFP | Series for Class III Biochemical, Immunological, and Endocrine Testing
Beckman Coulter, Inc. | Japan | IVD |  | Access FSH | follicle-stimulating hormone kit for blood test
Beckman Coulter, Inc. | Japan | IVD |  | Access Insulin | insulin kit
Beckman Coulter, Inc. | Japan | MD |  | Access Hybridech PSA | Series for Class III Biochemical, Immunological, and Endocrine Testing
Beckman Coulter, Inc. | Japan | IVD |  | Access LH | Blood Test Luteinizing Hormone Kit
Beckman Coulter, Inc. | Japan | IVD |  | AU Reagent ALT | Alanine aminotransferase kit
Beckman Coulter, Inc. | Japan | IVD |  | Synchron system glucose reagent (GLUCm) | Glucose kit for blood and urine tests
Beckman Coulter, Inc. | Japan | MD |  | Access Rubella IgM | Series for Class III Biochemical, Immunological, and Endocrine Testing
Beckman Coulter, Inc. | Japan | MD |  | access cortisol | Series for Class III Biochemical, Immunological, and Endocrine Testing
Beckman Coulter, Inc. | Japan | MD |  | Microscan Rapid Plus Pos series ID2 | Series for Class III Bacteriological Testing
Beckman Coulter, Inc. | Japan | MD |  | Microscan Rapid Plus Neg II series ID4 | Series for Class III Bacteriological Testing
Beckman Coulter, Inc. | Japan | MD |  | Access Ostase | Series for Class III Biochemical, Immunological, and Endocrine Testing
Beckman Coulter, Inc. | Korea | MD |  | Navios | Flow cytometry | class 1
Beckman Coulter, Inc. | Korea | MD |  | AU480 | Clinical chemistry automated analyser | class 1
Beckman Coulter, Inc. | Korea | MD |  | UniCel DxH 800 Coulter Cellular Analysis System | Hematology analyzer, cell-quantifying | class 1
Beckman Coulter, Inc. | Korea | MD |  | PK7300 | Blood type(automation) analyzer | class 1
Beckman Coulter, Inc. | Korea | MD |  | AU480 | Clinical chemistry automated analyser | class 1
Beckman Coulter, Inc. | Korea | MD |  | SPRI-TE™ Nucleic Acid Extractor | Blood sample preparation instruments, general | class 1
Beckman Coulter, Inc. | Korea | MD |  | MicroScanⓡ autoSCANⓡ-4 | Microbial identification analyzer | class 1
Beckman Coulter, Inc. | Korea | MD |  | DU730 | Spectrophotometer for clinical use | class 1
Beckman Coulter, Inc. | Korea | MD |  | Vi-CELL Series XR외 2건 | Manual type Blood cell counter | class 1
Beckman Coulter, Inc. | Korea | MD |  | Unicel(R) DxC 880i Synchron(R) Access(R) Clinical System | Clinical chemistry automated analyser | class 1
Beckman Coulter, Inc. | USA | IVD | DDX | GOAT ANTISERA TO HUMAN PLASMINOGEN | Plasminogen, Antigen, Antiserum, Control | 1
Beckman Coulter, Inc. | USA | IVD | DCF | QUANTIPLATE ALBUMIN SINGLE | Albumin, Antigen, Antiserum, Control | 2
Beckman Coulter, Inc. | USA | IVD | DDZ | ALBUMIN FLUORESCEIN | Albumin, Fitc, Antigen, Antiserum, Control | 2
Beckman Coulter, Inc. | USA | IVD | JZJ | RABBIT ANTISERA TO HUMAN PREALBUMIN | Prealbumin, Antigen, Antiserum, Control | 1
Beckman Coulter, Inc. | USA | IVD | DCO | GOAT ANTISERA TO HUM | Alpha-Globulin, Antigen, Antiserum, Control | 1
Beckman Coulter, Inc. | USA | IVD | DCJ | GOAT ANTISERA TO HUMA | Beta-Globulin, Antigen, Antiserum, Control | 1
Beckman Coulter, Inc. | USA | IVD | DHL | QUANTIPLATE BIOLOGICAL A | Protein, Complement, Antigen, Antiserum, Control | 1
Beckman Coulter, Inc. | USA | IVD | JMR | QUANTIPLATE LYSOZYME BIOLOGI | Immunochemical, Lysozyme (Muramidase) | 1
Beckman Coulter, Inc. | USA | IVD | DCB | FLUORESCEIN CONJUGATED F(AB')2 | Fab, Fitc, Antigen, Antiserum, Control | 1
Beckman Coulter, Inc. | USA | IVD | JZP | OUCHTERLONY DOUBLE DIFFUSION KIT | Plates, Ouchterlony Agar | 1
Beckman Coulter, Inc. | USA | IVD | CGI | Access Unconjugated Estriol | Radioimmunoassay, Estriol | 1
Beckman Coulter, Inc. | USA | IVD | JKC | Access DHEA-s Calibrators;Access DHEA-s | Radioimmunoassay, Dehydroepiandrosterone (Free And Sulfate) | 1
Beckman Coulter, Inc. | USA | IVD | CFP | Access Ultrasensitive Insulin Calibrators;Access Ultrasensitive Insulin | Radioimmunoassay, Immunoreactive Insulin | 1
Beckman Coulter, Inc. | USA | IVD | CDP | Access Free T3 | Radioimmunoassay, Total Triiodothyronine | 2
Beckman Coulter, Inc. | USA | IVD | CFL | Active IGFBP-3 ELISA;Active Non-extraction IGF-1 ELISA | Radioimmunoassay, Human Growth Hormone | 1
Beckman Coulter, Inc. | USA | IVD | NDR | ACCESS INHIBIN A | Enzyme Immunoassay, Inhibin-A | 1
Beckman Coulter, Inc. | USA | IVD | JIS | hsTnI calibrator | Calibrator, Primary | 2
Beckman Coulter, Inc. | USA | IVD | GTR | IMMAGE Immunochemistry Systems DNB Antideoxyribonuclease-B Reagent | Antideoxyribonuclease, Streptococcus Spp. | 1
Beckman Coulter, Inc. | USA | IVD | CHI | 476851 Lipase Reagent (LIP 2 x60) | Lipase-Esterase, Enzymatic, Photometric, Lipase | 1
Beckman Coulter, Inc. | USA | IVD | KPA | LH Slide Stainer | Slide Stainer, Automated | 1
Beckman Coulter, Inc. | USA | IVD | GKJ | LH Slidemaker | Spinner, Slide, Automated | 1
Beckman Coulter, Inc. | USA | IVD | MRR | 969706 Direct LDL Cholesterol Reagent (LDLD 2 x 100) | System, Test, Low Density, Lipoprotein | 1
Beckman Coulter, Inc. | USA | IVD | JQW | FP1000;Q-Prep Workstation | Station, Pipetting And Diluting, For Clinical Use | 1
Beckman Coulter, Inc. | USA | IVD | LBS | LDL & VLDL PRECIPITATION, CHOLESTEROL VIA ESTERASE -OXIDASE, HDL | Ldl & Vldl Precipitation, Cholesterol Via Esterase-Oxidase, Hdl | 1
Beckman Coulter, Inc. | USA | IVD | PER | CellMek SPS (PN C44603) | Automated Pipetting, Diluting And Specimen Processing Workstations For Flow Cytometric Analysis | 1
Beckman Coulter, Inc. | USA | IVD | JHY | OSR61155 CK-MB | Colorimetric Method, Cpk Or Isoenzymes | 2
Beckman Coulter, Inc. | USA | IVD | DCN | OSR6147 CRP | System, Test, C-Reactive Protein | 2
Beckman Coulter, Inc. | USA | IVD | CFN | OSR61173 IgM | Method, Nephelometric, Immunoglobulins (G, A, M) | 2
Beckman Coulter, Inc. | USA | IVD | JGS | AUH1017 ISE Internal Reference Solution;AUH1016 ISE Low/High Urine Standard;AUH1018 ISE Na+/K+ Selectivity Check Solution;ISE unit for AU analyzers;AUH1014 ISE Low Serum Standard;AUH1012 ISE Mid Standard Solution;AUH1015 ISE High Serum Standard;AUH1011 ISE Buffer Solution;AUH1013 ISE Reference Solution | Electrode, Ion Specific, Sodium | 2
Beckman Coulter, Inc. | USA | IVD | CGZ | ISE unit for AU analyzers | Electrode, Ion-Specific, Chloride | 2
Beckman Coulter, Inc. | USA | IVD | CJE | AU Beckman Coulter Chemistry Analyzers;AU480 | Nitrophenylphosphate, Alkaline Phosphatase Or Isoenzymes | 2
Beckman Coulter, Inc. | USA | IVD | CGZ | ISE unit for AU analyzers | Electrode, Ion-Specific, Chloride | 2
Beckman Coulter, Inc. | USA | IVD | DDD | OSR6152 TRANSFERRIN | Transferrin, Rhodamine, Antigen, Antiserum, Control | 2
Beckman Coulter, Inc. | USA | IVD | DBI | OSR6160 C4 | Complement C4, Antigen, Antiserum, Control | 2
Beckman Coulter, Inc. | USA | IVD | JHN | ODR3022 APO A1 & B CALIBRATOR;OSR6142 APO A1 | Turbidimetric Method, Lipoproteins | 1
Beckman Coulter, Inc. | USA | IVD | CIT | OSR6109 AST;OSR6609 AST;OSR6209 AST;OSR6509 AST | Nadh Oxidation/Nad Reduction, Ast/Sgot | 2
Beckman Coulter, Inc. | USA | IVD | DIH | OSR6114 CHOLINESTERASE | Colorimetry, Cholinesterase | 1
Beckman Coulter, Inc. | USA | IVD | JIX | ODR3021 SERUM PROTEIN MULTI-CALIBRATOR 1 | Calibrator, Multi-Analyte Mixture | 2
Beckman Coulter, Inc. | USA | IVD | JJX | OSR6192 HbA1c;ODC0022 HbA1c CONTROL;ODR3032 HbA1c CALIBRATOR | Single (Specified) Analyte Controls (Assayed And Unassayed) | 1
Beckman Coulter, Inc. | USA | IVD | JZG | OSR6151 &#946;-2 MICROGLOBULIN | System, Test, Beta-2-Microglobulin Immunological | 2
Beckman Coulter, Inc. | USA | IVD | CIW | OSR6106 ALPHA-AMYLASE;OSR6006 ALPHA-AMYLASE | Starch-Dye Bound Polymer, Amylase | 2
Beckman Coulter, Inc. | USA | IVD | GHH | ODR3033 D-DIMER CALIBRATOR;OSR60135 D-DIMER;ODC0029 D-DIMER CONTROL | Fibrin Split Products | 2
Beckman Coulter, Inc. | USA | IVD | CZW | OSR6159 C3 | Complement C3, Antigen, Antiserum, Control | 2
Beckman Coulter, Inc. | USA | IVD | CIX | OSR6602 ALBUMIN;OSR6102 ALBUMIN;OSR6202 ALBUMIN | Bromcresol Green Dye-Binding, Albumin | 2
Beckman Coulter, Inc. | USA | IVD | KSZ | PK7300 Automated Microplate System;PK7300 | System, Test, Automated Blood Grouping And Antibody | 2
Beckman Coulter, Inc. | USA | IVD | CDT | SYNCHRON Triglycerides;OSR61118 TRIGLYCERIDE;OSR66118 TRIGLYCERIDE;OSR60118 TRIGLYCERIDE | Lipase Hydrolysis/Glycerol Kinase Enzyme, Triglycerides | 1
Beckman Coulter, Inc. | USA | IVD | DBF | OSR61203 FERRITIN | Ferritin, Antigen, Antiserum, Control | 2
Beckman Coulter, Inc. | USA | IVD | KNK | OSR6198 URIC ACID;OSR 6098 URIC ACID;OSR6298 URIC ACID;OSR6698 URIC ACID | Acid, Uric, Uricase (Colorimetric) | 1
Beckman Coulter, Inc. | USA | IVD | JJE | AU680 | Analyzer, Chemistry (Photometric, Discrete), For Clinical Use | 1
Beckman Coulter, Inc. | USA | IVD | CHS | OSR6137 BICARBONATE;OSR6237 BICARBONATE;OSR6537 BICARBONATE;OSR6637 BICARBONATE | Coulometric Method, Carbon-Dioxide | 2
Beckman Coulter, Inc. | USA | IVD | JJE | AU5800 | Analyzer, Chemistry (Photometric, Discrete), For Clinical Use | 1
Beckman Coulter, Inc. | USA | IVD | LBS | B23634 HDL CHOLESTEROL CALIBRATOR;OSR6195 HDL-CHOLESTEROL;A15625 HDL CHOLESTEROL;OSR6695 HDL-CHOLESTEROL;ODC0023 HDL CHOLESTEROL CALIBRATOR;OSR6295 HDL-CHOLESTEROL | Ldl & Vldl Precipitation, Cholesterol Via Esterase-Oxidase, Hdl | 1
Beckman Coulter, Inc. | USA | IVD | CJY | OSR61117 CALCIUM ARSERAZO;OSR66117 CALCIUM ARSENAZO;OSR65117 CALCIUM (Arsenazo);OSR60117 CALCIUM ARSENAZO | Azo Dye, Calcium | 2
Beckman Coulter, Inc. | USA | IVD | CKA | OSR6107 ALT;OSR6607 ALT | Nadh Oxidation/Nad Reduction, Alt/Sgpt | 1
Beckman Coulter, Inc. | USA | IVD | CFN | OSR61171 IgA | Method, Nephelometric, Immunoglobulins (G, A, M) | 2
Beckman Coulter, Inc. | USA | IVD | CFR | OSR6121 GLUCOSE;OSR6221 GLUCOSE;OSR6621 GLUCOSE | Hexokinase, Glucose | 2
Beckman Coulter, Inc. | USA | IVD | CIG | OSR61181 DIRECT BILIRUBIN | Diazo Colorimetry, Bilirubin | 2
Beckman Coulter, Inc. | USA | IVD | CIG | OSR6111 DIRECT BILIRUBIN;OSR6611 DIRECT BILIRUBIN;OSR6211 DIRECT BILIRUBIN;OSR6511 DIRECT BILIRUBIN | Diazo Colorimetry, Bilirubin | 2
Beckman Coulter, Inc. | USA | IVD | CGX | OSR6678 CREATININE;OSR6178 CREATININE | Alkaline Picrate, Colorimetry, Creatinine | 2
Beckman Coulter, Inc. | USA | IVD | CGS | OSR6179 CK (NAC);OSR6279 CK (NAC) | Nad Reduction/Nadh Oxidation, Cpk Or Isoenzymes | 2
Beckman Coulter, Inc. | USA | IVD | CIC | OSR6213 CALCIUM oCPC;OSR6113 CALCIUM oCPC | Cresolphthalein Complexone, Calcium | 2
Beckman Coulter, Inc. | USA | IVD | CEO | OSR6122 INORGANIC PHOSPHOROUS;OSR6222 INORGANIC PHOSPHOROUS | Phosphomolybdate (Colorimetric), Inorganic Phosphorus | 1
Beckman Coulter, Inc. | USA | IVD | CFN | OSR61172x IgG;OSR61172 IgG | Method, Nephelometric, Immunoglobulins (G, A, M) | 2
Beckman Coulter, Inc. | USA | IVD | CJE | OSR6504 ALP;OSR6604 ALP;OSR6004 ALP;OSR6204 ALP;OSR6104 ALP | Nitrophenylphosphate, Alkaline Phosphatase Or Isoenzymes | 2
Beckman Coulter, Inc. | USA | IVD | JHN | OSR6143 APO B | Turbidimetric Method, Lipoproteins | 1
Beckman Coulter, Inc. | USA | IVD | NQD | B86445 DxC 700 AU for Direct Track Sampling;B86444 DxC 700 AU with ISE;B86446 DxC 700 AU for Direct Track Sampling with ISE;B86443 DxC 700 AU | Cardiac C-Reactive Protein, Antigen, Antiserum, And Control | 2
Beckman Coulter, Inc. | USA | IVD | KSZ | PK7400 Automated Microplate System;PK7400 | System, Test, Automated Blood Grouping And Antibody | 2
Beckman Coulter, Inc. | USA | IVD | DIH | A53722 Synchron Cholinesterase (CHEX) Reagent | Colorimetry, Cholinesterase | 1
Beckman Coulter, Inc. | USA | IVD | JIT | ODR3029 PREALBUMIN CALIBRATOR | Calibrator, Secondary | 2
Beckman Coulter, Inc. | USA | IVD | CIG | OSR6112 TOTAL BILIRUBIN;OSR6612 TOTAL BILIRUBIN;OSR6512 TOTAL BILIRUBIN;OSR6212 TOTAL BILIRUBIN | Diazo Colorimetry, Bilirubin | 2
Beckman Coulter, Inc. | USA | IVD | LBS | ODC0024 LDL CHOLESTEROL CALIBRATOR;OSR6296 LDL-CHOLESTEROL;OSR6196 LDL-CHOLESTEROL | Ldl & Vldl Precipitation, Cholesterol Via Esterase-Oxidase, Hdl | 1
Beckman Coulter, Inc. | USA | IVD | CDT | OSR6230 LIPASE;OSR6130 LIPASE | Lipase Hydrolysis/Glycerol Kinase Enzyme, Triglycerides | 1
Beckman Coulter, Inc. | USA | IVD | DCF | ODR3024 MICROALBUMIN CALIBRATOR;OSR6167 MICROALBUMIN | Albumin, Antigen, Antiserum, Control | 2
Beckman Coulter, Inc. | USA | IVD | DHR | ODC0028 RF LATEX CALIBRATOR;OSR61105 RF LATEX | System, Test, Rheumatoid Factor | 2
Beckman Coulter, Inc. | USA | IVD | JMO | OSR61205 UIBC | Ferrozine (Colorimetric) Iron Binding Capacity | 1
Beckman Coulter, Inc. | USA | IVD | JGJ | OSR6189 MAGNESIUM;OSR6189x MAGNESIUM | Photometric Method, Magnesium | 1
Beckman Coulter, Inc. | USA | IVD | JIY | OSR6286 IRON;OSR6186 IRON | Photometric Method, Iron (Non-Heme) | 1
Beckman Coulter, Inc. | USA | IVD | JIX | ODR3023 SERUM PROTEIN MULTI-CALIBRATOR 2 | Calibrator, Multi-Analyte Mixture | 2
Beckman Coulter, Inc. | USA | IVD | CDQ | OSR6234 UREA/UREA NITROGEN;OSR6541 UREA-STAT/UREA NITROGEN STAT;OSR6634 UREA/UREA NITROGEN;OSR6134 UREA/UREA NITROGEN;OSR6641 UREA-STAT/UREA NITROGEN STAT;OSR6141 UREA-STAT UREA NITROGEN STAT | Urease And Glutamic Dehydrogenase, Urea Nitrogen | 2
Beckman Coulter, Inc. | USA | IVD | DEM | OSR6163 &#945;-1 ANTITRYPSIN | Alpha-1-Antitrypsin, Antigen, Antiserum, Control | 2
Beckman Coulter, Inc. | USA | IVD | JIT | B00389 HbA1c | Calibrator, Secondary | 2
Beckman Coulter, Inc. | USA | IVD | JIT | Bicarbonate calibrator ODC0019 | Calibrator, Secondary | 2
Beckman Coulter, Inc. | USA | IVD | JIX | System calibrator 66300X | Calibrator, Multi-Analyte Mixture | 2
Beckman Coulter, Inc. | USA | IVD | DCF | B46435 URINE/CSF ALBUMIN;B38859 URINE/CSF ALBUMIN CALIBRATOR;B38858 URINE/CSF ALBUMIN | Albumin, Antigen, Antiserum, Control | 2
Beckman Coulter, Inc. | USA | IVD | KHS | OSR6637 BICARBONATE;OSR6237 BICARBONATE;OSR6537 BICARBONATE;OSR6137 BICARBONATE | Enzymatic, Carbon-Dioxide | 2
Beckman Coulter, Inc. | USA | IVD | DDB | Ceruloplasmin | Ceruloplasmin, Antigen, Antiserum, Control | 2
Beckman Coulter, Inc. | USA | IVD | PQO | Access AMH | Anti-Müllerian Hormone Test System | 2
Beckman Coulter, Inc. | USA | IVD | JJY | ODC0003 Control Serum 1;ODC0004 Control Serum 2;ODC0005 HDL/LDL Cholesterol Control Serum (Level 1-2) 3x5 mL | Multi-Analyte Controls, All Kinds (Assayed) | 1
Beckman Coulter, Inc. | USA | IVD | PDJ | HbA1c Advanced | Hemoglobin A1c Test System | 2
Beckman Coulter, Inc. | USA | IVD | QKO | ACCESS SARS-CoV-2 IgG;ACCESS SARS-CoV-2 IgG II;ACCESS SARS-CoV-2 IgM | Reagent, Coronavirus Serological | N
Beckman Coulter, Inc. | USA | IVD | PQO | Access AMH | Anti-Müllerian Hormone Test System | 2
Beckman Coulter, Inc. | USA | IVD | LTT | MicroScan MICroSTREP plus Panels - Levofloxacin | Panels, Test, Susceptibility, Antimicrobial | 2
Beckman Coulter, Inc. | USA | IVD | JWY | MicroScan Dried Gram Negative MIC/Combo Panels - Cefuroxime | Manual Antimicrobial Susceptibility Test Systems | 2
Beckman Coulter, Inc. | USA | IVD | JWY | MicroScan Dried Gram Negative MIC/Combo Panels;MicroScan Dried Gram Positive MIC/Combo Panels;MicroScan Dried Gram Negative ESBL Confirmation Panel | Manual Antimicrobial Susceptibility Test Systems | 2
Beckman Coulter, Inc. | USA | IVD | JSP | MicroScan Rapid Anaerobe ID Panel | Kit, Anaerobic Identification | 1
Beckman Coulter, Inc. | USA | IVD | JWY | MicroScan Dried Gram Negative MIC/Combo Panels - Aztreonam;MicroScan Dried Gram Positive MIC/Combo Panels - Ceftriaxone;MicroScan ESBL Plus ESBL Confirmation - Aztreonam;MicroScan ESBL Plus ESBL Confirmation - Ceftriaxone;MicroScan Dried Gram Negative MIC/Combo Panels - Ceftazidime;MicroScan Dried Gram Positive MIC/Combo Panels - Ceftazidime;MicroScan ESBL Plus ESBL Confirmation - Ceftazidime;MicroScan Dried Gram Negative MIC/Combo Panels - Ceftriaxone;MicroScan Dried Gram Positive MIC/Combo Panels - Aztreonam | Manual Antimicrobial Susceptibility Test Systems | 2
Beckman Coulter, Inc. | USA | IVD | JWY | MicroScan Dried Gram Positive MIC/Combo Panels- Azithromycin;MicroScan Dried Gram Negative MIC/Combo Panels - Cefotetan;MicroScan Dried Gram Positive MIC/Combo Panels- Rifampin;MicroScan Dried Gram Negative MIC/Combo Panels - Imipenem;MicroScan Dried Gram Negative MIC/Combo Panels - Ticarcillin/K. Clavulanate;MicroScan Dried Gram Negative ESBL Confirmation Panel - Cefotetan;MicroScan Dried Gram Positive MIC/Combo Panels- Sulfamethoxazole;MicroScan Dried Gram Positive MIC/Combo Panels- Amoxicillin/K Clavulanate;MicroScan Dried Gram Positive MIC/Combo Panels- Cefuroxime;MicroScan Dried Gram Positive MIC/Combo Panels- Cefazolin;MicroScan Dried Gram Negative ESBL Confirmation Panel - Imipenem;MicroScan Dried Gram Positive MIC/Combo Panels- Imipenem | Manual Antimicrobial Susceptibility Test Systems | 2
Beckman Coulter, Inc. | USA | IVD | JWY | MicroScan Dried Gram Negative MIC/Combo Panels - Ciprofloxacin;MicroScan Dried Gram Positive MIC/Combo Panels - Ciprofloxacin | Manual Antimicrobial Susceptibility Test Systems | 2
Beckman Coulter, Inc. | USA | IVD | JWY | MicroScan Dried Gram Negative MIC/Combo Panels- Minocycline;MicroScan Dried Gram Positive MIC/Combo Panels;MicroScan Dried Gram Negative MIC/Combo Panels | Manual Antimicrobial Susceptibility Test Systems | 2
Beckman Coulter, Inc. | USA | IVD | JWY | MicroScan Dried Gram Negative MIC/Combo Panels - Cefixime | Manual Antimicrobial Susceptibility Test Systems | 2
Beckman Coulter, Inc. | USA | IVD | JWY | MicroScan Dried Gram Positive MIC/Combo Panels - Norfloxacin;MicroScan Dried Gram Negative MIC/Combo Panels - Norfloxacin | Manual Antimicrobial Susceptibility Test Systems | 2
Beckman Coulter, Inc. | USA | IVD | JWY | MicroScan Dried Gram Negative MIC/Combo Panels - Ampicillin | Manual Antimicrobial Susceptibility Test Systems | 2
Beckman Coulter, Inc. | USA | IVD | LTT | MicroScan Dried Gram Negative MIC/Combo Panels - Cefpodoxime | Panels, Test, Susceptibility, Antimicrobial | 2
Beckman Coulter, Inc. | USA | IVD | JWY | MicroScan Dried Gram Positive MIC/Combo Panels - Piperacillin/ Tazobactam | Manual Antimicrobial Susceptibility Test Systems | 2
Beckman Coulter, Inc. | USA | IVD | LTT | MicroScan Dried Gram Positive MIC/Combo Panels - Streptomycin;MicroScan Dried Gram Positive MIC/Combo Panels - Gentamicin | Panels, Test, Susceptibility, Antimicrobial | 2
Beckman Coulter, Inc. | USA | IVD | JWY | MicroScan Dried Gram Negative MIC/Combo Panels - Piperacillin/Tazobactam | Manual Antimicrobial Susceptibility Test Systems | 2
Beckman Coulter, Inc. | USA | IVD | LTT | MicroScan Dried Gram Positive MIC/Combo Panels - Cefepime;MicroScan Dried Gram Negative MIC/Combo Panels - Cefepime;MicroScan Dried Gram Negative ESBL Confirmation Panel - Cefepime | Panels, Test, Susceptibility, Antimicrobial | 2
Beckman Coulter, Inc. | USA | IVD | JWY | MicroScan Dried Gram Negative MIC/Combo Panels - Levofloxacin | Manual Antimicrobial Susceptibility Test Systems | 2
Beckman Coulter, Inc. | USA | IVD | JWY | MicroScan ESBL plus ESBL Confirmation Panel - Meropenem;MicroScan Dried Gram Negative MIC/Combo Panels - Meropenem | Manual Antimicrobial Susceptibility Test Systems | 2
Beckman Coulter, Inc. | USA | IVD | JWY | MicroScan Dried Gram Positive MIC/Combo Panels - Levofloxacin | Manual Antimicrobial Susceptibility Test Systems | 2
Beckman Coulter, Inc. | USA | IVD | LTT | MicroScan Dried Gram Positive MIC/Combo Panels - Meropenem | Panels, Test, Susceptibility, Antimicrobial | 2
Beckman Coulter, Inc. | USA | IVD | JWY | MicroScan Dried Gram Negative MIC/Combo Panels - ESBL Screen - Cefotaxime;MicroScan Dried Gram Negative MIC/Combo Panels - ESBL Screen - Ceftazidime;MicroScan Dried Gram Negative MIC/Combo Panels - ESBL Screen - Cefpodoxime;MicroScan Dried Gram Negative MIC/Combo Panels - ESBL Screen - Ceftriaxome | Manual Antimicrobial Susceptibility Test Systems | 2
Beckman Coulter, Inc. | USA | IVD | LTT | MicroScan Dried Gram Positive MIC/Combo Panels - Synercid | Panels, Test, Susceptibility, Antimicrobial | 2
Beckman Coulter, Inc. | USA | IVD | JXB | MicroScan Rapid Yeast ID Panel | Kit, Identification, Yeast | 1
Beckman Coulter, Inc. | USA | IVD | LIE | MicroScan Prompt Inoculation System-D | Reagent/Device, Inoculum Calibration | 2
Beckman Coulter, Inc. | USA | IVD | LTT | MicroScan Dried Gram Positive MIC/Combo Panels - Tigecycline | Panels, Test, Susceptibility, Antimicrobial | 2
Beckman Coulter, Inc. | USA | IVD | LTT | MicroScan Dried Gram-Positive MIC/Combo Panels with Ceftaroline | Panels, Test, Susceptibility, Antimicrobial | 2
Beckman Coulter, Inc. | USA | IVD | LTT | MicroScan MICroSTREP plus Panels - Vancomycin | Panels, Test, Susceptibility, Antimicrobial | 2
Beckman Coulter, Inc. | USA | IVD | LTT | MicroScan MICroSTREP plus Panels - Chloramphenicol | Panels, Test, Susceptibility, Antimicrobial | 2
Beckman Coulter, Inc. | USA | IVD | LTT | MicroScan MICroSTREP plus Panels - Erythromycin | Panels, Test, Susceptibility, Antimicrobial | 2
Beckman Coulter, Inc. | USA | IVD | LTT | MicroScan MICroSTREP plus Panels - Azithromycin | Panels, Test, Susceptibility, Antimicrobial | 2
Beckman Coulter, Inc. | USA | IVD | LTT | MicroScan MICroSTREP plus Panels - Azithromycin | Panels, Test, Susceptibility, Antimicrobial | 2
Beckman Coulter, Inc. | USA | IVD | LTT | MicroScan MICroSTREP plus Panels - Penicillin | Panels, Test, Susceptibility, Antimicrobial | 2
Beckman Coulter, Inc. | USA | IVD | LTT | MicroScan MICroSTREP plus Panels - Clindamycin | Panels, Test, Susceptibility, Antimicrobial | 2
Beckman Coulter, Inc. | USA | IVD | LTT | MicroScan MICroSTREP plus Panels - Tetracycline | Panels, Test, Susceptibility, Antimicrobial | 2
Beckman Coulter, Inc. | USA | IVD | LTT | MicroScan MICroSTREP plus Panels - Ampicillin | Panels, Test, Susceptibility, Antimicrobial | 2
Beckman Coulter, Inc. | USA | IVD | LTT | MicroScan MICroSTREP plus Panels - Cefuroxime | Panels, Test, Susceptibility, Antimicrobial | 2
Beckman Coulter, Inc. | USA | IVD | LON | MicroScan Rapid Gram Negative Combo Panels | System, Test, Automated, Antimicrobial Susceptibility, Short Incubation | 2
Beckman Coulter, Inc. | USA | IVD | LTT | MicroScan MICroSTREP plus Panels - Ceftriaxone | Panels, Test, Susceptibility, Antimicrobial | 2
Beckman Coulter, Inc. | USA | IVD | LTT | MicroScan MICroSTREP plus Panels - Cefepime | Panels, Test, Susceptibility, Antimicrobial | 2
Beckman Coulter, Inc. | USA | IVD | LTT | MicroScan MICroSTREP plus Panels - Cefotaxime | Panels, Test, Susceptibility, Antimicrobial | 2
Beckman Coulter, Inc. | USA | IVD | LTT | MicroScan MICroSTREP plus Panels - Cefaclor | Panels, Test, Susceptibility, Antimicrobial | 2
Beckman Coulter, Inc. | USA | IVD | LTT | MicroScan Dried Gram Positive MIC/Combo Panels - Cefoxitin Screen Well | Panels, Test, Susceptibility, Antimicrobial | 2
Beckman Coulter, Inc. | USA | IVD | LTT | MicroScan Dried Gram Positive MIC/Combo Panels - Inducible Clindamycin Test | Panels, Test, Susceptibility, Antimicrobial | 2
Beckman Coulter, Inc. | USA | IVD | LTT | MicroScan Dried Gram Negative MIC/Combo Panels - Tigecycline | Panels, Test, Susceptibility, Antimicrobial | 2
Beckman Coulter, Inc. | USA | IVD | LTT | MicroScan Dried Gram Negative MIC/Combo Panels - Doripenem | Panels, Test, Susceptibility, Antimicrobial | 2
Beckman Coulter, Inc. | USA | IVD | LTW | MicroScan MICroSTREP plus Panels - Moxifloxacin | Susceptibility Test Cards, Antimicrobial | 2
Beckman Coulter, Inc. | USA | IVD | LTT | MicroScan MICroSTREP plus Panels - Daptomycin | Panels, Test, Susceptibility, Antimicrobial | 2
Beckman Coulter, Inc. | USA | IVD | LTW | MicroScan MICroSTREP plus Panels - Linezolid;MH BROTH with 3% LHB | Susceptibility Test Cards, Antimicrobial | 2
Beckman Coulter, Inc. | USA | IVD | LTT | MicroScan MICroSTREP plus Panels - Meropenem | Panels, Test, Susceptibility, Antimicrobial | 2
Beckman Coulter, Inc. | USA | IVD | LQM | MicroScan Kovacs Reagent 250ml;MicroScan 0.5% N,N-Dimethylalphanaphthylamine 30ml;MicroScan 0.5% N,N-Dimethylalphanaphthylamine 250ml;MicroScan 10% Ferric Chloride 30ml;MicroScan 0.8% Sulfanilic Acid 250ml;MicroScan Alpha Naphthol 1.5g;MicroScan Mineral Oil 60ml;MicroScan HNID Panel;MicroScan 10% Ferric Chloride 250ml;MicroScan HNID Indole Reagent 30ml;MicroScan 0.8% Sulfanilic Acid 30ml;MicroScan 40% Potassium Hydroxide 250ml;MicroScan Mineral Oil 250ml;MicroScan Rapid Neg ID Panel Type 3;MicroScan Neg ID Panel Type 2;MicroScan Rapid Neg ID Panel Type 4;MicroScan 40% Potassium Hydroxide 30ml;MicroScan Kovacs Reagent 30ml;MicroScan Dried Gram Negative Combo Panels;MicroScan Peptidase 30ml;MicroScan Peptidase 250ml;MicroScan Rapid Indole Reagent-F 30ml | Gram Negative Identification Panel | 1
Beckman Coulter, Inc. | USA | IVD | JSG | MicroScan Inoculum Water;MicroScan 0.4% Saline with PLURONIC;MicroScan HNID Inoculum Broth;MicroScan Inoculum Water with PLURONIC;MicroScan 3ml Inoculum Saline | Culture Media, Non-Selective And Non-Differential | 1
Beckman Coulter, Inc. | USA | IVD | LQL | MicroScan Rapid Pos ID Panel Type 2;MicroScan Dried Gram Positive Combo Panels;MicroScan Pos ID Panel Type 3 | Gram Positive Identification Panel | 1
Beckman Coulter, Inc. | USA | IVD | JSP | MicroScan Ehrlichs Reagent 30ml;MicroScan Xylene - 30ml | Kit, Anaerobic Identification | 1
Beckman Coulter, Inc. | USA | IVD | JXB | MicroScan 0.05N Sodium Hydroxide 30ml;MicroScan 0.05N Sodium Hydroxide 250ml;MicroScan Yeast Turbidity Standard 3ml | Kit, Identification, Yeast | 1
Beckman Coulter, Inc. | USA | IVD | LTT | MicroScan MICroSTREP plus Panel - Clarithromycin | Panels, Test, Susceptibility, Antimicrobial | 2
Beckman Coulter, Inc. | USA | IVD | LTT | MicroScan Dried Gram Positive MIC/Combo Panels - Vancomycin | Panels, Test, Susceptibility, Antimicrobial | 2
Beckman Coulter, Inc. | USA | IVD | JWY | MicroScan Dried Gram Positive MIC/Combo Panels - Penicillin | Manual Antimicrobial Susceptibility Test Systems | 2
Beckman Coulter, Inc. | USA | IVD | LRG | MicroScan Dried Gram Positive MIC/Combo Panels - Erythromycin | Instrument For Auto Reader & Interpretation Of Overnight Suscept. Systems | 2
Beckman Coulter, Inc. | USA | IVD | LTT | MicroScan Dried Gram Positive MIC/Combo Panels - Vancomycin | Panels, Test, Susceptibility, Antimicrobial | 2
Beckman Coulter, Inc. | USA | IVD | JWY | MicroScan Dried Gram Positive MIC/Combo Panels - Azithromycin | Manual Antimicrobial Susceptibility Test Systems | 2
Beckman Coulter, Inc. | USA | IVD | JWY | MicroScan Dried Gram Positive MIC/Combo Panels - Ampicillin | Manual Antimicrobial Susceptibility Test Systems | 2
Beckman Coulter, Inc. | USA | IVD | LTT | MicroScan MICroSTREP plus Panels - Tetracycline | Panels, Test, Susceptibility, Antimicrobial | 2
Beckman Coulter, Inc. | USA | IVD | JWY | MicroScan MICroSTREP plus Panels - Chloramphenicol | Manual Antimicrobial Susceptibility Test Systems | 2
Beckman Coulter, Inc. | USA | IVD | LTT | MicroScan MICroSTREP plus Panels - Erythromycin | Panels, Test, Susceptibility, Antimicrobial | 2
Beckman Coulter, Inc. | USA | IVD | JWY | MicroScan MICroSTREP plus Panels - Ceftriaxone | Manual Antimicrobial Susceptibility Test Systems | 2
Beckman Coulter, Inc. | USA | IVD | LTT | MicroScan MICroSTREP plus Panels -Cefotaxime | Panels, Test, Susceptibility, Antimicrobial | 2
Beckman Coulter, Inc. | USA | IVD | JWY | MicroScan MICroSTREP plus Panels - Azithromycin | Manual Antimicrobial Susceptibility Test Systems | 2
Beckman Coulter, Inc. | USA | IVD | JWY | MicroScan MICroSTREP plus Panels - Clarithromycin | Manual Antimicrobial Susceptibility Test Systems | 2
Beckman Coulter, Inc. | USA | IVD | LTT | MicroScan MICroSTREP plus Panels - Clindamycin | Panels, Test, Susceptibility, Antimicrobial | 2
Beckman Coulter, Inc. | USA | IVD | JWY | MicroScan MICroSTREP plus Panels - Cefepime | Manual Antimicrobial Susceptibility Test Systems | 2
Beckman Coulter, Inc. | USA | IVD | JWY | MicroScan MICroSTREP plus Panels - Ampicillin | Manual Antimicrobial Susceptibility Test Systems | 2
Beckman Coulter, Inc. | USA | IVD | JWY | MicroScan MICroSTREP plus Panels - Levofloxacin | Manual Antimicrobial Susceptibility Test Systems | 2
Beckman Coulter, Inc. | USA | IVD | LTT | MicroScan MICroSTREP plus Panels - Penicillin | Panels, Test, Susceptibility, Antimicrobial | 2
Beckman Coulter, Inc. | USA | IVD | JWY | MicroScan MICroSTREP plus Panels - Trimethoprim/Sulfamethoxazole | Manual Antimicrobial Susceptibility Test Systems | 2
Beckman Coulter, Inc. | USA | IVD | JWY | MicroScan MICroSTREP plus Panels - Meropenem | Manual Antimicrobial Susceptibility Test Systems | 2
Beckman Coulter, Inc. | USA | IVD | JWY | MicroScan MICroSTREP plus Panels - Amoxicillin/Clavulanic acid | Manual Antimicrobial Susceptibility Test Systems | 2
Beckman Coulter, Inc. | USA | IVD | JWY | MicroScan MICroSTREP plus Panels - Vancomycin | Manual Antimicrobial Susceptibility Test Systems | 2
Beckman Coulter, Inc. | USA | IVD | JWY | MicroScan MICroSTREP plus Panels - Cefuroxime | Manual Antimicrobial Susceptibility Test Systems | 2
Beckman Coulter, Inc. | USA | IVD | LTT | MicroScan MICroSTREP plus Panels - Penicillin | Panels, Test, Susceptibility, Antimicrobial | 2
Beckman Coulter, Inc. | USA | IVD | JWY | MicroScan MICroSTREP plus Panels - Cefaclor | Manual Antimicrobial Susceptibility Test Systems | 2
Beckman Coulter, Inc. | USA | IVD | LTT | MicroScan Dried Gram Negative MIC/Combo Panels - Imipenem | Panels, Test, Susceptibility, Antimicrobial | 2
Beckman Coulter, Inc. | USA | IVD | LTT | MicroScan Dried Gram Positive MIC/Combo Panels - Vancomycin | Panels, Test, Susceptibility, Antimicrobial | 2
Beckman Coulter, Inc. | USA | IVD | LTT | MicroScan Dried Gram Negative MIC/Combo Panels - Ciprofloxacin-S | Panels, Test, Susceptibility, Antimicrobial | 2
Beckman Coulter, Inc. | USA | IVD | LTT | MicroScan Dried Gram Negative MIC/Combo Panels - Ceftazidime/Avibactam | Panels, Test, Susceptibility, Antimicrobial | 2
Beckman Coulter, Inc. | USA | IVD | LTT | MicroScan Dried Gram Negative MIC/Combo Panels - Ceftolozane/Tazobactam | Panels, Test, Susceptibility, Antimicrobial | 2
Beckman Coulter, Inc. | USA | IVD | LTT | MicroScan Dried Gram Negative MIC/Combo Panels - Meropenem/Vaborbactam | Panels, Test, Susceptibility, Antimicrobial | 2
Beckman Coulter, Inc. | USA | IVD | LTT | MicroScan Dried Gram Negative MIC/Combo Panels - Eravacycline | Panels, Test, Susceptibility, Antimicrobial | 2
Beckman Coulter, Inc. | USA | IVD | LTT | MicroScan Dried Gram-Negative MIC/Combo Panels - Meropenem | Panels, Test, Susceptibility, Antimicrobial | 2
Beckman Coulter, Inc. | USA | IVD | LTT | MicroScan Dried Gram-Negative MIC/Combo Panels - Meropenem | Panels, Test, Susceptibility, Antimicrobial | 2
Beckman Coulter, Inc. | USA | IVD | LTT | MicroScan Dried Gram-Negative MIC/Combo Panels - Ciprofloxacin | Panels, Test, Susceptibility, Antimicrobial | 2
Beckman Coulter, Inc. | USA | IVD | LTT | MicroScan Dried Gram-Negative MIC/Combo Panels - Levofloxacin | Panels, Test, Susceptibility, Antimicrobial | 2
Beckman Coulter, Inc. | USA | IVD | LON | LabPro Data Management System;LabPro Connect;LabPro MBT | System, Test, Automated, Antimicrobial Susceptibility, Short Incubation | 2
Beckman Coulter, Inc. | USA | IVD | LTT | MicroScan Dried Gram-Negative MIC/Combo Panels - Ceftazidime | Panels, Test, Susceptibility, Antimicrobial | 2
Beckman Coulter, Inc. | USA | IVD | LTT | MicroScan MICroSTREP plus Panels with Tetracycline | Panels, Test, Susceptibility, Antimicrobial | 2
Beckman Coulter, Inc. | USA | IVD | LIB | MicroScan Cover Trays;MicroScan Seal Strip;MicroScan 96 Well Tray Lids | Device, General Purpose, Microbiology, Diagnostic | 1
Beckman Coulter, Inc. | USA | IVD | JPK | Retic-X Cell Control;Retic-C Cell Control | Mixture, Hematology Quality Control | 2
Beckman Coulter, Inc. | USA | IVD | JPK | 4C-ES Cell Control | Mixture, Hematology Quality Control | 2
Beckman Coulter, Inc. | USA | IVD | JPK | 5C Cell Control | Mixture, Hematology Quality Control | 2
Beckman Coulter, Inc. | USA | IVD | JPK | 4C Plus TRI Pack | Mixture, Hematology Quality Control | 2
Beckman Coulter, Inc. | USA | IVD | KRY | S-Cal Calibrator | Calibrator For Platelet Counting | 2
Beckman Coulter, Inc. | USA | IVD | GGL | Cyto-Trol Control Cells | Control, White-Cell | 2
Beckman Coulter, Inc. | USA | IVD | MVU |  | Reagents, Specific, Analyte | 1
Beckman Coulter, Inc. | USA | IVD | GKL | Latron Primer | Counter, Cell, Automated (Particle Counter) | 2
Beckman Coulter, Inc. | USA | IVD | KSF | LeukoSure Enumeration Kit;LeukoSure Fluorospheres | Kit, Quality Control For Blood Banking Reagents | 2
Beckman Coulter, Inc. | USA | IVD | KHE | Hemoccult Routine Screening Test for Fecal Occult Blood Tape with Developer (63202);Hemoccult SENSA Sensitive Test for Enhanced Detection of Fecal Occult Blood Developer (PN 64115);Hemoccult SENSA Sensitive Test for Enhanced Detection of Fecal Occult Blood Single Slides (PN 64152);Hemoccult Routine Screening Test for Fecal Occult Blood Single Slides (PN 60151);Hemoccult Mailing Pouches (PN 62200);Hemoccult II Serial Test For Routine Screening for Fecal Occult Blood Dispensapak Plus (PN 61130);Hemoccult Routine Screening Test for Fecal Occult Blood Developer (PN 62115);Hemoccult II Serial Test For Routine Screening for Fecal Occult Blood Slides (PN 61200);Hemoccult Routine Screening Test for Fecal Occult Blood Single Slides (60152);Hemoccult II SENSA Sensitive Test for Enhanced Detection of Fecal Occult Blood Dispensapak Plus (PN 64130);Gastroccult Test for Gastric Occult Blood and pH 40 Test Slides (PN 66040);Gastroccult 40 Applicator Straws (PN 66140);Hemoccult II Dispensapak (A96295);Hemoccult II Serial Test For Routine Screening for Fecal Occult Blood Dispensapak Patient Kits (PN 61100);Gastroccult Test for Gastric Occult Blood and pH Developer/15 mL (PN 66115);Hemoccult SENSA Sensitive Test for Enhanced Detection of Fecal Occult Blood Single Slides (PN 64151);Hemoccult SENSA Dispensapak Plus Phoenix VA Hospital (B42462) | Reagent, Occult Blood | 2
Beckman Coulter, Inc. | USA | IVD | KHE | Hemoccult ICT Immunochemical Fecal Occult Blood Test Collection Cards (PN 395065);Hemoccult ICT Immunochemical Fecal Occult Blood Test (PN 395261);Hemoccult SENSA Single Slides (PN A96636);Hemoccult ICT Immunochemical Fecal Occult Blood Test (PN 395067);Hemoccult ICT Immunochemical Fecal Occult Blood Test (PN 395066);Hemoccult ICT Immunochemical Fecal Occult Blood Test Controls (PN 395068) | Reagent, Occult Blood | 2
Beckman Coulter, Inc. | USA | IVD | GKZ | FC 500;tetraCXP System;QuickCOMP 4 Kit;QuickCOMP 2 Kit | Counter, Differential Cell | 2
Beckman Coulter, Inc. | USA | IVD | GKZ | CS/CC B1-FITC;CC B1-RD1;CS/CC B1-RD1;CC B1-FITC | Counter, Differential Cell | 2
Beckman Coulter, Inc. | USA | IVD | GKZ | CC MsIgG2a;CC T1-RD1;CC MsIgG2a-RD1;CS/CC MsIgG2a-FITC;CS/CC MsIgG2a-RD1;CC MsIgG2a-FITC | Counter, Differential Cell | 2
Beckman Coulter, Inc. | USA | IVD | GKZ | CC B4-RD1;CS/CC B4-RD1;CC B4-FITC;CS/CC B4-FITC | Counter, Differential Cell | 2
Beckman Coulter, Inc. | USA | IVD | GKZ | CS/CCMsIgG2a-FITC;CS/CC T11-RD1/B1-FITC | Counter, Differential Cell | 2
Beckman Coulter, Inc. | USA | IVD | GKZ | CS/CC Mo2-FITC;CS/CC MY4-FITC;CS/CC MsIgM-RD1;CC Mo2-RD1;CC MsIgM-RD1;CS/CC MsIgM-FITC;CS/CC Mo2-RD1;CC MY4-RD1;CC MsIgM-FITC Isotypic Control;CC MY4-FITC;CC Mo2-FITC | Counter, Differential Cell | 2
Beckman Coulter, Inc. | USA | IVD | GKZ | CC T4-FITC;CS/CC T4-RD1;CC T4-RD1;CS/CC T4-FITC | Counter, Differential Cell | 2
Beckman Coulter, Inc. | USA | IVD | GKZ | CS/CC T8-FITC;CC T8-FITC;CS/CC T8-RD1;CC T8-RD1 | Counter, Differential Cell | 2
Beckman Coulter, Inc. | USA | IVD | GKZ | CS/CC T11-FITC;CC T11-RD1;CS/CC T11-RD1;CC T11-FITC | Counter, Differential Cell | 2
Beckman Coulter, Inc. | USA | IVD | GKZ | Latron Control | Counter, Differential Cell | 2
Beckman Coulter, Inc. | USA | IVD | GKZ | CS tetraCHROME CD45-FITC/CD56-RD1/CD19-ECD/CD3-PC5 | Counter, Differential Cell | 2
Beckman Coulter, Inc. | USA | IVD | GKZ | ReticPrep Reagent Kit | Counter, Differential Cell | 2
Beckman Coulter, Inc. | USA | IVD | JPK | Body Fluid Control | Mixture, Hematology Quality Control | 2
Beckman Coulter, Inc. | USA | IVD | JPK | 6C Plus Cell Control (PN C07297);6C Cell Control | Mixture, Hematology Quality Control | 2
Beckman Coulter, Inc. | USA | IVD | JPK | LIN-X Linearity Control | Mixture, Hematology Quality Control | 2
Beckman Coulter, Inc. | USA | IVD | JPK | LIN-C Linearity Control | Mixture, Hematology Quality Control | 2
Beckman Coulter, Inc. | USA | IVD | GKZ | Latron CP-X Control | Counter, Differential Cell | 2
Beckman Coulter, Inc. | USA | IVD | GKZ | reticONE Reagent;reticONE Software | Counter, Differential Cell | 2
Beckman Coulter, Inc. | USA | IVD | GKZ | CS CD3-FITC/CD56-RD1;CS/CC Mo2-RD1/KC56(T-200)-FITC;CS/CC MsIgG1-RD1/ MsIgG1-FITC | Counter, Differential Cell | 2
Beckman Coulter, Inc. | USA | IVD | GKZ | CS triCHROME CD45-FITC/CD19-RD1/CD3-PC5 | Counter, Differential Cell | 2
Beckman Coulter, Inc. | USA | IVD | GKZ | CS triCHROME CD45-FITC/CD56-RD1/CD3-PC5 | Counter, Differential Cell | 2
Beckman Coulter, Inc. | USA | IVD | GKZ | CS triCHROME CD45-FITC/CD4-RD1/CD3-PC5 | Counter, Differential Cell | 2
Beckman Coulter, Inc. | USA | IVD | GKZ | CS triCHROME CD8-FITC/CD4-RD1/CD3-PC5;CS triCHROME MsIgG1-FITC/MsIgG1-RD1/MsIgG1-PC5;CYTO-COMP REAGENT | Counter, Differential Cell | 2
Beckman Coulter, Inc. | USA | IVD | GKZ | FLOW-COUNT Fluorospheres | Counter, Differential Cell | 2
Beckman Coulter, Inc. | USA | IVD | JPK | FLOW-SET | Mixture, Hematology Quality Control | 2
Beckman Coulter, Inc. | USA | IVD | GKZ | CS/CC CD3(IgG1)-FITC/T4-RD1 | Counter, Differential Cell | 2
Beckman Coulter, Inc. | USA | IVD | GKZ | Manual CD4 Count Kit | Counter, Differential Cell | 2
Beckman Coulter, Inc. | USA | IVD | GKZ | CS/CC T11-RD1/B4-FITC | Counter, Differential Cell | 2
Beckman Coulter, Inc. | USA | IVD | GKZ | CS/CC T8-RD1/T4-FITC;CS/CC T4-RD1/T8-FITC | Counter, Differential Cell | 2
Beckman Coulter, Inc. | USA | IVD | GKZ | CS/CC MsIgG2b-FITC;CC MsIg2b-RD1;CC MsIg2b-FITC;CC MsIgG2b | Counter, Differential Cell | 2
Beckman Coulter, Inc. | USA | IVD | GKZ | CS triCHROME CD45-FITC/MsIgG1-RD1/MsIgG1-PC5;CS triCHROME CD45-FITC/CD8-RD1/CD3-PC5 | Counter, Differential Cell | 2
Beckman Coulter, Inc. | USA | IVD | JPK | Flow Set Pro Fluorospheres;DxH 500 Series Control (B36872);DxH 500 Series Calibrator (B36880) | Mixture, Hematology Quality Control | 2
Beckman Coulter, Inc. | USA | IVD | OYE | AQUIOS IMMUNO-TROL Low Cells (PN B25700);AQUIOS Tetra-1 Panel (PN B23533);AQUIOS CL Flow Cytometer;AQUIOS Sheath Solution (PN B25697);AQUIOS Lysing Reagent Kit (PN B23538);AQUIOS Sodium Hypochlorite (PN B23536);AQUIOS Tetra-2+ Panel (PN B23534);AQUIOS Cleaning Agent (PN B25698);AQUIOS IMMUNO-TROL Cells (PN B23535) | Flow Cytometric Reagents And Accessories. | 2
Beckman Coulter, Inc. | USA | IVD | PWD | ClearLLab T1 (PN B66807);ClearLLab B2 (PN B66810);ClearLLab B1 (PN B66809);ClearLLab M (PN B66812);ClearLLab T2 (PN B66808) | Flow Cytometric Test System For Hematopoietic Neoplasms | 2
Beckman Coulter, Inc. | USA | IVD | MRG | Access 25(OH) Vitamin D Total | System, Test, Vitamin D | 2
Beckman Coulter, Inc. | USA | IVD | CGR | Access Cortisol | Radioimmunoassay, Cortisol | 2
Beckman Coulter, Inc. | USA | IVD | PTF | ACCESS PCT | Assay To Measure Pct To Aid In The Risk Assessment Of Critically Ill Patients On Their First Day Of Icu Admission | 2
Beckman Coulter, Inc. | USA | IVD | JLW | Access HYPERsensitive hTSH | Radioimmunoassay, Thyroid-Stimulating Hormone | 2
Beckman Coulter, Inc. | USA | IVD | JMG | Access Ferritin reagents, Access Ferritin Calibrators;Access Ferritin Calibrators;Access Ferritin | Radioimmunoassay (Two-Site Solid Phase), Ferritin | 2
Beckman Coulter, Inc. | USA | IVD | CGN | Access Red Blood Cell Folate Lysing Agent (A14206 MN only);Access Folate Calibrators (A14207, MN mfg site only);Access Folate Calibrator S0 (33016, MN mfg site only) | Acid, Folic, Radioimmunoassay | 2
Beckman Coulter, Inc. | USA | IVD | MMI | Access AccuTnI Calibrators (33345) | Immunoassay Method, Troponin Subunit | 2
Beckman Coulter, Inc. | USA | IVD | JJX | Access sTFR Calibrators;Access sTFR QC;Access sTFR | Single (Specified) Analyte Controls (Assayed And Unassayed) | 1
Beckman Coulter, Inc. | USA | IVD | JIT | Access Thyroglobulin Antibody II;Access Thyroglobulin Antibody II Calibrators | Calibrator, Secondary | 2
Beckman Coulter, Inc. | USA | IVD | JJX | Access Inhibin A Calibrators;Access Inhibin A QC | Single (Specified) Analyte Controls (Assayed And Unassayed) | 1
Beckman Coulter, Inc. | USA | IVD | CDZ | Access SHBG;Access SHBG Calibrators;Access SHBG QC | Radioimmunoassay, Testosterones And Dihydrotestosterone | 1
Beckman Coulter, Inc. | USA | IVD | JIT | Access Free T3 Calibrator | Calibrator, Secondary | 2
Beckman Coulter, Inc. | USA | IVD | JHI | Access Total bHCG Calibrators (MN mfg site only);Access Total bHCG | Visual, Pregnancy Hcg, Prescription Use | 2
Beckman Coulter, Inc. | USA | IVD | JIT | Access Estradiol Calibrators | Calibrator, Secondary | 2
Beckman Coulter, Inc. | USA | IVD | JJX | Access Ostase QC Item B83877;Access Ostase QC Item 37309 | Single (Specified) Analyte Controls (Assayed And Unassayed) | 1
Beckman Coulter, Inc. | USA | IVD | JJX | Access Hybritech Free PSA QC | Single (Specified) Analyte Controls (Assayed And Unassayed) | 1
Beckman Coulter, Inc. | USA | IVD | JJX | Access Hybritech PSA QC | Single (Specified) Analyte Controls (Assayed And Unassayed) | 1
Beckman Coulter, Inc. | USA | IVD | MSW | Access Thyroglobulin Sample Diluent;Access Thyroglobulin Calibrators;Access Thyroglobulin | System, Test, Thyroglobulin | 2
Beckman Coulter, Inc. | USA | IVD | JLW | Access HYPERsensitive hTSH Calibrators | Radioimmunoassay, Thyroid-Stimulating Hormone | 2
Beckman Coulter, Inc. | USA | IVD | CEE | Access Thyroid Uptake Calibrators;Access Thyroid Uptake | Radioimmunoassay, Thyroxine-Binding Globulin | 2
Beckman Coulter, Inc. | USA | IVD | JIT | Access Ultrasensitive hGH Calibrators | Calibrator, Secondary | 2
Beckman Coulter, Inc. | USA | IVD | JIT | Access Unconjugated Estriol Calibrators | Calibrator, Secondary | 2
Beckman Coulter, Inc. | USA | IVD | JLS | Access Progesterone;Access Progesterone Calibrator S0 (Diluent);Access Progesterone Calibrators | Radioimmunoassay, Progesterone | 1
Beckman Coulter, Inc. | USA | IVD | KLI | Access Total T4 Calibrators;Access Total T4 | Enzyme Immunoassay, Non-Radiolabeled, Total Thyroxine | 2
Beckman Coulter, Inc. | USA | IVD | CGR | Access Cortisol;Access Cortisol S0 Calibrator;Access Cortisol Calibrators | Radioimmunoassay, Cortisol | 2
Beckman Coulter, Inc. | USA | IVD | LTK | Access OV Monitor Calibrators;Access OV Monitor | Test, Epithelial Ovarian Tumor-Associated Antigen (Ca125) | 2
Beckman Coulter, Inc. | USA | IVD | MOI | Access BR Monitor Calibrators;Access BR Monitor | System, Test, Immunological, Antigen, Tumor | 2
Beckman Coulter, Inc. | USA | IVD | JIT | Access Folate Calibrator S0;Access AMH Calibrator;Access Folate Calibrators | Calibrator, Secondary | 2
Beckman Coulter, Inc. | USA | IVD | CGN | Access Folate (WHO Item A98032) | Acid, Folic, Radioimmunoassay | 2
Beckman Coulter, Inc. | USA | IVD | JJX | Access AMH QC;Access p2PSA QC | Single (Specified) Analyte Controls (Assayed And Unassayed) | 1
Beckman Coulter, Inc. | USA | IVD | OYA | Access p2PSA Calibrators;Access p2PSA | P2psa | 3
Beckman Coulter, Inc. | USA | IVD | DHX | Access CEA QC;Access CEA Calibrators;Access CEA Diluent;Access CEA | System, Test, Carcinoembryonic Antigen | 2
Beckman Coulter, Inc. | USA | IVD | CGR | UniCel DxI 600 Access Immunoassay System;UniCel DxI 800 Access Immunoassay System | Radioimmunoassay, Cortisol | 2
Beckman Coulter, Inc. | USA | IVD | MMI | Access AccuTnI | Immunoassay Method, Troponin Subunit | 2
Beckman Coulter, Inc. | USA | IVD | MMI | Access AccuTnI +3 for Use on the Access 2 Immunoassay System;Access 2 Immunoassay System;Access AccuTnI +3 Calibrators for use on the Access 2 Immunoassay System | Immunoassay Method, Troponin Subunit | 2
Beckman Coulter, Inc. | USA | IVD | MMI | UniCel DxI 600 Access Immunoassay System;UniCel DxI 600 Access Immunoassay System w/ Spot B Gantry;Access AccuTnI +3 Calibrators for use on the UniCel DxI Immunoassay Systems.;UniCel DxI 600 Access Immunoassay System w/ Dual Gantry;Access AccuTnI +3 for use on the UniCel DxI Immunoassay Systems.;UniCel DxI 800 Access Immunoassay System w/ Spot B Gantry;UniCel DxI 800 Access Immunoassay System;UniCel DxI 800 Access Immunoassay System w/ Dual Gantry | Immunoassay Method, Troponin Subunit | 2
Beckman Coulter, Inc. | USA | IVD | NDR | Active Inhibin A ELISA, Model DSL-10-28100 | Enzyme Immunoassay, Inhibin-A | 1
Beckman Coulter, Inc. | USA | IVD | DHA | Access Total bhCG (5th IS) (MN Manufactruring site only);Access Total bhCG (5th IS) | System, Test, Human Chorionic Gonadotropin | 2
Beckman Coulter, Inc. | USA | IVD | LKM | DxU 840m Iris Automated Urine Microscopy Analyzer (PN C76947);iQ200 Sprint Automated Urine Microscopy Analyzer (800-3053; 800-3933; 800-3053; 800-3933);iQ200 Select Automated Urine Microscopy Analyzer (800-3935; 800-3051);DxU 850m Iris Automated Urine Microscopy Analyzer (PN C49513);UA Win10 Kit (C52900);iQ200 Elite Automated Urine Microscopy Analyzer (800-3052; 800-3934; 800-3052; 800-3934) | Counter, Urine Particle | 2
Beckman Coulter, Inc. | USA | IVD | JIT | Access Thyroglobulin Antibody II;Access Thyroglobulin Antibody II Calibrators. | Calibrator, Secondary | 2
Beckman Coulter, Inc. | USA | IVD | JIN | iChemVELOCITY Urine Chemistry Strips (800-7212);iChemVELOCITY Automated Urine Chemistry System (800-7167);Back-Integrated iChemVELOCITY (800-7720);Stand-Alone iChemVELOCITY (800-7719);iChemVELOCITY Automated Urine Chemistry System w load/unload (800-7166);iChemVELOCITY Computerless (800-3530);UA Win10 Kit (C52900) | Nitroprusside, Ketones (Urinary, Non-Quant.) | 1
Beckman Coulter, Inc. | USA | IVD | JJX | Access BNP QC;Access BNP Calibrators;Quidel Triage® BNP QC Controls for REF 98201;Quidel Triage® BNP Calibrators for REF 98202 | Single (Specified) Analyte Controls (Assayed And Unassayed) | 1
Beckman Coulter, Inc. | USA | IVD | NBC | Quidel Triage® BNP Reagent Pack for REF 98200;Access BNP | Test, Natriuretic Peptide | 2
Beckman Coulter, Inc. | USA | IVD | MRG | Access 25(OH) Vitamin D Total Calibrators for Use on the UniCel DxI Immunoassay System;Access 25(OH) Vitamin D Total for Use on the UniCel DxI Immunoassay System | System, Test, Vitamin D | 2
Beckman Coulter, Inc. | USA | IVD | MRG | Access 25(OH) Vitamin D Total Calibrators for Use on the Access 2 Immunoassay System.;Access 25(OH) Vitamin D Total for Use on the Access 2 Immunoassay System | System, Test, Vitamin D | 2
Beckman Coulter, Inc. | USA | IVD | JLW | Access TSH (3rd IS) Calibrators (Part Number B63285);Access TSH (3rd IS) (Part Number B63284) | Radioimmunoassay, Thyroid-Stimulating Hormone | 2
Beckman Coulter, Inc. | USA | IVD | MMI | hsTnI;Access hsTnI;High Sensitivity Troponin | Immunoassay Method, Troponin Subunit | 2
Beckman Coulter, Inc. | USA | IVD | MMI | hsTnI;Access hsTnI | Immunoassay Method, Troponin Subunit | 2
Beckman Coulter, Inc. | USA | IVD | PTF | Access PCT Calibrators;Access PCT | Assay To Measure Pct To Aid In The Risk Assessment Of Critically Ill Patients On Their First Day Of Icu Admission | 2
Beckman Coulter, Inc. | USA | IVD | JLW | DxI 9000 Access Immunoassay Analyzer;Access TSH (3rd IS) | Radioimmunoassay, Thyroid-Stimulating Hormone | 2
Beckman Coulter, Inc. | USA | IVD | DHA | Access Total ?hCG (5th IS) | System, Test, Human Chorionic Gonadotropin | 2
Beckman Coulter, Inc. | USA | IVD | CDD | Access Vitamin B12 | Radioassay, Vitamin B12 | 2
Beckman Coulter, Inc. | USA | IVD | CDZ | Access Testosterone | Radioimmunoassay, Testosterones And Dihydrotestosterone | 1
Beckman Coulter, Inc. | USA | IVD | GKZ | StemComp Reagent;Stem-Kit Reagents;StemTrol Control Cells | Counter, Differential Cell | 2
Beckman Coulter, Inc. | USA | IVD | GKZ | FlowCARE TLG Reagent | Counter, Differential Cell | 2
Beckman Coulter, Inc. | USA | IVD | JIT | Access Sensitive Estradiol Calibrators PN B84494;Access Sensitive Estradiol Calibrator S0 - PN B97145;Access C-Peptide Calibrators | Calibrator, Secondary | 2
Beckman Coulter, Inc. | USA | IVD | PWD | ClearLLab 10C M1 Cell Tube (PN B96807);ClearLLab 10C B Cell Tube (PN B96805);ClearLLab 10C T Cell Tube (PN B96806);ClearLLab Compensation Kit (PN B74074);ClearLLab 10C M2 Cell Tube (PN B96808) | Flow Cytometric Test System For Hematopoietic Neoplasms | 2
Beckman Coulter, Inc. | USA | IVD | JKD | Access C-Peptide | Radioimmunoassay, C-Peptides Of Proinsulin | 1
Beckman Coulter, Inc. | USA | IVD | JQC | Allegra, Optima, Avanti, Microfuge;StatSpin Express 2;J6;StatSpin Express 3;StatSpin Express 4 | Centrifuges (Micro, Ultra, Refrigerated) For Clinical Use | 1
Beckman Coulter, Inc. | Singapore | IVD |  | Beckman Coulter iChem®VELOCITY™ Urine Chemistry System. | Clinical chemistry | Class B IVD
Beckman Coulter, Inc. | Singapore | IVD |  | Beckman Coulter Gentamycin | Microbiology | Class C IVD
Beckman Coulter, Inc. | Singapore | IVD |  | Beckman Coulter Paracetamol | Clinical chemistry | Class B IVD
Beckman Coulter, Inc. | Singapore | IVD |  | Beckman Coulter Phenobarbital | Clinical chemistry | Class C IVD
Beckman Coulter, Inc. | Singapore | IVD |  | Beckman Coulter Digitoxin (DGT) | Clinical chemistry | Class C IVD
Beckman Coulter, Inc. | Singapore | IVD |  | Beckman Coulter SYNCHRON® System(s) Carbamazepine (CAR) | Clinical chemistry | Class C IVD
Beckman Coulter, Inc. | Singapore | IVD |  | Beckman Coulter Digoxin | Clinical chemistry | Class C IVD
Beckman Coulter, Inc. | Singapore | IVD |  | Beckman Coulter Phenytoin | Clinical chemistry | Class C IVD
Beckman Coulter, Inc. | Singapore | IVD |  | Beckman Coulter SYNCHRON® System(s) Digoxin (DIGN) | Clinical chemistry | Class C IVD
Beckman Coulter, Inc. | Singapore | IVD |  | Beckman Coulter SYNCHRON® System(s) Gentamicin (GEN) | Microbiology | Class C IVD
Beckman Coulter, Inc. | Singapore | IVD |  | Beckman Coulter Carbamazepine | Clinical chemistry | Class C IVD
Beckman Coulter, Inc. | Singapore | IVD |  | Beckman Coulter SYNCHRON® System(s) Phenobarbital (PHE) | Clinical chemistry | Class C IVD
Beckman Coulter, Inc. | Singapore | IVD |  | Beckman Coulter SYNCHRON® System(s) Phenytoin (PHY) | Clinical chemistry | Class C IVD
Beckman Coulter, Inc. | Singapore | IVD |  | Beckman Coulter SYNCHRON® System(s) Tobramycin (TOB) | Microbiology | Class C IVD
Beckman Coulter, Inc. | Singapore | IVD |  | Beckman Coulter Valporic Acid | Clinical chemistry | Class C IVD
Beckman Coulter, Inc. | Singapore | IVD |  | Beckman Coulter SYNCHRON® System(s) Valporic Acid (VPA) | Clinical chemistry | Class C IVD
Beckman Coulter, Inc. | Singapore | IVD |  | Beckman Coulter SYNCHRON® System(s) Theophylline (THE) | Clinical chemistry | Class C IVD
Beckman Coulter, Inc. | Singapore | IVD |  | Beckman Coulter Theophylline | Clinical chemistry | Class C IVD
Beckman Coulter, Inc. | Singapore | IVD |  | Beckman Coulter SYNCHRON® System(s) Vancomycin (VANC) | Microbiology | Class C IVD
Beckman Coulter, Inc. | Singapore | IVD |  | Beckman Coulter Access® AFP | Clinical chemistry | Class C IVD
Beckman Coulter, Inc. | Singapore | IVD |  | Beckman Coulter Cocaine | Clinical chemistry | Class B IVD
Beckman Coulter, Inc. | Singapore | IVD |  | Beckman Coulter EDDP | Clinical chemistry | Class B IVD
Beckman Coulter, Inc. | Singapore | IVD |  | Beckman Coulter Benzodiazepines | Clinical chemistry | Class B IVD
Beckman Coulter, Inc. | Singapore | IVD |  | Beckman Coulter Methadone | Clinical chemistry | Class B IVD
Beckman Coulter, Inc. | Singapore | IVD |  | Beckman Coulter UIBC | Clinical chemistry | Class B IVD
Beckman Coulter, Inc. | Singapore | IVD |  | Beckman Coulter Apolipoproteins | Clinical chemistry | Class B IVD
Beckman Coulter, Inc. | Singapore | IVD |  | Beckman Coulter Opiates | Clinical chemistry | Class B IVD
Beckman Coulter, Inc. | Singapore | IVD |  | Beckman Coulter THC | Clinical chemistry | Class B IVD
Beckman Coulter, Inc. | Singapore | IVD |  | Beckman Coulter Barbiturates | Clinical chemistry | Class B IVD
Beckman Coulter, Inc. | Singapore | IVD |  | Beckman Coulter Amphetamines/Ecstasy | Clinical chemistry | Class B IVD
Beckman Coulter, Inc. | Russia | IVD |  | Одноканальный анализатор креатинина Creatinine Analyzer 2 с принадлежностями (см. Приложение на 1 листе) Принадлежности к одноканальному анализатору креатинина (Creatinine Analyzer 2):I. 1. Набор по обслуживанию анализатора (Maintenance CREA-2 kit) 2. Дозирующее устройство 25 мк... (см. в карточке полное описание)
Beckman Coulter, Inc. | Russia | MD |  | Станции пробоподготовки Q-Prep TQ-Prep и DNA-Prep для проточных цитофлюориметров
Beckman Coulter, Inc. | Russia | MD |  | Станции пробоподготовки модели: Coulter® PrepPlus 2 Coulter® CellPrep
Beckman Coulter, Inc. | Russia | MD |  | Одноканальный биохимический анализатор глюкозымод.Глюкоза-2 (GLUCO - 2 Analyser) (см.Приложение)
Beckman Coulter, Inc. | Russia | MD |  | Цитофлюориметр лазерный проточный серии EPICS EliteEPICS Altra
Beckman Coulter, Inc. | Russia | MD |  | Одноканальный биохимический анализатор креатинина мод.КРЕА-2 (CREATININE-2 Analyser)
Beckman Coulter, Inc. | Russia | MD |  | Аппараты для электрофореза серии ПАРАГОН PARAGON? (см.Приложение)
Beckman Coulter, Inc. | Russia | MD |  | Одноканальный биохимический анализатор мочевины мод.БУН-2 (BUN-2 Analyser)
Beckman Coulter, Inc. | Russia | IVD |  | Диагностические наборы для биохимических анализаторов серии SYNCHRON (см.Приложение)
Beckman Coulter, Inc. | Russia | IVD |  | Реактивы для одноканальных биохимических анализаторов (см.Приложение)
Beckman Coulter, Inc. | Russia | MD |  | Центрифуги серии ALLEGRA и OPTIMA (см.Приложение)
Beckman Coulter, Inc. | Russia | MD |  | Система высокоэффективной жидкостной хромотографии HPLC (System Gold) с аксессуарами и принадлежностями (см.Приложение)
Beckman Coulter, Inc. | Russia | MD |  | Гематологические анализаторы серии AcT Diff
Beckman Coulter, Inc. | Russia | MD |  | Автоматический анализатор клеток крови серии GEN*S в стандартной комплектации (аналитический модульвспомогательный блок (компрессор)компьютерклавиатура) см.Приложение.
Beckman Coulter, Inc. | Russia | MD |  | Лабораторный автомат BIOMEK 2000 с расходными материалами и принадлежностями (см.Приложение)
Beckman Coulter, Inc. | Russia | IVD |  | Гематологические анализаторы серии MAXM (ReticAL)серии MD I I (81018) серии Ас*Т(810)ONYX с набором реагентов
Beckman Coulter, Inc. | Russia | MD |  | Проточные цитофлюориметры серии EPICS XL в комплекте с автоматическим пробозаборником MCL в стандартной комплектации (аналитический модульвспомогательный блок (компрессор)мониторкомпьютерклавиатурапринтер) с расходными материалами(см.Приложение).
Beckman Coulter, Inc. | Russia | MD |  | Анализатор специфических белков мод. ARRAY (см.Приложение)
Beckman Coulter, Inc. | Russia | MD |  | Настольные микроцентрифуги мод. Microfuge R и Lite
Beckman Coulter, Inc. | Russia | MD |  | Анализаторы электролитов серии SYNCHRON EL-ISE (см.Приложение)
Beckman Coulter, Inc. | Russia | MD |  | Денситометр мод. Эппрайз (APPRAISE)
Beckman Coulter, Inc. | Russia | IVD |  | Диагностические наборы и реактивы для анализаторов специфических белков серии ARRAY (см.Приложение)
Beckman Coulter, Inc. | Russia | IVD |  | Диагностические наборы для электрофоретических систем серии ПАРАГОН PARAGON(см.Приложение)
Beckman Coulter, Inc. | Russia | MD |  | Лабораторный автомат Biomek 2000 (см.приложение)
Beckman Coulter, Inc. | Russia | MD |  | Центрифуги серии ALLEGRA и OPTIMA (см.приложение)
Beckman Coulter, Inc. | Russia | MD |  | Микроцентрифуги Microfuga Lite Microfuga R
Beckman Coulter, Inc. | Singapore | IVD |  | Beckman Coulter Access Rubella IgM assay | Immunology | Class C IVD
Beckman Coulter, Inc. | Singapore | IVD |  | Beckman Coulter Total Immunoglobulin E (IgE) | Clinical chemistry | Class B IVD
Beckman Coulter, Inc. | Singapore | IVD |  | Beckman Coulter Access Rubella IgG assay | Immunology | Class C IVD
Beckman Coulter, Inc. | Korea | MD |  | COULTER LH780 | Hematology analyzer, cell-quantifying | class 1
Beckman Coulter, Inc. | Korea | MD |  | SSX3 | Medical centrifuge | class 1
Beckman Coulter, Inc. | Korea | MD |  | CF02 | Medical centrifuge | class 1
Beckman Coulter, Inc. | Korea | MD |  | SSMP | Medical centrifuge | class 1
Beckman Coulter, Inc. | Korea | MD |  | Unicel® DxC 600i Synchron® Access® Clinical System | Clinical chemistry automated analyser | class 1
Beckman Coulter, Inc. | Korea | MD |  | COULTER LH 1500 Series automation system LH 1502외 11건 | Hematology analyzer, cell-quantifying | class 1
Beckman Coulter, Inc. | Korea | MD |  | Paragon CZE 2000 | Electrophoresis apparatus for clinical use | class 1
Beckman Coulter, Inc. | Korea | MD |  | Unicel® DxC 800 SYNCHRON Clinical Systems외 1건 | Clinical chemistry automated analyser | class 1
Beckman Coulter, Inc. | Japan | MD |  | Cepheid sampling swab | medical roll cotton
Beckman Coulter, Inc. | Japan | MD |  | e-swab | medical roll cotton
Beckman Coulter, Inc. | Japan | MD |  | fecal swab | medical roll cotton
Beckman Coulter, Inc. | Russia | MD |  | Центрифуги лабораторные моделей: J6-HC J6-MC и J6-MIвыдан дубликат РУ
Beckman Coulter, Inc. | Russia | MD |  | Приборы для капиллярного электрофореза
Beckman Coulter, Inc. | Japan | MD |  | AQUIOS fully automated clinical flow cytometer | flow cytometer
Beckman Coulter, Inc. | Japan | MD |  | UniCel DxH Series Coulter Cellular Analysis System | blood cell counter
Beckman Coulter, Inc. | Japan | MD |  | Navios EX high-end clinical flow cytometer | flow cytometer
Beckman Coulter, Inc. | Japan | MD |  | Navios high-end clinical flow cytometer | flow cytometer
Beckman Coulter, Inc. | Japan | MD |  | Access2 Immunoassay System | Immunoluminescence analyzer
Beckman Coulter, Inc. | Japan | MD |  | Access Immunoassay Analyzer | Immunoluminescence analyzer
Beckman Coulter, Inc. | Japan | MD |  | Automatic electrophoresis device BECKMAN COULTER AES630 | Protein fractionation electrophoresis analyzer
Beckman Coulter, Inc. | Japan | MD |  | Access2 Immunoassay System PRO | Immunoluminescence analyzer
Beckman Coulter, Inc. | Japan | MD |  | Unicel DxC600 Clinical System | Discrete clinical chemistry automatic analyzer
Beckman Coulter, Inc. | Japan | MD |  | UniCel DxH600 Coulter Cellular Analysis System | blood cell counter
Beckman Coulter, Inc. | Japan | MD |  | Cytomics FC500 series | flow cytometer
Beckman Coulter, Inc. | Japan | MD |  | Automatic electrophoresis device BECKMAN COULTER AES320 | Protein fractionation electrophoresis analyzer
Beckman Coulter, Inc. | Japan | MD |  | Unisel DxH SMS | Blood smear preparation device
Beckman Coulter, Inc. | Japan | MD |  | Automatic analysis device BECKMANCOULTERAU480 | Discrete clinical chemistry automatic analyzer
Beckman Coulter, Inc. | Japan | MD |  | Automatic analysis device BECKMANCOULTERAU680 | Discrete clinical chemistry automatic analyzer
Beckman Coulter, Inc. | Japan | MD |  | IMMAGE800 immunochemistry system | Immunoturbidimetric analysis device
Beckman Coulter, Inc. | Japan | MD |  | UniCel DxC800 Multianalyzer | Discrete clinical chemistry automatic analyzer
Beckman Coulter, Inc. | Japan | MD |  | Unicel DxH800 | blood cell counter
Beckman Coulter, Inc. | Japan | MD |  | Unicel DxI800 system | Immunoluminescence analyzer
Beckman Coulter, Inc. | Japan | MD |  | Coulter LH700 Series | blood cell counter
Beckman Coulter, Inc. | Japan | MD |  | Coulter LH500 | blood cell counter
Beckman Coulter, Inc. | Japan | MD |  | Coulter LH780 | blood cell counter
Beckman Coulter, Inc. | Japan | MD |  | DxFLEX Compact Clinical Flow Cytometer | flow cytometer
Beckman Coulter, Inc. | Japan | MD |  | Coulter DxH 520 Hematology Analyzer | blood cell counter
Beckman Coulter, Inc. | Japan | MD |  | GeneXpert system | Gene analyzer
Beckman Coulter, Inc. | Japan | MD |  | UniCelDxH900 Series Coulter Cellular Analysis System | blood cell counter
Beckman Coulter, Inc. | Japan | MD |  | Microscan WalkAway96Plus | Microbial susceptibility analysis device
Beckman Coulter, Inc. | Japan | MD |  | Microscan autoSCAN-4 | Microbial susceptibility analysis device
Beckman Coulter, Inc. | Japan | MD |  | DxM 1040 Microscan WalkAway | Microbial susceptibility analysis device
Beckman Coulter, Inc. | Japan | MD |  | DxM 1096 Microscan WalkAway | Microbial susceptibility analysis device
Beckman Coulter, Inc. | Japan | MD |  | Microscan WalkAway40Plus | Microbial susceptibility analysis device
Beckman Coulter, Inc. | Singapore | IVD |  | Beckman Coulter PK7400 Automated Microplate System | Hematology | Class D IVD
Beckman Coulter, Inc. | Singapore | IVD |  | Beckman Coulter Access® PCT | Immunology | Class C IVD
Beckman Coulter, Inc. | Singapore | IVD |  | Beckman Coulter Access C-Peptide | Immunology | Class B IVD
Beckman Coulter, Inc. | Singapore | IVD |  | Beckman Coulter Access Toxo IgM II | Immunology | Class C IVD
Beckman Coulter, Inc. | Korea | MD |  | Navios EX Flow Cytometer | Flow cytometry | class 1
Beckman Coulter, Inc. | Korea | MD |  | DxI 9000 Access Immunoassay Analyzer | Chemiluminescence assay(CLIA) analyzer | class 1
Beckman Coulter, Inc. | Korea | MD |  | DxA Automation System | Centrifuge, low-/medium-speed, refrigerating | class 2
Beckman Coulter, Inc. | Singapore | IVD |  | Beckman Coulter Access CMV IgG Assay | Immunology | Class C IVD
Beckman Coulter, Inc. | Singapore | IVD |  | Beckman Coulter Access Sensitive Estradiol | Immunology | Class B IVD
Beckman Coulter, Inc. | Singapore | IVD |  | Beckman Coulter Access HAV Ab | Immunology | Class B IVD
Beckman Coulter, Inc. | Singapore | IVD |  | Beckman Coulter COULTER AC•T 5diff Hematology Systems | Hematology | Class B IVD
Beckman Coulter, Inc. | Singapore | IVD |  | Beckman Coulter VERIS HIV-1 Assay System | Microbiology | Class C IVD
Beckman Coulter, Inc. | Korea | IVD |  | SYNCHRON Phenytoin(PHY) reagent | IVD reagents for Cardiovascular, central nervous system TDM tests | class 3
Beckman Coulter, Inc. | Korea | IVD |  | SYNCHRON Digoxin(DIGN) reagent | IVD reagents for Cardiovascular, central nervous system TDM tests | class 3
Beckman Coulter, Inc. | Korea | IVD |  | SYNCHRON Valproic Acid(VPA) reagent | IVD reagents for Cardiovascular, central nervous system TDM tests | class 3
Beckman Coulter, Inc. | Korea | IVD |  | Access OV Monitor reagent | IVD reagents for tumor marker | class 3
Beckman Coulter, Inc. | Korea | IVD |  | Access BR Monitor reagent | IVD reagents for tumor marker | class 3
Beckman Coulter, Inc. | Korea | IVD |  | Beckman Coulter PerFix-nc Kit | IVD supportive reagents for flow cytometric test | class 1
Beckman Coulter, Inc. | Korea | MD |  | AU680 | Clinical chemistry automated analyser | class 1
Beckman Coulter, Inc. | Korea | IVD |  | Access AccuTnI+3 DxI reagent | IVD reagents for cardiac marker | class 3
Beckman Coulter, Inc. | Korea | IVD |  | Beckman Coulter ClearLLab M | IVD reagents for flow cytometric test | class 2
Beckman Coulter, Inc. | Korea | IVD |  | Beckman Coulter ClearLLab B1 | IVD reagents for flow cytometric test | class 2
Beckman Coulter, Inc. | Korea | IVD |  | SYNCHRON HDL Cholesterol(HDL) reagent | Other Reagents, classⅡ, for clinical chemistry | class 2
Beckman Coulter, Inc. | Korea | IVD |  | SYNCHRON Glucose(GLUH) reagent | Other Reagents, classⅡ, for clinical chemistry | class 2
Beckman Coulter, Inc. | Korea | IVD |  | SYNCHRON Hemoglobin A1c-(HbA1c-) reagent | IVD reagents for diabetes mellitus | class 2
Beckman Coulter, Inc. | Korea | IVD |  | Access Total βhCG(5th IS) reagent | IVD Reagents for congenital anomaly screening | class 3
Beckman Coulter, Inc. | Korea | MD |  | PARAGON 2000 CZE | Electrophoresis apparatus for clinical use | class 1
Beckman Coulter, Inc. | Korea | MD |  | SYNCHRON LX 20 CLINICAL SYSTEM | Flow type clinical chemistry automated analyzer | class 1
Beckman Coulter, Inc. | Korea | MD |  | SYNCHRON CX9 ALX CLINICAL SYSTEMS | Flow type clinical chemistry automated analyzer | class 1
Beckman Coulter, Inc. | Korea | MD |  | SPINCHRON DLX Centrifuge | Medical centrifuge | class 1
Beckman Coulter, Inc. | Korea | MD |  | Array 360 CE System | Immunonephelometer equipment | class 1
Beckman Coulter, Inc. | Korea | MD |  | Array 360 System | Immunonephelometer equipment | class 1
Beckman Coulter, Inc. | Korea | MD |  | COULTER Ac.T diff Analyzer | Hematology analyzer, cell-quantifying | class 1
Beckman Coulter, Inc. | Korea | MD |  | ALLEGRA X-15R | Centrifuge, low-/medium-speed, refrigerating | class 2
Beckman Coulter, Inc. | Korea | MD |  | Glucose 2 Analyzer | Glucose test system | class 1
Beckman Coulter, Inc. | Korea | MD |  | IMMAGE Immynochemistry Systems | Immunonephelometer equipment | class 1
Beckman Coulter, Inc. | Korea | MD |  | Coulter Ac*T diff Analyzers | Manual type Blood cell counter | class 1
Beckman Coulter, Inc. | Korea | MD |  | Coulter MAXM with Autoloader | Manual type Blood cell counter | class 1
Beckman Coulter, Inc. | Korea | MD |  | EL-ISE |  | class 1
Beckman Coulter, Inc. | Korea | MD |  | Coulter Ac*T Series Analyzer | Manual type Blood cell counter | class 1
Beckman Coulter, Inc. | Korea | MD |  | COULTER ONYX | Manual type Blood cell counter | class 1
Beckman Coulter, Inc. | Korea | MD |  | Coulter Gen*S System | Manual type Blood cell counter | class 1
Beckman Coulter, Inc. | Korea | MD |  | Coulter STKS | Manual type Blood cell counter | class 1
Beckman Coulter, Inc. | Korea | MD |  | DU 730 | Spectrophotometer for clinical use | class 1
Beckman Coulter, Inc. | Korea | MD |  | BIOMEK NXp | Blood sample preparation instruments, general | class 1
Beckman Coulter, Inc. | Korea | MD |  | BIOMEK FXp | Blood sample preparation instruments, general | class 1
Beckman Coulter, Inc. | Korea | MD |  | BIOMEK 3000 | Blood sample preparation instruments, general | class 1
Beckman Coulter, Inc. | Korea | MD |  | AU2700 | Clinical chemistry automated analyser | class 1
Beckman Coulter, Inc. | Korea | MD |  | AU5400 | Clinical chemistry automated analyser | class 1
Beckman Coulter, Inc. | Korea | MD |  | Coulter Ac*T diff 2 Analyzer | Manual type Blood cell counter | class 1
Beckman Coulter, Inc. | Korea | MD |  | Dual Centrifuge Kit 3.0 | Centrifuge, tabletop, low-/medium-speed, room temperature, general-purpose | class 1
Beckman Coulter, Inc. | Korea | MD |  | Power Processor | Centrifuge, tabletop, low-/medium-speed, room temperature, general-purpose | class 1
Beckman Coulter, Inc. | Korea | MD |  | GenomeLab GeXP | Protein electrophoresis system | class 1
Beckman Coulter, Inc. | Korea | MD |  | Optima L-100K | Centrifuge, floor, high/ultrahigh-speed | class 1
Beckman Coulter, Inc. | Korea | MD |  | UniCel DxH Slidemaker Stainer Coulter Cellular Analysis System | Auto stainer for pathology | class 1
Beckman Coulter, Inc. | Korea | MD |  | ALLEGRA X-12 | Centrifuge, tabletop, low-/medium-speed, room temperature, general-purpose | class 1
Beckman Coulter, Inc. | Singapore | IVD |  | Beckman Coulter UniCel DxH 900 Coulter Cellular Analysis System. | Hematology | Class B IVD
Beckman Coulter, Inc. | Singapore | IVD |  | Beckman Coulter HbA1c (hemoglobin A1c) Advanced Assay | Clinical chemistry | Class B IVD
Beckman Coulter, Inc. | Singapore | IVD |  | Beckman Coulter ClearLLab 10C Panels | Hematology | Class C IVD
Beckman Coulter, Inc. | Singapore | IVD |  | Beckman Coulter Access HBc IgM | Immunology | Class D IVD
Beckman Coulter, Inc. | Singapore | IVD |  | Beckman Coulter Access HBc Ab Assay | Immunology | Class D IVD
Beckman Coulter, Inc. | Singapore | IVD |  | Beckman Coulter Access HAV IgM | Immunology | Class C IVD
Beckman Coulter, Inc. | Singapore | IVD |  | Beckman Coulter AQUIOS Tetra-1 Panel and AQUIOS Tetra-2+ Panel | Hematology | Class C IVD
Beckman Coulter, Inc. | Singapore | IVD |  | Beckman Coulter Access hsTnI assay | Immunology | Class C IVD
Beckman Coulter, Inc. | Singapore | IVD |  | Beckman Coulter Access HBs Ag Confirmatory | Immunology | Class D IVD
Beckman Coulter, Inc. | Singapore | IVD |  | Beckman Coulter Access HBs Ag assay | Immunology | Class D IVD
Beckman Coulter, Inc. | Singapore | IVD |  | Beckman Coulter iQ® 200 System | Clinical chemistry | Class B IVD
Beckman Coulter, Inc. | Singapore | IVD |  | Beckman Coulter Access HBs Ab | Immunology | Class D IVD
Beckman Coulter, Inc. | Singapore | IVD |  | Beckman Coulter Access CMV IgM | Immunology | Class C IVD
Beckman Coulter, Inc. | Singapore | IVD |  | Beckman Coulter Access Toxo IgG Assay | Immunology | Class C IVD
Beckman Coulter, Inc. | Singapore | IVD |  | Beckman Coulter Stem-Kit ™ Reagents | Hematology | Class C IVD
Beckman Coulter, Inc. | Singapore | IVD |  | Beckman Coulter Urine/CSF Albumin System | Clinical chemistry | Class B IVD
Beckman Coulter, Inc. | Singapore | IVD |  | Beckman Coulter Access TSH (3rd IS) | Immunology | Class B IVD
Beckman Coulter, Inc. | Singapore | IVD |  | Beckman Coulter UniCel® DxI 25(OH) Vitamin D Total | Immunology | Class B IVD
Beckman Coulter, Inc. | Singapore | IVD |  | Beckman Coulter Access® 25(OH) Vitamin D Total | Immunology | Class B IVD
Beckman Coulter, Inc. | Singapore | IVD |  | Beckman Coulter SYNCHRON® System(s) Hemoglobin A1c3 (HbA1c3) | Clinical chemistry | Class B IVD
Beckman Coulter, Inc. | Singapore | IVD |  | Beckman Coulter LH 700 Series Hematology System | Hematology | Class B IVD
Beckman Coulter, Inc. | Singapore | IVD |  | Beckman Coulter Unicel DxH 600 and 800 Coulter Cellular Analysis System | Hematology | Class B IVD
Beckman Coulter, Inc. | Singapore | IVD |  | Beckman Coulter COULTER HmX Hematology Analyzer | Hematology | Class B IVD
Beckman Coulter, Inc. | Singapore | IVD |  | Beckman Coulter COULTER AC•T Diff Analyzer | Hematology | Class B IVD
Beckman Coulter, Inc. | Singapore | IVD |  | Beckman Coulter VERIS HBV Assay Reagent System | Microbiology | Class C IVD
Beckman Coulter, Inc. | Singapore | IVD |  | Beckman Coulter VERIS HCV Assay System | Infectious Diseases | Class C IVD
Beckman Coulter, Inc. | Singapore | IVD |  | Beckman Coulter UniCel DxC SYNCHRON Systems HDL Cholesterol reagent | Clinical chemistry | Class B IVD
Beckman Coulter, Inc. | Singapore | IVD |  | Beckman Coulter DxH 500/520/560 | Hematology | Class B IVD
Beckman Coulter, Inc. | Singapore | IVD |  | Beckman Coulter VERIS CMV Assay | Microbiology | Class C IVD
Beckman Coulter, Inc. | Singapore | IVD |  | Beckman Coulter AU® HbA1c (Hemoglobin A1c) | Clinical chemistry | Class B IVD
Beckman Coulter, Inc. | Singapore | IVD |  | Beckman Coulter CALCIUM ARSENAZO III | Clinical chemistry | Class B IVD
Beckman Coulter, Inc. | Singapore | IVD |  | Beckman Coulter BICARBONATE | Clinical chemistry | Class B IVD
Beckman Coulter, Inc. | Singapore | IVD |  | Beckman Coulter Access AMH Immunoassay System | Immunology | Class B IVD
Beckman Coulter, Inc. | Singapore | IVD |  | Beckman Coulter Magnesium | Clinical chemistry | Class B IVD
Beckman Coulter, Inc. | Singapore | IVD |  | Beckman Coulter Iron | Clinical chemistry | Class B IVD
Beckman Coulter, Inc. | Singapore | IVD |  | Beckman Coulter Inorganic Phosphorous | Clinical chemistry | Class B IVD
Beckman Coulter, Inc. | Singapore | IVD |  | Beckman Coulter Calcium oCPC | Clinical chemistry | Class B IVD
Beckman Coulter, Inc. | Singapore | IVD |  | Beckman Coulter Myoglobin | Clinical chemistry | Class C IVD
Beckman Coulter, Inc. | Korea | MD |  | DxC 700 AU |  | class 1
Beckman Coulter, Inc. | Korea | IVD |  | AQUIOS Tetra-2+ Panel | IVD reagents for flow cytometric test | class 2
Beckman Coulter, Inc. | Korea | IVD |  | AU Calcium Arsenazo III reagent | IVD reagents for electrolyte tests | class 2
Beckman Coulter, Inc. | Korea | IVD |  | AU Urine/CSF Albumin(UALB) reagent | IVD reagents for general immune test | class 2
Beckman Coulter, Inc. | Korea | MD |  | VERIS MDx | Real-time gene amplificator, nucleic acid | class 2
Beckman Coulter, Inc. | Korea | IVD |  | VERIS EP Cartridge A | IVD reagents for extracting nucleic acids | class 1
Beckman Coulter, Inc. | Korea | IVD |  | VERIS EP Cartridge B | IVD reagents for extracting nucleic acids | class 1
Beckman Coulter, Inc. | Korea | IVD |  | DxH 500 Series Diluent | Other Reagents, classⅡ, for clinical chemistry | class 2
Beckman Coulter, Inc. | Singapore | IVD |  | Beckman Coulter IMMAGE® Immunochemistry Systems Rheumatoid Factor (RF) | Immunology | Class B IVD
Beckman Coulter, Inc. | Singapore | IVD |  | Beckman Coulter LeukoSure Enumeration Kit | Hematology | Class B IVD
Beckman Coulter, Inc. | Singapore | IVD |  | Beckman Coulter Cholinesterase | Clinical chemistry | Class B IVD
Beckman Coulter, Inc. | Singapore | IVD |  | Beckman Coulter GAMMA-GLUTAMYLTRANSFERASE (GGT) | Clinical chemistry | Class B IVD
Beckman Coulter, Inc. | Singapore | IVD |  | Beckman Coulter ALT | Clinical chemistry | Class B IVD
Beckman Coulter, Inc. | Singapore | IVD |  | Beckman Coulter AST | Clinical chemistry | Class B IVD
Beckman Coulter, Inc. | Singapore | IVD |  | Beckman Coulter LDH | Clinical chemistry | Class B IVD
Beckman Coulter, Inc. | Singapore | IVD |  | Beckman Coulter Lactate Dehydrogenase (LD) | Clinical chemistry | Class B IVD
Beckman Coulter, Inc. | Singapore | IVD |  | Beckman Coulter ﻿LIPASE | Clinical chemistry | Class B IVD
Beckman Coulter, Inc. | Singapore | IVD |  | Beckman Coulter α-AMYLASE | Clinical chemistry | Class B IVD
Beckman Coulter, Inc. | Singapore | IVD |  | Beckman Coulter HBDH | Clinical chemistry | Class B IVD
Beckman Coulter, Inc. | Singapore | IVD |  | Beckman Coulter CK (NAC) | Clinical chemistry | Class B IVD
Beckman Coulter, Inc. | Singapore | IVD |  | Beckman Coulter ALP | Clinical chemistry | Class B IVD
Beckman Coulter, Inc. | Singapore | IVD |  | Beckman Coulter CYTO-STAT tetraCHROME CD45-FITC/CD4-RD1/ CD8-ECD/CD3-PC5 Monoclonal Antibody Reagent | Immunology | Class C IVD
Beckman Coulter, Inc. | Singapore | IVD |  | Beckman Coulter α-AMYLASE | Clinical chemistry | Class B IVD
Beckman Coulter, Inc. | Singapore | IVD |  | Beckman Coulter LDH | Clinical chemistry | Class B IVD
Beckman Coulter, Inc. | Singapore | IVD |  | Beckman Coulter GGT | Clinical chemistry | Class B IVD
Beckman Coulter, Inc. | Singapore | IVD |  | Beckman Coulter Access® ESTRADIOL | Immunology | Class B IVD
Beckman Coulter, Inc. | Singapore | IVD |  | Beckman Coulter Access® PROGESTERONE | Immunology | Class B IVD
Beckman Coulter, Inc. | Singapore | IVD |  | Beckman Coulter Access® PROLACTIN | Immunology | Class B IVD
Beckman Coulter, Inc. | Singapore | IVD |  | Beckman Coulter Access® DHEA-S | Immunology | Class B IVD
Beckman Coulter, Inc. | Singapore | IVD |  | Beckman Coulter Access® TESTOSTERONE | Immunology | Class B IVD
Beckman Coulter, Inc. | Singapore | IVD |  | Beckman Coulter Access® SHBG | Immunology | Class B IVD
Beckman Coulter, Inc. | Singapore | IVD |  | Beckman Coulter Access® UNCONJUGATED ESTRIOL | Immunology | Class B IVD
Beckman Coulter, Inc. | Singapore | IVD |  | Beckman Coulter Access® TOTAL βhCG | Immunology | Class B IVD
Beckman Coulter, Inc. | Singapore | IVD |  | Beckman Coulter Access® hFSH | Immunology | Class B IVD
Beckman Coulter, Inc. | Singapore | IVD |  | Beckman Coulter Access® hLH | Immunology | Class B IVD
Beckman Coulter, Inc. | Singapore | IVD |  | Beckman Coulter Access® INHIBIN A | Immunology | Class B IVD
Beckman Coulter, Inc. | Singapore | IVD |  | Beckman Coulter AMH Gen II ELISA | Immunology | Class B IVD
Beckman Coulter, Inc. | Singapore | IVD |  | Beckman Coulter Albumin | Clinical chemistry | Class B IVD
Beckman Coulter, Inc. | Singapore | IVD |  | Beckman Coulter Cholesterol | Clinical chemistry | Class B IVD
Beckman Coulter, Inc. | Singapore | IVD |  | Beckman Coulter Creatinine | Clinical chemistry | Class B IVD
Beckman Coulter, Inc. | Singapore | IVD |  | Beckman Coulter Creatinine (Enzymatic) | Clinical chemistry | Class B IVD
Beckman Coulter, Inc. | Singapore | IVD |  | Beckman Coulter Direct Bilirubin | Clinical chemistry | Class B IVD
Beckman Coulter, Inc. | Singapore | IVD |  | Beckman Coulter Total Bilirubin | Clinical chemistry | Class B IVD
Beckman Coulter, Inc. | Singapore | IVD |  | Beckman Coulter Triglycerides | Clinical chemistry | Class B IVD
Beckman Coulter, Inc. | Singapore | IVD |  | Beckman Coulter LDL-Cholesterol | Clinical chemistry | Class B IVD
Beckman Coulter, Inc. | Singapore | IVD |  | Beckman Coulter Lactate | Clinical chemistry | Class B IVD
Beckman Coulter, Inc. | Singapore | IVD |  | Beckman Coulter Total Protein | Clinical chemistry | Class B IVD
Beckman Coulter, Inc. | Singapore | IVD |  | Beckman Coulter Urea-STAT | Clinical chemistry | Class B IVD
Beckman Coulter, Inc. | Singapore | IVD |  | Beckman Coulter Glucose | Ear, Nose & Throat | Class B IVD
Beckman Coulter, Inc. | Singapore | IVD |  | Beckman Coulter Glucose-STAT | Clinical chemistry | Class B IVD
Beckman Coulter, Inc. | Singapore | IVD |  | Beckman Coulter HDL-Cholesterol | Clinical chemistry | Class B IVD
Beckman Coulter, Inc. | Singapore | IVD |  | Beckman Coulter Urea | Clinical chemistry | Class B IVD
Beckman Coulter, Inc. | Singapore | IVD |  | Beckman Coulter Urinary/CSF Protein | Clinical chemistry | Class B IVD
Beckman Coulter, Inc. | Singapore | IVD |  | Beckman Coulter Uric Acid | Clinical chemistry | Class B IVD
Beckman Coulter, Inc. | Singapore | IVD |  | Beckman Coulter Access® THYROGLOBULIN | Clinical chemistry | Class C IVD
Beckman Coulter, Inc. | Singapore | IVD |  | Beckman Coulter Access AccuTnI+3 | Clinical chemistry | Class C IVD
Beckman Coulter, Inc. | Singapore | IVD |  | Beckman Coulter Dxl Access AccuTnl+3 | Immunology | Class C IVD
Beckman Coulter, Inc. | Singapore | IVD |  | Beckman Coulter Access® FREE T4 | Immunology | Class B IVD
Beckman Coulter, Inc. | Singapore | IVD |  | Beckman Coulter Access® HYPERSENSITIVE TSH | Immunology | Class B IVD
Beckman Coulter, Inc. | Singapore | IVD |  | Beckman Coulter Access® FREE T3 | Immunology | Class B IVD
Beckman Coulter, Inc. | Singapore | IVD |  | Beckman Coulter Access® THYROID UPTAKE | Immunology | Class B IVD
Beckman Coulter, Inc. | Singapore | IVD |  | Beckman Coulter Access® TOTAL T3 | Immunology | Class B IVD
Beckman Coulter, Inc. | Singapore | IVD |  | Beckman Coulter Access® TOTAL T4 | Immunology | Class B IVD
Beckman Coulter, Inc. | Singapore | IVD |  | Beckman Coulter Access® THYROGLOBULIN ANTIBODY II | Immunology | Class B IVD
Beckman Coulter, Inc. | Singapore | IVD |  | Beckman Coulter Access® TPO ANTIBODY | Immunology | Class B IVD
Beckman Coulter, Inc. | Singapore | IVD |  | Beckman Coulter SYNCHRON® Systems C-Reactive Protein (CRP) | Immunology | Class B IVD
Beckman Coulter, Inc. | Singapore | IVD |  | Beckman Coulter SYNCHRON® Systems Glucose Reagent (Glucose Oxidase) | Clinical chemistry | Class B IVD
Beckman Coulter, Inc. | Singapore | IVD |  | Beckman Coulter SYNCHRON® System(s) Urea Nitrogen (BUN) Reagent | Clinical chemistry | Class B IVD
Beckman Coulter, Inc. | Singapore | IVD |  | Beckman Coulter UniCel DxC Synchron Systems Glucose (GLUH) | Clinical chemistry | Class B IVD
Beckman Coulter, Inc. | Singapore | IVD |  | Beckman Coulter SYNCHRON® System(s) Alcohol (ETOH) | Clinical toxicology | Class B IVD
Beckman Coulter, Inc. | Singapore | IVD |  | Beckman Coulter SYNCHRON® System(s) Acetaminophen (ACTM) | Clinical toxicology | Class B IVD
Beckman Coulter, Inc. | Singapore | IVD |  | Beckman Coulter SYNCHRON® System(s) Cocaine Metabolite (COCM) | Clinical toxicology | Class B IVD
Beckman Coulter, Inc. | Singapore | IVD |  | Beckman Coulter SYNCHRON® System(s) Amphetamines (AMPH) | Clinical toxicology | Class B IVD
Beckman Coulter, Inc. | Singapore | IVD |  | Beckman Coulter SYNCHRON® System(s) Cannabinoid 50 ng (THC5) | Clinical toxicology | Class B IVD
Beckman Coulter, Inc. | Singapore | IVD |  | Beckman Coulter SYNCHRON® System(s) Barbiturates (BARB) | Clinical toxicology | Class B IVD
Beckman Coulter, Inc. | Singapore | IVD |  | Beckman Coulter SYNCHRON® System(s) Opiate 300 ng (OP) | Clinical toxicology | Class B IVD
Beckman Coulter, Inc. | Singapore | IVD |  | Beckman Coulter SYNCHRON® System(s) Salicylate (SALY) | Clinical toxicology | Class B IVD
Beckman Coulter, Inc. | Singapore | IVD |  | Beckman Coulter SYNCHRON® Systems Total Protein (TPm) | Clinical chemistry | Class B IVD
Beckman Coulter, Inc. | Singapore | IVD |  | Beckman Coulter SYNCHRON® System(s) Uric Acid (URIC) | Clinical chemistry | Class B IVD
Beckman Coulter, Inc. | Singapore | IVD |  | Beckman Coulter SYNCHRON® System(s) LDL Cholesterol (LDLD) | Clinical chemistry | Class B IVD
Beckman Coulter, Inc. | Singapore | IVD |  | Beckman Coulter SYNCHRON® System(s) Lactate (LACT) | Clinical chemistry | Class B IVD
Beckman Coulter, Inc. | Singapore | IVD |  | Beckman Coulter SYNCHRON® Systems Direct Bilirubin (DBIL) | Clinical chemistry | Class B IVD
Beckman Coulter, Inc. | Singapore | IVD |  | Beckman Coulter SYNCHRON® System(s) Creatinine (CRE3) | Clinical chemistry | Class B IVD
Beckman Coulter, Inc. | Singapore | IVD |  | Beckman Coulter SYNCHRON® System(s) Urea (UREA) | Clinical chemistry | Class B IVD
Beckman Coulter, Inc. | Singapore | IVD |  | Beckman Coulter SYNCHRON® System(s) Microprotein (M-TP) | Clinical chemistry | Class B IVD
Beckman Coulter, Inc. | Singapore | IVD |  | Beckman Coulter SYNCHRON® System(s) Total Protein (TP) | Clinical chemistry | Class B IVD
Beckman Coulter, Inc. | Singapore | IVD |  | Beckman Coulter SYNCHRON® System(s) HDL Cholesterol (HDLD) | Clinical chemistry | Class B IVD
Beckman Coulter, Inc. | Singapore | IVD |  | Beckman Coulter SYNCHRON® System(s) Creatinine (CREm) | Clinical chemistry | Class B IVD
Beckman Coulter, Inc. | Singapore | IVD |  | Beckman Coulter SYNCHRON® System(s) Creatinine (CR-S) | Clinical chemistry | Class B IVD
Beckman Coulter, Inc. | Singapore | IVD |  | Beckman Coulter SYNCHRON® System(s) Cholesterol (CHOL) | Clinical chemistry | Class B IVD
Beckman Coulter, Inc. | Singapore | IVD |  | Beckman Coulter SYNCHRON® System(s) Urea Nitrogen (BUN) | Clinical chemistry | Class B IVD
Beckman Coulter, Inc. | Singapore | IVD |  | Beckman Coulter SYNCHRON® System(s) Albumin (ALBm) | Clinical chemistry | Class B IVD
Beckman Coulter, Inc. | Singapore | IVD |  | Beckman Coulter SYNCHRON® System(s) Albumin Reagent | Clinical chemistry | Class B IVD
Beckman Coulter, Inc. | Singapore | IVD |  | Beckman Coulter SYNCHRON® System(s) Triglycerides GPO (TG) | Clinical chemistry | Class B IVD
Beckman Coulter, Inc. | Singapore | IVD |  | Beckman Coulter SYNCHRON® System(s) Total Bilirubin (TBIL) | Clinical chemistry | Class B IVD
Beckman Coulter, Inc. | Singapore | IVD |  | Beckman Coulter ACCESS TOTAL βhCG (5th IS) | Immunology | Class B IVD
Beckman Coulter, Inc. | Singapore | IVD |  | Beckman Coulter CRP Latex Test Kit | Immunology | Class C IVD
Beckman Coulter, Inc. | Singapore | IVD |  | Beckman Coulter SYNCHRON Systems ISE Electrolyte Reference/Buffer Reagents | Clinical chemistry | Class B IVD
Beckman Coulter, Inc. | Singapore | IVD |  | Beckman Coulter SYNCHRON CX Systems ISE Electrolyte Reference/Buffer Reagents | Clinical chemistry | Class B IVD
Beckman Coulter, Inc. | Singapore | IVD |  | Beckman Coulter ISE Reagents/Standards | Clinical chemistry | Class B IVD
Beckman Coulter, Inc. | Singapore | IVD |  | Beckman Coulter IMMAGE® Immunochemistry Systems Complement (C3, C4) | Clinical chemistry | Class B IVD
Beckman Coulter, Inc. | Singapore | IVD |  | Beckman Coulter SYNCHRON® Systems Complement (C3, C4) | Clinical chemistry | Class B IVD
Beckman Coulter, Inc. | Korea | IVD |  | Access PCT reagent | IVD reagents for infectious inflammatory tests | class 2
Beckman Coulter, Inc. | Korea | MD |  | DxM 1096 MicroScan WalkAway외 1건 | Microbial identification analyzer | class 1
Beckman Coulter, Inc. | Korea | IVD |  | 8546859 | IVD supportive reagents for flow cytometric test | class 1
Beckman Coulter, Inc. | Korea | IVD |  | B25697 | IVD supportive reagents for flow cytometric test | class 1
Beckman Coulter, Inc. | Korea | MD |  | DxFLEX Flow Cytometer | Flow cytometry | class 1
Beckman Coulter, Inc. | Korea | IVD |  | AU US LDL-Cholesterol reagent | Other Reagents, classⅡ, for clinical chemistry | class 2
Beckman Coulter, Inc. | Korea | MD |  | AU US HDL-Cholesterol reagent |  | class 2
Beckman Coulter, Inc. | Korea | IVD |  | AU HbA1c Advanced reagent | IVD reagents for diabetes mellitus | class 2
Beckman Coulter, Inc. | Korea | IVD |  | Access C-Peptide reagent | IVD reagents for diabetes mellitus | class 2
Beckman Coulter, Inc. | Korea | IVD |  | Access AccuTnI reagent | IVD reagents for cardiac marker | class 3
Beckman Coulter, Inc. | Korea | IVD |  | Access Unconjugated Estriol reagent | IVD Reagents for congenital anomaly screening | class 3
Beckman Coulter, Inc. | Korea | IVD |  | Access Hybritech free PSA reagent | IVD reagents for tumor marker | class 3
Beckman Coulter, Inc. | Korea | IVD |  | SYNCHRON Vancomycin(VANC) reagent | IVD Reagents for antibiotic and antiviral TDM tests | class 3
Beckman Coulter, Inc. | Korea | IVD |  | AU CK-MB reagent | IVD reagents for cardiac marker | class 3
Beckman Coulter, Inc. | Korea | IVD |  | Access Hybritech PSA reagent | IVD reagents for tumor marker | class 3
Beckman Coulter, Inc. | Korea | IVD |  | Access PAPP-A reagent | IVD Reagents for congenital anomaly screening | class 3
Beckman Coulter, Inc. | Korea | IVD |  | Access Total βhCG reagent | IVD Reagents for congenital anomaly screening | class 3
Beckman Coulter, Inc. | Korea | IVD |  | Access Inhibin A reagent | IVD Reagents for congenital anomaly screening | class 3
Beckman Coulter, Inc. | Korea | IVD |  | Access AFP reagent | IVD reagents for tumor marker | class 3
Beckman Coulter, Inc. | Korea | IVD |  | SYNCHRON Theophylline(THE) reagent | IVD reagents for Cardiovascular, central nervous system TDM tests | class 3
Beckman Coulter, Inc. | Korea | IVD |  | Access Digoxin reagent | IVD reagents for Cardiovascular, central nervous system TDM tests | class 3
Beckman Coulter, Inc. | Korea | IVD |  | SYNCHRON Carbamazepine(CAR) reagent | IVD reagents for Cardiovascular, central nervous system TDM tests | class 3
Beckman Coulter, Inc. | Korea | IVD |  | Access Myoglobin reagent | IVD reagents for cardiac marker | class 3
Beckman Coulter, Inc. | Korea | IVD |  | Access GI Monitor reagent | IVD reagents for tumor marker | class 3
Beckman Coulter, Inc. | Korea | IVD |  | Access CK-MB reagent | IVD reagents for cardiac marker | class 3
Beckman Coulter, Inc. | Korea | IVD |  | Access AccuTnI+3 Access2 reagent | IVD reagents for cardiac marker | class 3
Beckman Coulter, Inc. | Korea | IVD |  | iChemVELOCITY Urine Chemistry Strips | IVD reagents for urine chemistry | class 2
Beckman Coulter, Inc. | Korea | IVD |  | Beckman Coulter ClearLLab T2 | IVD reagents for flow cytometric test | class 2
Beckman Coulter, Inc. | Korea | IVD |  | Beckman Coulter ClearLLab T1 | IVD reagents for flow cytometric test | class 2
Beckman Coulter, Inc. | Korea | IVD |  | Beckman Coulter ClearLLab B2 | IVD reagents for flow cytometric test | class 2
Beckman Coulter, Inc. | Korea | IVD |  | COULTER LH Series Pak Reagent Kit | Other Reagents, classⅡ, for clinical chemistry | class 2
Beckman Coulter, Inc. | Korea | IVD |  | Access Hybritech p2PSA reagent | IVD reagents for tumor marker | class 3
Beckman Coulter, Inc. | Korea | IVD |  | SYNCHRON Hemoglobin A1c3(HbA1c3) reagent | IVD reagents for diabetes mellitus | class 2
Beckman Coulter, Inc. | Korea | IVD |  | IsoFlow Sheath Fluid | IVD supportive reagents for flow cytometric test | class 1
Beckman Coulter, Inc. | Korea | IVD |  | SYNCHRON Acetaminophen(ACTM) reagent | IVD reagents for Cardiovascular, central nervous system TDM tests | class 3
Beckman Coulter, Inc. | Korea | IVD |  | Access AMH reagent | IVD Reagents for pregnancy/childbirth hormone and protein tests | class 2
Beckman Coulter, Inc. | Korea | IVD |  | iQ Lamina reagent | IVD reagents for urine chemistry | class 2
Beckman Coulter, Inc. | Korea | IVD |  | AU Hemoglobin A1c(HbA1c) reagent | IVD reagents for diabetes mellitus | class 2
Beckman Coulter, Inc. | USA | IVD | JJX | SYNCHRON & AU LDL & HDL test systems;650207 HDL Cholesterol Reagent (HDLD 2 x 200) | Single (Specified) Analyte Controls (Assayed And Unassayed) | 1
Beckman Coulter, Inc. | USA | IVD | CGX | A40920 Creatinine Reagent (CR-S 2 x 300);SYNCHRON Creatinine | Alkaline Picrate, Colorimetry, Creatinine | 2
Beckman Coulter, Inc. | USA | IVD | CGA | CO2 Electrode;Synchron Systems Total Protein Reagent;Chloride Electrode;SYNCHRON Systems Phosphorus Reagent SYNCHRON Systems CO2 Acid Reagent SYNCHRON Systems Urea Nitrogen (BUN) Reagent;Calcium Electrode;NA+ Electrode;UniCel DxC 600 PRO, Recon UniCel DxC 600, Recon UniCel DxC 800 PRO, Recon UniCel DxC 800, Recon;467858 SYNCHRON Systems Albumin Reagent;SYNCHRON Systems Glucose Reagent (Glucose Oxidase) SYNCHRON Systems CO2 Alkaline Buffer;Potassium Electrode | Glucose Oxidase, Glucose | 2
Beckman Coulter, Inc. | USA | IVD | CFN | 474020 IMMAGE Immunochemistry Systems CSF-CAL Cerebrospinal Fluid Protein Calibrator;447470 IMMAGE Immunochemistry Systems IGMLC Low Concentration ImmunoglobuIin M | Method, Nephelometric, Immunoglobulins (G, A, M) | 2
Beckman Coulter, Inc. | USA | IVD | JFM | 683802 Enzymatic Bilirubin Reagent | Enzymatic Method, Bilirubin | 2
Beckman Coulter, Inc. | USA | IVD | DKJ | 378194 Salicylate Reagent (SALY 2 x 45);Synchron Salicylate test system | Colorimetry, Salicylate | 2
Beckman Coulter, Inc. | USA | IVD | NQD | Part numbers include, but are not limited to;Immage CCRP reagent;A38656 IMMAGE Immunochemistry Systems CCRP High Sensitivity Cardiac CRP Reagent;469975 CAL 5 PLUS Calibrator 5 Plus;Immage CAL 5 Plus | Cardiac C-Reactive Protein, Antigen, Antiserum, And Control | 2
Beckman Coulter, Inc. | USA | IVD | JIF | Part numbers include, but are not limited to;Synchron AMM reagent and calibrators;439770 Ammonia Reagent (AMM 2 x 25) | Enzymatic Method, Ammonia | 1
Beckman Coulter, Inc. | USA | IVD | CJE | 475106 Prealbumin Reagent (PAB 2 x 100);442765 Albumin Reagent (ALB 2 x 300);442820 Urea Reagent (UREA 2 x 300) | Nitrophenylphosphate, Alkaline Phosphatase Or Isoenzymes | 2
Beckman Coulter, Inc. | USA | IVD | DEH | 446470 IMMAGE Immunochemistry Systems LAM Lambda Light Chain Reagent;446440 IMMAGE Immunochemistry Systems KAP Kappa Light Chain Reagent | Lambda, Antigen, Antiserum, Control | 2
Beckman Coulter, Inc. | USA | IVD | DHR | 447070 IMMAGE Immunochemistry Systems RF Rheumatoid Factor Reagent | System, Test, Rheumatoid Factor | 2
Beckman Coulter, Inc. | USA | IVD | DJG | 475006 Opiate 2000 ng Reagent (OP2 1 x 250) | Enzyme Immunoassay, Opiates | 2
Beckman Coulter, Inc. | USA | IVD | DJG | 475024 Opiate 300 ng Reagent (OP 1 x 250) | Enzyme Immunoassay, Opiates | 2
Beckman Coulter, Inc. | USA | IVD | DJR | 474970 SYNCHRON Systems DAT Multi-Drug Low Urine Calibrator | Enzyme Immunoassay, Methadone | 2
Beckman Coulter, Inc. | USA | IVD | DKZ | 475000 Amphetamines Reagent (AMPH 1 x 250) | Enzyme Immunoassay, Amphetamine | 2
Beckman Coulter, Inc. | USA | IVD | JIX | 442600 SYNCHRON Systems SYNCHRON Multi Calibrator | Calibrator, Multi-Analyte Mixture | 2
Beckman Coulter, Inc. | USA | IVD | JJX | 667740 Ultimate -D Bilirubin Control Level 4;667720 Ultimate -D Bilirubin Control Level 2;667710 Ultimate -D Bilirubin Control Level 1;667730 Ultimate -D Bilirubin Control Level 3 | Single (Specified) Analyte Controls (Assayed And Unassayed) | 1
Beckman Coulter, Inc. | USA | IVD | JJY | 450130 Vigil Protein Control Level 3;450120 Vigil Protein Control Level 1;450125 Vigil Protein Control Level 2 | Multi-Analyte Controls, All Kinds (Assayed) | 1
Beckman Coulter, Inc. | USA | IVD | JJY | 450163 Vigil Serology Control Level 2;450164 Vigil Serology Control Level 3;450162 Vigil Serology Control Level 1 | Multi-Analyte Controls, All Kinds (Assayed) | 1
Beckman Coulter, Inc. | USA | IVD | JXM | A18298 Benzodiazepine Reagent (BNZG 1 x 250) | Enzyme Immunoassay, Benzodiazepine | 2
Beckman Coulter, Inc. | USA | IVD | JJY | 445811 SYNCHRON Systems 100 ng/mL THC Urine Calibrator;445809 SYNCHRON Systems 50 ng/mL THC Urine Calibrator;465912 SYNCHRON Systems 75 ng/mL THC Urine Control;465914 SYNCHRON Systems 20 ng/mL THC Urine Control;445814 SYNCHRON Systems 200 ng/mL THC Urine Calibrator;465939 SYNCHRON Systems 125 ng/mL THC Urine Control;475030 Cannabinoid 50 ng Reagent (THC5 1 x 250) | Multi-Analyte Controls, All Kinds (Assayed) | 1
Beckman Coulter, Inc. | USA | IVD | LDJ | 445990 Cannabinoid 100 ng Reagent (THC 1 x 150) | Enzyme Immunoassay, Cannabinoids | 2
Beckman Coulter, Inc. | USA | IVD | DNN | 474994 SYNCHRON Systems ETOH Calibrator;474947 Alcohol Reagent (ETOH 2 x 150) | Calibrators, Ethyl Alcohol | 2
Beckman Coulter, Inc. | USA | IVD | DIS | 445803 SYNCHRON Systems DAT Negative Urine Calibrator;475012 Barbiturates Reagent (BARB 1 x 250) | Enzyme Immunoassay, Barbiturate | 2
Beckman Coulter, Inc. | USA | IVD | JXN | 475027 Propoxyphene Reagent (PROX 1 x 250) | Enzyme Immunoassay, Propoxyphene | 2
Beckman Coulter, Inc. | USA | IVD | KXT | 650182 Digoxin Reagent (DIGN 2 x 100) | Enzyme Immunoassay, Digoxin | 2
Beckman Coulter, Inc. | USA | IVD | DLJ | 469630 SYNCHRON Systems Drug Calibrator 2 | Calibrators, Drug Specific | 2
Beckman Coulter, Inc. | USA | IVD | JJY | 465440 Vigil Serology Control Level C | Multi-Analyte Controls, All Kinds (Assayed) | 1
Beckman Coulter, Inc. | USA | IVD | DIF | 472461 Vigil TDM Control level 1;472472 Vigil TDM Control level 3;472467 Vigil TDM Control level 2 | Drug Mixture Control Materials | 1
Beckman Coulter, Inc. | USA | IVD | DCN | 969620 C-Reactive Protein Reagent (C-RP 2 x 200) | System, Test, C-Reactive Protein | 2
Beckman Coulter, Inc. | USA | IVD | JZH | 447760 IMMAGE Immunochemistry Systems PFB Properdin Factor B Reagent | Factor B, Antigen, Antiserum, Control | 2
Beckman Coulter, Inc. | USA | IVD | CEO | A09426 Phosphorus Reagent (PHS 2 x300) | Phosphomolybdate (Colorimetric), Inorganic Phosphorus | 1
Beckman Coulter, Inc. | USA | IVD | LCP | A87905 Hemoglobin A1c Reagent (HbA1c- 400) | Assay, Glycosylated Hemoglobin | 2
Beckman Coulter, Inc. | USA | IVD | CZW | 988471 C4 Reagent (C4 2 x 100);468405 SYNCHRON Systems CAL 1 Calibrator 1;988462 C3 Reagent (C3 2 x 100) | Complement C3, Antigen, Antiserum, Control | 2
Beckman Coulter, Inc. | USA | IVD | CZW | 446490 IMMAGE Immunochemistry Systems C4 Complement C4 Reagent;446450 IMMAGE Immunochemistry Systems C3 Complement C3 Reagent | Complement C3, Antigen, Antiserum, Control | 2
Beckman Coulter, Inc. | USA | IVD | DAD | 446480 IMMAGE Immunochemistry Systems HPT Haptoglobin Reagent;449560 Immunochemistry Systems CAL 1 Calibrator 1 | Haptoglobin, Antigen, Antiserum, Control | 2
Beckman Coulter, Inc. | USA | IVD | DEW | 446460 IMMAGE Immunochemistry Systems IGA Immunoglobulin A Reagent;447610 IMMAGE Immunochemistry Systems IGM Immunoglobulin M Reagent;446400 IMMAGE Immunochemistry Systems IGG Immunoglobulin G Reagent | Igg, Antigen, Antiserum, Control | 2
Beckman Coulter, Inc. | USA | IVD | DEW | 447020 IMMAGE Immunochemistry Systems IGU Urine Immunoglobulin G Reagent | Igg, Antigen, Antiserum, Control | 2
Beckman Coulter, Inc. | USA | IVD | MSJ | 467900 Apolipoprotein A Reagent (ApoA 2 x 100);467905 Apolipoprotein B Reagent (ApoB 2 x 100);469170 SYNCHRON Systems APO Calibrator | Apolipoproteins | 1
Beckman Coulter, Inc. | USA | IVD | CDT | 445850 Triglycerides Reagent (TG 2 x 300) | Lipase Hydrolysis/Glycerol Kinase Enzyme, Triglycerides | 1
Beckman Coulter, Inc. | USA | IVD | JFJ | 969650 Pancreatic Amylase Reagent (PAM 2 x 60) | Catalytic Methods, Amylase | 2
Beckman Coulter, Inc. | USA | IVD | DCK | 465131 C-Reactive Protein Reagent (CRP 2 x 200);445915 Synchron CX CRP Calibrator | C-Reactive Protein, Antigen, Antiserum, And Control | 2
Beckman Coulter, Inc. | USA | IVD | DCK | 447280 IMMAGE Immunochemistry Systems CRP C-Reactive Protein Reagent | C-Reactive Protein, Antigen, Antiserum, And Control | 2
Beckman Coulter, Inc. | USA | IVD | DCK | 474630 IMMAGE Immunochemistry Systems CRPH High Sensitivity CRP Reagent | C-Reactive Protein, Antigen, Antiserum, And Control | 2
Beckman Coulter, Inc. | USA | IVD | LCM | 475009 Phencyclidine Reagent (PCP 1 x 250) | Enzyme Immunoassay, Phencyclidine | U
Beckman Coulter, Inc. | USA | IVD | DDB | 447720 IMMAGE Immunochemistry Systems CER Ceruloplasmin Reagent | Ceruloplasmin, Antigen, Antiserum, Control | 2
Beckman Coulter, Inc. | USA | IVD | DEB | 447790 IMMAGE Immunochemistry Systems AMG Alpha-2-Macroglobulin Reagent | Alpha-2-Macroglobulin, Antigen, Antiserum, Control | 2
Beckman Coulter, Inc. | USA | IVD | JIQ | 447690 IMMAGE Immunochemistry Systems MA Microalbumin Reagent | Turbidimetric Method, Protein Or Albumin (Urinary, Non-Quant.) | 1
Beckman Coulter, Inc. | USA | IVD | DDS | 447440 IMMAGE Immunochemistry Systems PAB Prealbumin Reagent | Prealbumin, Fitc, Antigen, Antiserum, Control | 1
Beckman Coulter, Inc. | USA | IVD | LDP | 472169 Acetaminophen Reagent (ACTM 100) | Colorimetry, Acetaminophen | 2
Beckman Coulter, Inc. | USA | IVD | CDT | BECKMAN ENZYMATIC TRI;MULITPLE | Lipase Hydrolysis/Glycerol Kinase Enzyme, Triglycerides | 1
Beckman Coulter, Inc. | USA | IVD | JMK | DRI-STAT HBD REAGENT;BECKMAN HBD REAGENT KIT | Acid, Alpha-Ketobutyric And Nadh (U.V.), Hydroxybutyric Dehydrogenase | 1
Beckman Coulter, Inc. | USA | IVD | CEK | OSR6170 URINARY/CSF PROTEIN;OSR6132 TOTAL PROTEIN;OSR6632 TOTAL PROTEIN;OSR6270 URINARY/CSF PROTEIN;465986 SYNCHRON Systems Total Protein Reagent;OSR6232 TOTAL PROTEIN;LIQUID - STAT TOTAL PROTEIN REAGENT | Biuret (Colorimetric), Total Protein | 2
Beckman Coulter, Inc. | USA | IVD | GTQ | ARRAY 360 STREPTOLYSIN O;469165 Antistreptolysin-O Reagent (ASO- 2 x 100);447480 IMMAGE Immunochemistry Systems DNB Antideoxyribonuclease-B Reagent;447620 IMMAGE Immunochemistry Systems ASO Anti-Streptolysin Reagent;OSR6194 ASO | Antistreptolysin - Titer/Streptolysin O Reagent | 1
Beckman Coulter, Inc. | USA | IVD | JQB | OSR6119 GLUTAMYLTRANSFERASE (GGT);OSR6219 GAMMA-GLUTAMYLTRANSFERASE (GGT) | Kinetic Method, Gamma-Glutamyl Transpeptidase | 1
Beckman Coulter, Inc. | USA | IVD | CFJ | OSR6227 LACTATE DEHYDROGENASE;442655 Lactate Dehydrogenase Reagent (LD 2 x 200);442660 Lactate Dehydrogenase Reagent (LD-P 2 x 200);OSR6127 LACTATE DEHYDROGENASE;SYNCHRON Lactate;A95550 Lactate Reagent (LACT 2 x 50);476841 Lactate Dehydrogenase Reagent (LD 2 x 300) | Nad Reduction/Nadh Oxidation, Lactate Dehydrogenase | 2
Beckman Coulter, Inc. | USA | IVD | CKA | COULTER U-V ZYME SGPT REAGENT;467848 Alanine Aminotransferase Reagent (ALT- 2 x 100);BECKMAN ENZYMATIC ALT REAGENT KIT;476826 Alanine Aminotransferase Reagent (ALT 2 x 400);442620 Alanine Aminotransferase Reagent (ALT 2 x 200);467840 Alanine Aminotransferase Reagent (ALT- 2 x 300) | Nadh Oxidation/Nad Reduction, Alt/Sgpt | 1
Beckman Coulter, Inc. | USA | IVD | CHH | 467825 Cholesterol Reagent (CHOL 2 x 300);OSR6616 CHOLESTEROL;OSR6116 CHOLESTEROL;OSR6516 CHOLESTEROL;BECKMAN ENZYMATIC CH;SYNCHRON Cholesterol;OSR6216 CHOLESTEROL | Enzymatic Esterase--Oxidase, Cholesterol | 1
Beckman Coulter, Inc. | USA | IVD | PPM | DTCS Quick Start Kit;664090 CLENZ Solution;DNA Size Standard Kit - 400;447660 IMMAGE Immunochemistry Systems DIL 2 Diluent 2;Separation Gel  LPAI;445865 SYNCHRON Systems Wash Concentrate II;Access Wash Buffer II (A16972);AUH1019 ISE CLEANING SOLUTION;472137 SYNCHRON and AU Systems Hemolyzing Reagent;AUH1011 ISE Buffer Solution;Separation Buffer;DNA Size Standard Kit - 600;iQ Lamina 2 x 7L (800-3236);iQ Body Fluids Conical Tubes (800-3215);589784 Trace-Klean Concentrated Cleaning Solution;447640 IMMAGE Immunochemistry Systems DIL 1 Diluent 1;FLOW-CHECK;Flow Check Pro Fluorospheres;467826 Sample Diluent 1 DIL1;Iris® System Cleanser Pack (800-3203);Immuno-Brite Fluorospheres;OSR0001 WASH SOLUTION;GenomeLab GeXP Start Kit;AUH1012 ISE Mid Standard Solution;iQ Body Fluids Lysing Reagent (800-3213);DNA Size Standard Kit - 80;447040 IMMAGE Immunochemistry Systems BUF 2 Buffer 2;A88469 HbDIL DxC;Sample Loading Solution (SLS);657133 Cartridge Chemistry Wash Solution (CCWA 2 x 300);System Monitoring Solution (SMS) B15601;A28937 SYNCHRON Systems ISE Electrolyte Reference;447420 IMMAGE Immunochemistry Systems BUF 4 Buffer 4;447050 IMMAGE Immunochemistry Systems BUF 3 Buffer 3;445967 SYNCHRON CX Systems Antifoam;AUH1013 ISE Reference Solution;66039 Cleaning Solution;Iris® Diluent Pack (800-3202);657197 Synchron AUTO-GLOSS CTS;442831 PVT 2, 472055 PVT 5, 442830 PVT 3;OSR62166 LIH;iChem® VELOCITY Wash Solution Case of 2 x 7L (800-7217);Access Substrate;PerFix NC Kit (Fixative Reagent);469110 Synchron Systems NO FOAM;CEQ Sample Loading Solution;A28945 SYNCHRON Systems ISE Electrolyte Buffer;447650 IMMAGE Immunochemistry Systems BUF 1 Buffer 1;SEPARATION GEL-LPA I;447060 IMMAGE Immunochemistry Systems Wash Solution;DNA Sequencing Separation Buffer;Access UniCel DxI Immunoassay Systems Wash Buffer II (A16973;OSR0004 HEMOGLOBIN DENATURANT;Access Sample Diluent A;598190 598190 Trace-Klean Ready to Use Cleaning Solution;Access Wash Buffer II;ODR2000 5L WASH SOLUTION;B15601 SYSTEM MONITORING SOLUTION | General Purpose Reagent | 1
Beckman Coulter, Inc. | USA | IVD | NQD | Part numbers include, but are not limited to;378020 High Sensitivity Cardiac C-Reactive Protein Reagent (CRPH 2 x 200);Synchron CRPH reagent | Cardiac C-Reactive Protein, Antigen, Antiserum, And Control | 2
Beckman Coulter, Inc. | USA | IVD | JFY | A60298 Enzymatic Creatinine Reagent (CR-E 2 x 300) | Enzymatic Method, Creatinine | 2
Beckman Coulter, Inc. | USA | IVD | KHS | A60290 Enzymatic Carbon Dioxide (CO2E 2 x 300) | Enzymatic, Carbon-Dioxide | 2
Beckman Coulter, Inc. | USA | IVD | KLT | 469785 Phenobarbital Reagent (PHE 2 x 100);469126 Theophylline Reagent (THE 2 x 100);469112 Carbamazepine Reagent (CAR 2 x 100);469188 Phenytoin Reagent (PHY 2 x 100);469600 SYNCHRON Systems Drug Calibrator 1;469137 Gentamicin Reagent (GEN 2 x 100);467983 Tobramycin Reagent (TOB 2 x 100) | Enzyme Immunoassay, Carbamazepine | 2
Beckman Coulter, Inc. | USA | IVD | DBF | 468429 IMMAGE Immunochemistry Systems FER CAL Ferritin Calibrator;447160 IMMAGE Immunochemistry Systems FER Ferritin Reagent | Ferritin, Antigen, Antiserum, Control | 2
Beckman Coulter, Inc. | USA | IVD | LDJ | 464390 SYNCHRON Systems 20 ng/mL THC Urine Calibrator;445824 Cannabinoid 20 ng Reagent (THC2 1 x 150) | Enzyme Immunoassay, Cannabinoids | 2
Beckman Coulter, Inc. | USA | IVD | DCF | 475100 Microalbumin Reagent (MA 2 x 100) | Albumin, Antigen, Antiserum, Control | 2
Beckman Coulter, Inc. | USA | IVD | JFJ | A71607 Amylase Reagent (AMY7 2 x 200);SYNCHRON G7 Amylase Reagent | Catalytic Methods, Amylase | 2
Beckman Coulter, Inc. | USA | IVD | CJE | 442650 Gamma-Glutamyl Transferase Reagent (?-GT 2 x 200);476846 Gamma-Glutamyl Transferase Reagent (?-GT 2 x 400);442670 Alkaline Phosphatase Reagent (ALP 2 x 200);476821 Alkaline Phosphatase Reagent (ALP 2 x 400) | Nitrophenylphosphate, Alkaline Phosphatase Or Isoenzymes | 2
Beckman Coulter, Inc. | USA | IVD | LEH | 474824 Vancomycin Reagent (VANC 2 x 100);378045 SYNCHRON Systems Vancomycin Calibrator | Radioimmunoassay, Vancomycin | 2
Beckman Coulter, Inc. | USA | IVD | CGS | 442635 Creatine Kinase Reagent (CK 2 x 200);442665 Aspartate Aminotransferase Reagent (AST 2 x 200);Mutiple;467845 Aspartate Aminotransferase Reagent (AST- 2 x 300);467849 Aspartate Aminotransferase Reagent (AST- 2 x 100);476831 Aspartate Aminotransferase Reagent (AST 2 x 400);467830 Creatine Kinase Reagent (N-Acetyl-L-cysteine) (CK- 2 x 200);476836 Creatine Kinase Reagent (CK 2 x 400) | Nad Reduction/Nadh Oxidation, Cpk Or Isoenzymes | 2
Beckman Coulter, Inc. | USA | IVD | DFC | 465365 Immunochemistry Systems LPA CAL Lipoprotein(a) Calibrator;447450 IMMAGE Immunochemistry Systems LPAX Lipoprotein (a) Reagent | Lipoprotein, Low-Density, Antigen, Antiserum, Control | 2
Beckman Coulter, Inc. | USA | IVD | CIG | SYNCHRON Total Bilirubin;476861 Total Bilirubin Reagent (TBIL 2 x 400);442745 Total Bilirubin Reagent (TBIL 2 x 300) | Diazo Colorimetry, Bilirubin | 2
Beckman Coulter, Inc. | USA | IVD | MGA | 447710 IMMAGE Immunochemistry Systems A1M Alpha-1-Microglobulin Reagent | Alpha-1 Microglobulin, Antigen, Antiserum, Control | 1
Beckman Coulter, Inc. | USA | IVD | DEM | 447740 IMMAGE Immunochemistry Systems AAT Alpha-1-Antitrypsin Reagent | Alpha-1-Antitrypsin, Antigen, Antiserum, Control | 2
Beckman Coulter, Inc. | USA | IVD | DEW | 467920 Immunoglobulin A Reagent (Ig-A 2 x 150);467930 Immunoglobulin M Reagent (Ig-M 2 x 150);467925 Immunoglobulin G Reagent (Ig-G 2 x 150) | Igg, Antigen, Antiserum, Control | 2
Beckman Coulter, Inc. | USA | IVD | CEK | 445860 Microprotein Reagent (M-TP 2 x 50);SYNCHRON Micro Total Protein | Biuret (Colorimetric), Total Protein | 2
Beckman Coulter, Inc. | USA | IVD | CIG | 465915 SYNCHRON SYSTEMS BILIRUBIN CALIBRATOR;439715 Direct Bilirubin Reagent (DBIL 2 x 200);476856 Direct Bilirubin Reagent (DBIL 2 x 300) | Diazo Colorimetry, Bilirubin | 2
Beckman Coulter, Inc. | USA | IVD | KNK | SYNCHRON Uric acid;442785 Uric Acid Reagent (URIC 2 x 300) | Acid, Uric, Uricase (Colorimetric) | 1
Beckman Coulter, Inc. | USA | IVD | JGJ | 445360 Magnesium Reagent (MG 2 x 100);SYNCHRON Magnesium | Photometric Method, Magnesium | 1
Beckman Coulter, Inc. | USA | IVD | DDG | 467942 Transferrin Reagent (TRFN 2 x 150);SYNCHRON Transferrin | Transferrin, Antigen, Antiserum, Control | 2
Beckman Coulter, Inc. | USA | IVD | JMO | 465970 Total Iron Binding Capacity Reagent (IBCT 2 x 100);465971 Total Iron Binding Capacity Reagent (IBCT 2 x 100);465976 SYNCHRON Systems Total Iron Binding Capacity (IBCT) Column Kit;442772 SYNCHRON Systems FE/IBCT Calibrator Kit;467910 Iron Reagent (FE 2 x 200) | Ferrozine (Colorimetric) Iron Binding Capacity | 1
Beckman Coulter, Inc. | China | IVD |  | 总胆汁酸测定试剂盒(酶循环法) |  | 第二类
Beckman Coulter, Inc. | China | IVD |  | 胱抑素C测定试剂盒(免疫比浊法) |  | 第二类
Beckman Coulter, Inc. | China | IVD |  | 胱抑素C校准品 |  | 第二类
Beckman Coulter, Inc. | China | IVD |  | 白蛋白测定试剂盒(溴甲酚绿法) |  | 第二类
Beckman Coulter, Inc. | China | IVD |  | 尿素氮检测试剂(酶学传导速率法) |  | 第二类
Beckman Coulter, Inc. | China | IVD |  | 磷检测试剂(磷钼酸法) |  | 第二类
Beckman Coulter, Inc. | China | IVD |  | 白蛋白检测试剂(溴甲酚紫终点法) |  | 第二类
Beckman Coulter, Inc. | China | IVD |  | 总蛋白检测试剂(双缩脲速率法) |  | 第二类
Beckman Coulter, Inc. | China | IVD |  | γ-谷氨酰基转移酶测定试剂盒(速率法) |  | 第二类
Beckman Coulter, Inc. | China | IVD |  | AU生化分析系统专用试剂-电解质参比液 |  | 第二类
Beckman Coulter, Inc. | China | IVD |  | 低密度脂蛋白胆固醇测定试剂盒(直接法) |  | 第二类
Beckman Coulter, Inc. | China | IVD |  | 尿素测定试剂盒(尿素酶-谷氨酸脱氢酶法) |  | 第二类
Beckman Coulter, Inc. | China | IVD |  | 磷测定试剂盒(磷钼酸盐法) |  | 第二类
Beckman Coulter, Inc. | China | MD |  | 全自动化学发光免疫分析仪 |  | 第二类
Beckman Coulter, Inc. | China | IVD |  | 胆碱酯酶测定试剂盒(丁酰硫代胆碱底物法) |  | 第二类
Beckman Coulter, Inc. | China | IVD |  | 总胆红素测定试剂盒(重氮盐法) |  | 第二类
Beckman Coulter, Inc. | China | IVD |  | 铁测定试剂盒(TPTZ法) |  | 第二类
Beckman Coulter, Inc. | China | MD |  | 流式细胞仪 |  | 第二类
Beckman Coulter, Inc. | China | IVD |  | 白蛋白检测试剂(溴甲酚紫终点法) |  | 第二类
Beckman Coulter, Inc. | China | IVD |  | 乳酸脱氢酶测定试剂盒(乳酸底物法) |  | 第二类
Beckman Coulter, Inc. | China | IVD |  | 肌酸激酶同工酶检测试剂盒(免疫抑制法) |  | 第二类
Beckman Coulter, Inc. | China | IVD |  | 肌酸激酶检测试剂盒(酶偶联法) |  | 第二类
Beckman Coulter, Inc. | China | IVD |  | AU生化分析系统专用试剂-电解质内标液 |  | 第二类
Beckman Coulter, Inc. | China | IVD |  | 低密度脂蛋白胆固醇检测试剂盒(直接法) |  | 第二类
Beckman Coulter, Inc. | China | IVD |  | 总胆固醇检测试剂(终点比色法) |  | 第二类
Beckman Coulter, Inc. | China | MD |  | 全自动化学发光免疫分析仪 |  | 第二类
Beckman Coulter, Inc. | China | IVD |  | 总胆汁酸检测试剂(酶循环法) |  | 第二类
Beckman Coulter, Inc. | China | MD |  | 流式细胞仪 |  | 第二类
Beckman Coulter, Inc. | China | IVD |  | 同型半胱氨酸检测试剂盒(酶循环法) |  | 第二类
Beckman Coulter, Inc. | China | MD |  | 特定蛋白分析仪 |  | 第二类
Beckman Coulter, Inc. | China | IVD |  | 总蛋白测定试剂盒(双缩脲法) |  | 第二类
Beckman Coulter, Inc. | China | IVD |  | 肌酐测定试剂盒(苦味酸法) |  | 第二类
Beckman Coulter, Inc. | China | IVD |  | 钙测定试剂盒(偶氮砷III法) |  | 第二类
Beckman Coulter, Inc. | China | IVD |  | 葡萄糖测定试剂盒(己糖激酶法) |  | 第二类
Beckman Coulter, Inc. | China | IVD |  | 总胆固醇测定试剂盒(酶法) |  | 第二类
Beckman Coulter, Inc. | China | IVD |  | 尿酸测定试剂盒(尿酸酶-过氧化物酶法) |  | 第二类
Beckman Coulter, Inc. | China | IVD |  | 磷检测试剂(磷钼酸法) |  | 第二类
Beckman Coulter, Inc. | China | IVD |  | 葡萄糖检测试剂(酶电极法) |  | 第二类
Beckman Coulter, Inc. | China | IVD |  | 总胆汁酸校准品 |  | 第二类
Beckman Coulter, Inc. | China | IVD |  | 直接胆红素测定试剂盒(重氮盐法) |  | 第二类
Beckman Coulter, Inc. | China | IVD |  | 镁测定试剂盒(二甲苯胺蓝法) |  | 第二类
Beckman Coulter, Inc. | China | IVD |  | C-肽校准品 |  | 第二类
Beckman Coulter, Inc. | China | IVD |  | 脂蛋白(a)检测试剂盒(乳胶增强免疫比浊法) |  | 第二类
Beckman Coulter, Inc. | China | IVD |  | α-羟丁酸脱氢酶测定试剂盒(α-酮丁酸底物法) |  | 第二类
Beckman Coulter, Inc. | China | IVD |  | CD45检测试剂(流式细胞仪法-PC5.5)
Beckman Coulter, Inc. | China | IVD |  | CD11b检测试剂(流式细胞仪法-PC5)
Beckman Coulter, Inc. | China | IVD |  | CD56检测试剂(流式细胞仪法-PE)
Beckman Coulter, Inc. | China | IVD |  | CD33检测试剂(流式细胞仪法-PC5)
Beckman Coulter, Inc. | China | IVD |  | CD45RA检测试剂(流式细胞仪法-FITC)
Beckman Coulter, Inc. | China | IVD |  | CD57检测试剂(流式细胞仪法-FITC)
Beckman Coulter, Inc. | China | IVD |  | TdT检测试剂(流式细胞仪法-FITC)
Beckman Coulter, Inc. | China | IVD |  | CD23检测试剂(流式细胞仪法-PE)
Beckman Coulter, Inc. | China | IVD |  | CD4检测试剂(流式细胞仪法-PB)
Beckman Coulter, Inc. | China | IVD |  | CD56检测试剂(流式细胞仪法-PC7)
Beckman Coulter, Inc. | China | IVD |  | CD7检测试剂(流式细胞仪法-APC)
Beckman Coulter, Inc. | China | IVD |  | CD127检测试剂(流式细胞仪法-PE)
Beckman Coulter, Inc. | China | IVD |  | CD25检测试剂(流式细胞仪法-PE)
Beckman Coulter, Inc. | China | IVD |  | HLA-DR检测试剂(流式细胞仪法-ECD)
Beckman Coulter, Inc. | China | IVD |  | CD5检测试剂(流式细胞仪法-APC)
Beckman Coulter, Inc. | China | IVD |  | CD61检测试剂(流式细胞仪法-PE)
Beckman Coulter, Inc. | China | IVD |  | CD5检测试剂(流式细胞仪法-PC5.5)
Beckman Coulter, Inc. | China | IVD |  | CD2检测试剂(流式细胞仪法-PC7)
Beckman Coulter, Inc. | China | IVD |  | CD7检测试剂(流式细胞仪法-PE)
Beckman Coulter, Inc. | China | IVD |  | CD3检测试剂(流式细胞仪法-FITC)
Beckman Coulter, Inc. | China | IVD |  | 血细胞分析用溶血剂
Beckman Coulter, Inc. | China | IVD |  | 缓冲液
Beckman Coulter, Inc. | China | IVD |  | 血细胞分析用染色液
Beckman Coulter, Inc. | China | IVD |  | 二氧化碳检测试剂盒(电极法) |  | 第二类
Beckman Coulter, Inc. | China | MD |  | 全自动样品处理系统
Beckman Coulter, Inc. | China | IVD |  | CD45RO检测试剂(流式细胞仪法-PE)
Beckman Coulter, Inc. | China | IVD |  | CD117检测试剂(流式细胞仪法-PC5)
Beckman Coulter, Inc. | China | IVD |  | CD33检测试剂(流式细胞仪法-APC)
Beckman Coulter, Inc. | China | IVD |  | C-肽检测试剂盒(化学发光法) |  | 第二类
Beckman Coulter, Inc. | China | MD |  | 同型对照抗体(IgG1)(流式细胞仪法-PE)
Beckman Coulter, Inc. | China | IVD |  | CD10检测试剂(流式细胞仪法-FITC)
Beckman Coulter, Inc. | China | MD |  | 同型对照抗体(IgG1)(流式细胞仪法-FITC)
Beckman Coulter, Inc. | China | IVD |  | CD28检测试剂(流式细胞仪法-PE)
Beckman Coulter, Inc. | China | IVD |  | CD56检测试剂(流式细胞仪法-PC5.5)
Beckman Coulter, Inc. | China | IVD |  | CD2检测试剂(流式细胞仪法-APC-A750)
Beckman Coulter, Inc. | China | IVD |  | CD8检测试剂(流式细胞仪法-PC5)
Beckman Coulter, Inc. | China | IVD |  | CD16检测试剂(流式细胞仪法-PB)
Beckman Coulter, Inc. | China | IVD |  | CD55检测试剂(流式细胞仪法-PE)
Beckman Coulter, Inc. | China | IVD |  | 血细胞分析用通用试剂
Beckman Coulter, Inc. | China | IVD |  | CD14检测试剂(流式细胞仪法-APC)
Beckman Coulter, Inc. | China | IVD |  | CD3检测试剂(流式细胞仪法-APC)
Beckman Coulter, Inc. | China | IVD |  | CD2检测试剂(流式细胞仪法-FITC)
Beckman Coulter, Inc. | China | IVD |  | CD45检测试剂(流式细胞仪法-PC5)
Beckman Coulter, Inc. | China | IVD |  | CD3检测试剂(流式细胞仪法-ECD)
Beckman Coulter, Inc. | China | IVD |  | CD10检测试剂(流式细胞仪法-PE)
Beckman Coulter, Inc. | China | IVD |  | CD38检测试剂(流式细胞仪法-APC-A750)
Beckman Coulter, Inc. | China | IVD |  | CD117检测试剂(流式细胞仪法-PE)
Beckman Coulter, Inc. | China | IVD |  | CD13检测试剂(流式细胞仪法-PE)
Beckman Coulter, Inc. | China | IVD |  | CD13检测试剂(流式细胞仪法-PC5.5)
Beckman Coulter, Inc. | China | IVD |  | CD16检测试剂(流式细胞仪法-APC-A700)
Beckman Coulter, Inc. | China | IVD |  | CD45检测试剂(流式细胞仪法-KRO)
Beckman Coulter, Inc. | China | IVD |  | CD36检测试剂(流式细胞仪法-FITC)
Beckman Coulter, Inc. | China | IVD |  | CD4检测试剂(流式细胞仪法-PC5.5)
Beckman Coulter, Inc. | China | IVD |  | CD15检测试剂(流式细胞仪法-FITC)
Beckman Coulter, Inc. | China | IVD |  | HLA-DR检测试剂(流式细胞仪法-PB)
Beckman Coulter, Inc. | China | IVD |  | CD5检测试剂(流式细胞仪法-FITC)
Beckman Coulter, Inc. | China | IVD |  | CD16检测试剂(流式细胞仪法-FITC)
Beckman Coulter, Inc. | China | IVD |  | CD33检测试剂(流式细胞仪法-PC5.5)
Beckman Coulter, Inc. | China | IVD |  | CD13检测试剂(流式细胞仪法-ECD)
Beckman Coulter, Inc. | China | IVD |  | CD23检测试剂(流式细胞仪法-APC-A700)
Beckman Coulter, Inc. | China | MD |  | 同型对照抗体(IgG1)(流式细胞仪法-PC5)
Beckman Coulter, Inc. | China | IVD |  | CD8检测试剂(流式细胞仪法-APC-A700)
Beckman Coulter, Inc. | China | IVD |  | CD117检测试剂(流式细胞仪法-PC7)
Beckman Coulter, Inc. | China | MD | 2022-02-01 | 全自动生化分析仪 | 全自动生化分析仪 | 第二类
Beckman Coulter, Inc. | China | IVD |  | 天门冬氨酸氨基转移酶测定试剂盒(MDH法) |  | 第二类
Beckman Coulter, Inc. | China | IVD |  | 甘油三酯测定试剂盒(GPO-POD法) |  | 第二类
Beckman Coulter, Inc. | China | IVD |  | 丙氨酸氨基转移酶测定试剂盒(乳酸脱氢酶法) |  | 第二类
Beckman Coulter, Inc. | China | IVD |  | 总蛋白检测试剂(终点法) |  | 第二类
Beckman Coulter, Inc. | China | IVD |  | 碱性磷酸酶测定试剂盒(NPP底物-AMP缓冲液法) |  | 第二类
Beckman Coulter, Inc. | China | IVD |  | 血细胞分析用稀释液
Beckman Coulter, Inc. | China | IVD |  | 库尔特Ac.T系列血细胞分析仪试剂包
Beckman Coulter, Inc. | China | IVD |  | 甘油三酯检测试剂(终点比色法) |  | 第二类
Beckman Coulter, Inc. | China | IVD |  | CD27检测试剂(流式细胞仪法-PC7)
Beckman Coulter, Inc. | China | IVD |  | CD59检测试剂(流式细胞仪法-FITC)
Beckman Coulter, Inc. | China | IVD |  | CD7检测试剂(流式细胞仪法-PC7)
Beckman Coulter, Inc. | China | IVD |  | CD16检测试剂(流式细胞仪法-PE)
Beckman Coulter, Inc. | China | IVD |  | 清洗液
Beckman Coulter, Inc. | China | IVD |  | 白细胞五分类试剂包
Beckman Coulter, Inc. | China | IVD |  | 缓冲液
Beckman Coulter, Inc. | China | IVD |  | 血细胞分析用溶血剂
Beckman Coulter, Inc. | China | IVD |  | CD3检测试剂(流式细胞仪法-APC-A750)
Beckman Coulter, Inc. | China | IVD |  | CD3检测试剂(流式细胞仪法-PC5)
Beckman Coulter, Inc. | China | IVD |  | CD4检测试剂(流式细胞仪法-PC5)
Beckman Coulter, Inc. | China | IVD |  | CD71检测试剂(流式细胞仪法-FITC)
Beckman Coulter, Inc. | China | IVD |  | CD11b检测试剂(流式细胞仪法-FITC)
Beckman Coulter, Inc. | China | IVD |  | CD15检测试剂(流式细胞仪法-PC5)
Beckman Coulter, Inc. | China | MD |  | 同型对照抗体(IgG1)(流式细胞仪法-ECD)
Beckman Coulter, Inc. | China | IVD |  | 缓冲液
Beckman Coulter, Inc. | China | IVD |  | CD8检测试剂(流式细胞仪法-APC)
Beckman Coulter, Inc. | China | IVD |  | CD57检测试剂(流式细胞仪法-PB)
Beckman Coulter, Inc. | China | IVD |  | CD33检测试剂(流式细胞仪法-PE)
Beckman Coulter, Inc. | China | IVD |  | FMC7检测试剂(流式细胞仪法-FITC)
Beckman Coulter, Inc. | China | IVD |  | CD79a检测试剂(流式细胞仪法-PE)
Beckman Coulter, Inc. | China | IVD |  | CD41检测试剂(流式细胞仪法-PE)
Beckman Coulter, Inc. | China | IVD |  | α-淀粉酶测定试剂盒(PNP-G7底物法) |  | 第二类
Beckman Coulter, Inc. | China | IVD |  | 不饱和铁结合力测定试剂盒(Nitroso-PSAP法) |  | 第二类
Beckman Coulter, Inc. | China | IVD |  | 缓冲液
Beckman Coulter, Inc. | China | IVD |  | 缓冲液
Beckman Coulter, Inc. | China | IVD |  | HLA-DR检测试剂(流式细胞仪法-PC7)
Beckman Coulter, Inc. | China | IVD |  | CD14检测试剂(流式细胞仪法-FITC)
Beckman Coulter, Inc. | China | IVD |  | CD16检测试剂(流式细胞仪法-ECD)
Beckman Coulter, Inc. | China | IVD |  | CD4检测试剂(流式细胞仪法-FITC)
Beckman Coulter, Inc. | China | IVD |  | HLA-DR检测试剂(流式细胞仪法-FITC)
Beckman Coulter, Inc. | China | MD | 2022-02-01 | 全自动生化分析仪 | 全自动生化分析仪 | 第二类
Beckman Coulter, Inc. | China | IVD |  | 血细胞分析用稀释液
Beckman Coulter, Inc. | China | IVD |  | 清洗液
Beckman Coulter, Inc. | China | IVD |  | 尿液分析用鞘液
Beckman Coulter, Inc. | China | IVD |  | 血细胞分析用稀释液
Beckman Coulter, Inc. | China | IVD |  | 血细胞分析用稀释液
Beckman Coulter, Inc. | China | IVD |  | 电解质参比液 |  | 第二类
Beckman Coulter, Inc. | China | IVD |  | 雌二醇检测试剂盒(化学发光法) |  | 第二类
Beckman Coulter, Inc. | China | IVD |  | 高密度脂蛋白胆固醇测定试剂盒(直接法) |  | 第二类
Beckman Coulter, Inc. | China | IVD |  | CD45检测试剂(流式细胞仪法-ECD)
Beckman Coulter, Inc. | China | IVD |  | CD45检测试剂(流式细胞仪法-PC7)
Beckman Coulter, Inc. | China | IVD |  | CD8检测试剂(流式细胞仪法-FITC)
Beckman Coulter, Inc. | China | IVD |  | 缓冲液
Beckman Coulter, Inc. | China | IVD |  | 血细胞分析用溶血剂
Beckman Coulter, Inc. | China | IVD |  | 血细胞分析用染色液
Beckman Coulter, Inc. | China | IVD |  | 缓冲液
Beckman Coulter, Inc. | China | IVD |  | 血细胞分析用稀释液
Beckman Coulter, Inc. | China | IVD |  | CD56检测试剂(流式细胞仪法-ECD)
Beckman Coulter, Inc. | China | IVD |  | CD127检测试剂(流式细胞仪法-PC7)
Beckman Coulter, Inc. | China | IVD |  | CD14检测试剂(流式细胞仪法-ECD)
Beckman Coulter, Inc. | China | IVD |  | CD38检测试剂(流式细胞仪法-ECD)
Beckman Coulter, Inc. | China | IVD |  | CD45检测试剂(流式细胞仪法-FITC)
Beckman Coulter, Inc. | China | IVD |  | CD2检测试剂(流式细胞仪法-PC5)
Beckman Coulter, Inc. | China | IVD |  | CD7检测试剂(流式细胞仪法-FITC)
Beckman Coulter, Inc. | China | IVD |  | CD8检测试剂(流式细胞仪法-PE)
Beckman Coulter, Inc. | China | IVD |  | CD5检测试剂(流式细胞仪法-PE)
Beckman Coulter, Inc. | China | IVD |  | CD4检测试剂(流式细胞仪法-PE)
Beckman Coulter, Inc. | China | IVD |  | CD38检测试剂(流式细胞仪法-FITC)
Beckman Coulter, Inc. | China | IVD |  | CD58检测试剂(流式细胞仪法-FITC)
Beckman Coulter, Inc. | China | IVD |  | HLA-DR检测试剂(流式细胞仪法-PC5)
Abbott | Australia | MD | 46455 | Torque manipulating device | Torque manipulating device | Class Is
Abbott | Australia | MD | 60385 | Atrial septal defect sizing plate | Atrial septal defect sizing plate | Class Is
Abbott | Australia | MD | 46355 | Advisor FL Circular Mapping Catheter with Uni-Directional Handle, Sensor Enabled - Electrophysiology cardiac catheter, single-use | Electrophysiology cardiac catheter, single-use | Class III
Abbott | Australia | MD | 47143 | Electrosurgical diathermy system cable, single-use | Electrosurgical diathermy system cable, single-use | Class I
Abbott | Australia | MD | 58494 | Electrosurgical diathermy system return electrode, single-use, non-sterile | Electrosurgical diathermy system return electrode, single-use, non-sterile | Class I
Abbott | Brazil | IVD |  | PathVysion HER-2 DNA Probe Kit II | RECEPTOR 2 DO FATOR DE CRESCIMENTO EPIDERMAL HUMANO (HER2) | II
Abbott | Brazil | MD |  | ABBOTT CLINICAL CHEMISTRY COMPLEMENT C3 - COMPLEMENTO C3-ABBOTT BIOQUIMICA | COMPLEMENTO DE COMPONENTE C3/C3C | II
Abbott | Brazil | MD |  | Cell-Dyn Enzimatic Cleaner Concentrate | SOLUÇÃO PARA LIMPEZA DE EQUIPAMENTOS | I
Abbott | Brazil | IVD |  | ARCHITECT FREE PSA REAGENTS | ANTÍGENO PROSTÁTICO ESPECÍFICO (PSA) LIVRE | III
Abbott | Brazil | MD |  | ARCHITECT FREE PSA CONTROLS | ANTÍGENO PROSTÁTICO ESPECÍFICO (PSA) LIVRE | III
Abbott | Brazil | MD |  | BILIRUBIN CALIBRATOR/BILIRRUBINA CALIBRADOR | BILIRRUBINA | II
Abbott | Brazil | MD |  | ARCHITECT FREE PSA CALIBRATORS | ANTÍGENO PROSTÁTICO ESPECÍFICO (PSA) LIVRE | III
Abbott | Brazil | MD |  | ARCHITECT TOTAL PSA CALIBRATORS | ANTÍGENO PROSTÁTICO ESPECÍFICO (PSA) | III
Abbott | Brazil | MD |  | MULTICONSTITUENT CALIBRATOR/CALIBRADORMULTICONSTITUINTE | PARÂMETROS COMBINADOS NO MESMO PRODUTO - CLASSE II | II
Abbott | Brazil | IVD |  | ARCHITECT CEA REAGENTS | ANTÍGENO CARCINOEMBRIONÁRIO | III
Abbott | Brazil | MD |  | URINE/CSF PROTEIN CALIBRATOR - URINA /CSF PROTEINA CALIBRADOR | PARÂMETROS COMBINADOS NO MESMO PRODUTO - CLASSE II | II
Abbott | Brazil | MD |  | CARBON DIOXIDE CALIBRATOR / DIÓXIDO DE CARBONO CALIBRADOR | GASES SANGUÍNEOS | II
Abbott | Brazil | MD |  | IRON/MAGNESIUM CALIBRATOR-FERRO/MAGNÉSIO CALIBRADOR | FERRO | II
Abbott | Brazil | IVD |  | ARCHITECT TOTAL PSA REAGENTS | ANTÍGENO PROSTÁTICO ESPECÍFICO (PSA) | III
Abbott | Brazil | MD |  | ARCHITECT TOTAL PSA CONTROLS | ANTÍGENO PROSTÁTICO ESPECÍFICO (PSA) | III
Abbott | Brazil | MD |  | PORTABLE CLINICAL ANALYSER i-STAT E ACESSORIOS | Instrumento para análise ou contagem de células e plaquetas | II
Abbott | Brazil | MD |  | i-STAT CARTRIDGE EC8 + | PARÂMETROS COMBINADOS NO MESMO PRODUTO - CLASSE II | II
Abbott | Brazil | IVD |  | ARCHITECT TSH REAGENTS | HORMÔNIO ESTIMULANTE DE TIREÓIDE (TSH) | II
Abbott | Brazil | MD |  | ARCHITECT TSH CONTROLS | HORMÔNIO ESTIMULANTE DE TIREÓIDE (TSH) | II
Abbott | Brazil | IVD |  | ViewMate ZS3 | Aparelho de Ultra-Som | II
Abbott | Brazil | MD |  | FREESTYLE LITE TIRAS PARA MONITORIZAÇÃO DA GLICOSE NO SANGUE | AUTOTESTE PARA GLICOSE | III
Abbott | Brazil | MD |  | Bioline HCV | ANTICORPO TOTAL PARA VÍRUS DE HEPATITE C (ANTI-HCV) | IV
Abbott | Brazil | MD |  | BIOLINE Malária Ag P.f / Pan | PLASMODIUM | III
Abbott | Brazil | MD |  | BIOLINE Dengue IgG/IgM | DENGUE | III
Abbott | Brazil | MD |  | Determine HIV-1/2 | ANTICORPO PARA VÍRUS DE IMUNODEFICIÊNCIA HUMANA TIPO 1 E TIPO 2 (HIV 1 E HIV 2) | IV
Abbott | Brazil | MD |  | BIOLINE Dengue Duo | DENGUE | III
Abbott | Brazil | MD |  | Cateter Circular de Mapeamento Advisor FL SE | Cateteres | IV
Abbott | Brazil | MD |  | BOMBA DE IRRIGAÇÃO | Bomba de Irrigação para Cirurgia | III
Abbott | Brazil | MD |  | Chase Buffer | TAMPÕES, DILUENTES E DEMAIS SOLUÇÕES PARA ANÁLISE LABORATORIAL | I
Abbott | Brazil | MD |  | Bioline Syphilis 3.0 | TREPONEMA PALLIDUM | IV
Abbott | Brazil | MD |  | BIOLINE TB Ag MPT64 Rapid | MYCOBACTERIUM | III
Abbott | Brazil | MD |  | Determine Syphilis TP | TREPONEMA PALLIDUM | IV
Abbott | Australia | IVD | 48447 | Determine HIV Early Detect - HIV/HIV2 antigen/antibody IVD, kit, immunochrmomatographic test (ICT), rapid | HIV1/HIV2 antigen/antibody IVD, kit, immunochromatographic test (ICT), rapid | Class 4
Abbott | Brazil | MD |  | SUPPORT PLATE | Suporte de Posicionamento | I
Abbott | Brazil | MD |  | STABILIZER | Suporte de Posicionamento | I
Abbott | Brazil | MD |  | Alinity i HBsAg Next Confirmatory Manual Diluent | TAMPÕES, DILUENTES E DEMAIS SOLUÇÕES PARA ANÁLISE LABORATORIAL | I
Abbott | Brazil | MD |  | ARCHITECT HBsAg Next Confirmatory Manual Diluent | TAMPÕES, DILUENTES E DEMAIS SOLUÇÕES PARA ANÁLISE LABORATORIAL | I
Abbott | Brazil | MD |  | TOTAL BILIRUBIN / BILIRRUBINA TOTAL | BILIRRUBINA | II
Abbott | Brazil | MD |  | DIRECT BILIRUBIN / BILIRRUBINA DIRETA | BILIRRUBINA | II
Abbott | Brazil | MD |  | FAMÍLIA ARCHITECT CMV IgG | CITOMEGALOVÍRUS | IV
Abbott | Brazil | MD |  | Família ARCHITECT Total T4 | TIROXINA (T4) | II
Abbott | Brazil | MD |  | ARCHITECT HAVAB IGM CALIBRATORS / ARCHITECT HAVAB IGM CALIBRADORES | VÍRUS DA HEPATITE A (HAV) | III
Abbott | Brazil | MD |  | ARCHITECT HAVAB M CONTROLS / ARCHITECT HAVAB M CONTROLES | VÍRUS DA HEPATITE A (HAV) | III
Abbott | Brazil | IVD |  | ARCHITECT HAVAB M REAGENTS / ARCHITECT HAVAB M REAGENTES | VÍRUS DA HEPATITE A (HAV) | III
Abbott | Brazil | MD |  | Carbon Dioxide | GASES SANGUÍNEOS | II
Abbott | Brazil | MD |  | ABBOTT VP2000 PROCESSOR | Instrumento para preparo e processamento de amostras  fase pré-analítica | II
Abbott | Brazil | MD |  | m-PIMA HIV-1/2 Detect | ÁCIDO NUCLÉICO DE VÍRUS DE IMUNODEFICIÊNCIA HUMANA TIPO 1 E TIPO 2 (HIV 1 E 2) | IV
Abbott | Brazil | MD |  | Alinity h-series Phosphate Buffer | TAMPÕES, DILUENTES E DEMAIS SOLUÇÕES PARA ANÁLISE LABORATORIAL | I
Abbott | Brazil | IVD |  | Aliniy h-series WBC Reagent | SOLUÇÃO DE LISE PARA HEMATOLOGIA | I
Abbott | Brazil | IVD |  | Alinity h-series Retic Reagent | CORANTES HEMATOPATOLÓGICOS | I
Abbott | Brazil | MD |  | ARCHITECT iCarbamazepine Calibrators | CARBAMAZEPINA | II
Abbott | Brazil | IVD |  | ARCHITECT iCarbamazepine Reagent Kit | CARBAMAZEPINA | II
Abbott | Brazil | MD |  | ARCHITECT Pepsinogen I Controls | PEPSINOGÊNIO I | II
Abbott | Brazil | MD |  | Família Alinity c Hemoglobin A1c | HEMOGLOBINA GLICADA | II
Abbott | Brazil | MD |  | Família Alinity m HR HPV | PAPILOMAVÍRUS HUMANO (HPV) | III
Abbott | Brazil | IVD |  | Abbott RealTime HR HPV Amplification Reagent Kit | PAPILOMAVÍRUS HUMANO (HPV) | III
Abbott | Brazil | MD |  | Abbott RealTime HR HPV Controls | PAPILOMAVÍRUS HUMANO (HPV) | III
Abbott | Brazil | MD |  | Família Alinity m HCV | ÁCIDO NUCLÉICO DE VÍRUS DE HEPATITE C (HCV) | IV
Abbott | Brazil | MD |  | Família Alinity m HIV-1 | ÁCIDO NUCLÉICO DE VÍRUS DE IMUNODEFICIÊNCIA HUMANA TIPO 1 (HIV 1) | IV
Abbott | Brazil | IVD |  | ARCHITECT Ferritin Reagents / ARCHITECT Ferritina Reagentes | FERRITINA | II
Abbott | Brazil | MD |  | ARCHITECT FERRITIN CONTROLS / ARCHITECT FERRITINA CONTROLES | FERRITINA | II
Abbott | Brazil | MD |  | ARCHITECT FERRITIN CALIBRATORS / ARCHITECT FERRITINA CALIBRADORES | FERRITINA | II
Abbott | Brazil | MD |  | ARCHITECT Sirolimus Calibrators | SIROLIMUS | III
Abbott | Brazil | MD |  | Prealbumin Calibrator | PRÉ-ALBUMINA (TRANSTIRETINA) | II
Abbott | Brazil | MD |  | MAGNESIUM | MAGNÉSIO | II
Abbott | Brazil | MD |  | Prealbumin | PRÉ-ALBUMINA (TRANSTIRETINA) | II
Abbott | Brazil | MD |  | Gerador de Pulso Implantável Infinity 7 | SISTEMA DE ESTIMULAÇÃO ELÉTRICA CEREBRAL PROFUNDA | IV
Abbott | Brazil | MD |  | ARCHITECT 2nd Generation Testosterone Controls | TESTOSTERONA | II
Abbott | Brazil | MD |  | ARCHITECT 2nd Generation Testosterone Calibrators | TESTOSTERONA | II
Abbott | Brazil | IVD |  | ARCHITECT 2nd Generation Testosterone Reagent Kit | TESTOSTERONA | II
Abbott | Brazil | MD |  | ARCHITECT EBV VCA IgM | VÍRUS EPSTEIN-BARR (EBV) | II
Abbott | Brazil | MD |  | Eletrodo de Implante SlimTipTM DRG MRI | CABO/ELETRODO PARA SISTEMA DE ESTIMULAÇÃO ELÉTRICA CEREBRAL PROFUNDA | IV
Abbott | Brazil | MD |  | Proteinase K | TAMPÕES, DILUENTES E DEMAIS SOLUÇÕES PARA ANÁLISE LABORATORIAL | I
Abbott | Brazil | MD |  | OPTIS MOBILE SYSTEM | Central de Processamento de Imagens Médicas | III
Abbott | Brazil | MD |  | Tiras Teste de B-Cetona no Sangue FreeStyle Optium / FreeStyle Optium Blood B-Ketone Test Strip | AUTOTESTE PARA CORPOS CETÔNICOS | III
Abbott | Brazil | MD |  | Tiras Teste de Glicose no Sangue FreeStyle Optium / FreeStyle Optium Blood Glucose Test Strips | AUTOTESTE PARA GLICOSE | III
Abbott | Brazil | MD |  | FREESTYLE OPTIUM NEO H BLOOD GLUCOSE TEST STRIPS / FREESTYLE OPTIUM NEO H TIRAS TESTE DE GLICOSE NO SANGUE | GLICOSE - POINT OF CARE TESTING (PROFISSIONAL) | III
Abbott | Brazil | MD |  | Amplatzer Amulet - Left Atrial Appendage Occluder | Proteses Cardiovasculares | IV
Abbott | Brazil | MD |  | Plaster | Curativo | I
Abbott | Brazil | MD |  | EQUIPO ROSCA PARA BOMBA DE NUTRIÇÃO ENTERAL ABBOTT | Equipos | II
Abbott | Brazil | MD |  | Família Alinity i LH | HORMÔNIO LUTEINIZANTE (LH) | II
Abbott | Brazil | MD |  | SteriLance Press | Lancetas | II
Abbott | Brazil | MD |  | Tiras-Teste de Cetona no Sangue FreeStyle Optium H / / FreeStyle Optium H Blood Ketones Test Strips | CETONA | II
Abbott | Brazil | MD |  | Sistema de Monitoramento de Glicose e Cetona no Sangue - FreeStyle Optium Neo | Instrumento autoteste para glicose e corpos cetônicos | III
Abbott | Brazil | MD |  | FREESTYLE OPTIUM NEO H BLOOD GLUCOSE AND KETONE MONITORING SYSTEM / FREESTYLE OPTIUM NEO H SISTEMA DE MONITORAÇÃO DE GLICOSE E CETONA NO SANGUE | INSTRUMENTO PARA GLICOSE E CORPOS CETÔNICOS - POINT OF CARE TESTING (PROFISSIONAL) | III
Abbott | Brazil | MD |  | ARCHITECT C PEPTIDE CALIBRATORS | PEPTÍDEO C | II
Abbott | Brazil | MD |  | ARCHITECT C PEPTIDE CONTROLS | PEPTÍDEO C | II
Abbott | Brazil | IVD |  | Alinity c Total Protein2 Reagent Kit | PROTEÍNA TOTAL | II
Abbott | Brazil | MD |  | OPTIS Mobile Next | Sistema de tomografia de coerência óptica coronária | III
Abbott | Brazil | MD |  | Família Alinity s CMV IgG Qualitative | CITOMEGALOVÍRUS | IV
Abbott | Brazil | MD |  | Família Alinity s Anti-HCV | ANTICORPO TOTAL PARA VÍRUS DE HEPATITE C (ANTI-HCV) | IV
Abbott | Brazil | MD |  | Família Alinity s Anti-HBc | ANTICORPO TOTAL NUCLEAR PARA VÍRUS DE HEPATITE B (ANTI-HBCAG) | IV
Abbott | Brazil | MD |  | Família ARCHITECT HBsAg Next Qualitative | ANTÍGENO DE SUPERFÍCIE DE VÍRUS DA HEPATITE B (HBSAG) | IV
Abbott | Brazil | MD |  | Família Alinity i HBsAg Next Qualitative | ANTÍGENO DE SUPERFÍCIE DE VÍRUS DA HEPATITE B (HBSAG) | IV
Abbott | Brazil | IVD |  | ARCHITECT HBsAg Next Confirmatory Reagent Kit | ANTÍGENO CONFIRMATÓRIO DE SUPERFÍCIE DE VÍRUS DE HEPATITE B (HBSAG) | IV
Abbott | Brazil | IVD |  | Alinity i HBsAg Next Confirmatory Reagent Kit | ANTÍGENO CONFIRMATÓRIO DE SUPERFÍCIE DE VÍRUS DE HEPATITE B (HBSAG) | IV
Abbott | Brazil | IVD |  | Alinity c Specific Proteins Multiconstituent Calibrator Kit | PARÂMETROS COMBINADOS NO MESMO PRODUTO - CLASSE II | II
Abbott | Australia | IVD | CT704 | Hepatitis B virus IVDs - Hepatitis B virus IVDs | Hepatitis B virus IVDs | Class 3
Abbott | Australia | IVD | CT974 | Clinical chemistry-specific protein IVDs | Clinical chemistry-specific protein IVDs | Class 2
Abbott | Brazil | IVD |  | ARCHITECT Methotrexate Reagent Kit | METOTREXATE | III
Abbott | Brazil | MD |  | ARCHITECT Methotrexate Calibrators | METOTREXATE | III
Abbott | Brazil | MD |  | ARCHITECT Methotrexate Controls | METOTREXATE | III
Abbott | Brazil | MD |  | ARCHITECT Methotrexate Extended Range Controls | METOTREXATE | III
Abbott | Brazil | MD |  | BinaxNOW RSV | VÍRUS SINCICIAL RESPIRATÓRIO (VSR) | II
Abbott | Brazil | MD |  | BinaxNOW Legionella - Urina | LEGIONELLA | II
Abbott | Brazil | MD |  | m-Pima HIV-1/2 VL | ÁCIDO NUCLÉICO DE VÍRUS DE IMUNODEFICIÊNCIA HUMANA TIPO 1 E TIPO 2 (HIV 1 E 2) | IV
Abbott | Australia | IVD | CT725 | Dengue virus IVDs | Dengue virus IVDs | Class 3
Abbott | Australia | IVD | CT903 | Inborn/inherited genetic disorder IVDs | Inborn/inherited genetic disorder IVDs | Class 3
Abbott | Australia | IVD | CT946 | General laboratory reagent and consumables IVDs | General laboratory reagent and consumables IVDs | Class 2
Abbott | Australia | IVD | CT936 | Specimen receptacle IVDs | Specimen receptacle IVDs | Class 1
Abbott | Australia | IVD | CT704 | Hepatitis B virus IVDs - Hepatitis B virus IVDs | Hepatitis B virus IVDs | Class 3
Abbott | Australia | IVD | CT871 | General coagulation IVDs | General coagulation IVDs | Class 2
Abbott | Australia | IVD | CT936 | Specimen receptacle IVDs | Specimen receptacle IVDs | Class 1
Abbott | Australia | MD | 35094 | HI-TORQUE POWERTURN Guide Wire - Catheter guide wire | Catheter guide wire | Class III
Abbott | Australia | IVD | 48304 | ARCHITECT Anti-HBc II assay (8L44) - Hepatitis B virus core total antibody IVD, kit, chemiluminescent immunoassay | Hepatitis B virus core total antibody IVD, kit, chemiluminescent immunoassay | Class 4
Abbott | Australia | MD | 56284 | Drug-eluting coronary artery stent, non-biodegradable-polymer-coated | Drug-eluting coronary artery stent, non-biodegradable-polymer-coated | Class I
Abbott | Australia | MD | 56284 | Drug-eluting coronary artery stent, non-biodegradable-polymer-coated | Drug-eluting coronary artery stent, non-biodegradable-polymer-coated | Class I
Abbott | Australia | MD | 46535 | Drug-eluting coronary artery stent | Drug-eluting coronary artery stent | Class I
Abbott | Australia | MD | 35094 | HI-TORQUE PROGRESS PTCA Guide Wire - Catheter guide wire | Catheter guide wire | Class III
Abbott | Australia | MD | 30854 | Glucose monitoring system IVD, home-use/point-of-care | Glucose monitoring system IVD, home-use/point-of-care | Class IIa
Abbott | Brazil | MD |  | ARMADA 14 XT PTA CATHETER | CATETER BALÃO PARA ANGIOPLASTIA PERIFÉRICA | II
Abbott | Brazil | MD |  | Proclaim DRG | Gerador de Pulso Implantavel p/ Neuroestimulacao | IV
Abbott | Brazil | MD |  | MITRACLIP NTR-XTR | Clip Cirurgico com Aplicador | IV
Abbott | Brazil | MD |  | TREK CORONARY DILATATION CATHETER | CATETER BALÃO PARA ANGIOPLASTIA CORONÁRIA | IV
Abbott | Brazil | MD |  | OMNILINK ELITE PERIPHERAL STENT | STENT PARA ARTÉRIAS PERIFÉRICAS | III
Abbott | Brazil | MD |  | DETERGENT A / DETERGENTE A | TAMPÕES, DILUENTES E DEMAIS SOLUÇÕES PARA ANÁLISE LABORATORIAL | I
Abbott | Brazil | MD |  | Família Alinity i Rubella IgG | VÍRUS DE RUBÉOLA | III
Abbott | Brazil | IVD |  | Alinity c Ultra HDL Reagent Kit | LIPOPROTEÍNA DE ALTA DENSIDADE (HDL) | II
Abbott | Brazil | IVD |  | Alinity c Alanine Aminotransferase Reagent Kit | TRANSAMINASE GLUTÂMICA PIRÚVICA (TGP OU ALT) | II
Abbott | Brazil | IVD |  | Alinity c Urea Nitrogen reagent kit | URÉIA | II
Abbott | Brazil | IVD |  | Alinity c Calcium Reagent Kit | CÁLCIO | II
Abbott | Brazil | IVD |  | Alinity c Triglyceride Reagent Kit | TRIGLICERÍDEO | II
Abbott | Brazil | IVD |  | Alinity c Magnesium Reagent Kit | MAGNÉSIO | II
Abbott | Brazil | MD |  | Alinity c Glucose | GLICOSE | II
Abbott | Brazil | IVD |  | Alinity c TOTAL PROTEIN Reagent Kit | PROTEÍNA TOTAL | II
Abbott | Brazil | MD |  | ARCHITECT Galectin-3 Controls | GALECTINA-3 | II
Abbott | Brazil | MD |  | Família Alinity m Tubes | FRASCO OU MATERIAL PARA COLETA, ARMAZENAMENTO OU TRANSPORTE DE AMOSTRAS BIOLÓGICAS | I
Abbott | Brazil | MD |  | ARCHITECT Free T4 Calibrators (Standard) | TIROXINA LIVRE | II
Abbott | Brazil | IVD |  | Alinity c Amylase Reagent Kit | AMILASE | II
Abbott | Brazil | IVD |  | Alinity c Cholesterol Reagent Kit | COLESTEROL TOTAL | II
Abbott | Brazil | MD |  | Família Alinity i EBV EBNA-1 IgG | VÍRUS EPSTEIN-BARR (EBV) | II
Abbott | Brazil | MD |  | Família Architect NSE | ENOLASE NEURÔNIO ESPECÍFICA (NSE) - CLASSE II | II
Abbott | Australia | MD | 35094 | HI-Torque Steelcore 18 LT Guide Wire - Catheter guide wire | Catheter guide wire | Class III
Abbott | Australia | IVD | CT355 | Viral infectious disease IVDs - Viral infectious disease IVDs | Viral infectious disease IVDs | Class 2
Abbott | Australia | IVD | CT798 | Streptococcus IVDs | Streptococcus IVDs | Class 3
Abbott | Australia | IVD | CT1242 | Troponin IVDs | Troponin IVDs | Class 3
Abbott | Brazil | MD |  | HI-TORQUE JET GUIDE WIRE | FIO GUIA CARDIOVASCULAR | IV
Abbott | Brazil | MD |  | MULTI-LINK MINI VISION RX CORONARY STENT | STENT PARA ARTÉRIAS CORONÁRIAS | IV
Abbott | Australia | IVD | 59861 | ARCHITECT Syphilis TP - Treponema pallidum immunoglobulin G (IgG)/IgM antibody IVD, kit, chemiluminescent immunoassay | Treponema pallidum immunoglobulin G (IgG)/IgM antibody IVD, kit, chemiluminescent immunoassay | Class 4
Abbott | Australia | IVD | CT944 | Software IVDs | Software IVDs | Class 1
Abbott | Australia | IVD | CT944 | Software IVDs | Software IVDs | Class 1
Abbott | Brazil | IVD |  | ESTIMULAÇÃO CEREBRAL PROFUNDA KITS DE ELETRODOS E EXTENSÃO | Cabo-Eletrodos Implantaveis | IV
Abbott | Brazil | MD |  | M2000RT | Instrumento para análise de ácidos nucleicos | I
Abbott | Brazil | MD |  | Alinity i Multi-Assay Manual Diluent | TAMPÕES, DILUENTES E DEMAIS SOLUÇÕES PARA ANÁLISE LABORATORIAL | I
Abbott | Brazil | MD |  | Alinity i-series Probe Conditioning Solution | TAMPÕES, DILUENTES E DEMAIS SOLUÇÕES PARA ANÁLISE LABORATORIAL | I
Abbott | Brazil | IVD |  | Alinity m Specimen Dilution Kit I | TAMPÕES, DILUENTES E DEMAIS SOLUÇÕES PARA ANÁLISE LABORATORIAL | I
Abbott | Brazil | MD |  | Família SARS-CoV-2 IgG | CORONAVÍRUS | III
Abbott | Brazil | MD |  | ARCHITECT FOLATE CONTROLS - ARCHITECT FOLATO CONTROLES | FOLATO | II
Abbott | Brazil | IVD |  | ARCHITECT FOLATE RAGENT KIT - ARCHITECT FOLATO REAGENTE | FOLATO | II
Abbott | Brazil | MD |  | ARCHITECT FOLATE RBC LYSIS DILUENT - ARCHITECT FOLATO RBC DILUENTE DE LISE | TAMPÕES, DILUENTES E DEMAIS SOLUÇÕES PARA ANÁLISE LABORATORIAL | I
Abbott | Brazil | MD |  | ARCHITECT FOLATE MANUAL DILUENT / ARCHITECT FOLATO DILUENTE MANUAL | TAMPÕES, DILUENTES E DEMAIS SOLUÇÕES PARA ANÁLISE LABORATORIAL | I
Abbott | Brazil | MD |  | Famíliia Alinity i Homocysteine | HOMOCISTEÍNA | II
Abbott | Brazil | MD |  | ARCHITECT FOLATE CALIBRATORS - ARCHITECT FOLATO CALIBRADORES | FOLATO | II
Abbott | Brazil | MD |  | FlexNav Loading and Delivery System Small | Introdutores | IV
Abbott | Brazil | MD |  | Amplatzer Talisman Delivery Sheath | Introdutores | IV
Abbott | Brazil | MD |  | ABBOTT REALTIME HCV CONTROLS - ABBOTT REALTIME HCV CONTROLES | MONITORAMENTO DE CARGA VIRAL  VÍRUS DE HEPATITE C (HCV) | III
Abbott | Brazil | MD |  | Família Abbott RealTime MTB RIF/INH Resistance | MYCOBACTERIUM | III
Abbott | Brazil | MD |  | Determine HBsAg 2 | ANTÍGENO DE SUPERFÍCIE DE VÍRUS DA HEPATITE B (HBSAG) | IV
Abbott | Brazil | MD |  | ARCHITECT ANTI-TG CALIBRATORS / ARCHITECT ANTI-TG CALIBRADORES | TIREOGLOBULINA (TG) - CLASSE II | II
Abbott | Brazil | IVD |  | ARCHITECT ANTI-TG REAGENTS / ARCHITECT ANTI-TG REAGENTES | TIREOGLOBULINA (TG) - CLASSE II | II
Abbott | Brazil | MD |  | AMPLATZER VASCULAR PLUG AVP 4 | Proteses Cardiovasculares | IV
Abbott | Australia | MD | 61281 | Peripheral vascular guidewire extension | Peripheral vascular guidewire extension | Class Is
Abbott | Australia | MD | 48137 | Coronary artery catheter guidewire extension | Coronary artery catheter guidewire extension | Class Is
Abbott | Australia | IVD | CT878 | Haematology full blood count IVDs | Haematology full blood count IVDs | Class 2
Abbott | Australia | IVD | CT879 | Haematology calibrator/control IVDs | Haematology calibrator/control IVDs | Class 2
Abbott | Brazil | MD |  | HI-TORQUE BALANCE HEAVYWEIGHT GUIDE WIRE | FIO GUIA CARDIOVASCULAR | IV
Abbott | Brazil | MD |  | HI-TORQUE CROSS-IT GUIDE WIRE | FIO GUIA CARDIOVASCULAR | IV
Abbott | Brazil | MD |  | HI-TORQUE WHISPER GUIDE WIRE | FIO GUIA CARDIOVASCULAR | IV
Abbott | Brazil | MD |  | URIC ACID | ÁCIDO ÚRICO | II
Abbott | Brazil | MD |  | Alinity c Consolidated Chemistry Calibrator | PARÂMETROS COMBINADOS NO MESMO PRODUTO - CLASSE II | II
Abbott | Brazil | MD |  | Alinity c-series Detergent A | SOLUÇÃO PARA LIMPEZA DE EQUIPAMENTOS | I
Abbott | Brazil | MD |  | Alinity c-series Acid Probe Wash | SOLUÇÃO PARA LIMPEZA DE EQUIPAMENTOS | I
Abbott | Brazil | IVD |  | ARCHITECT HAVAB IgG REAGENT KIT - ARCHITECT HAVAB IgG KIT REAGENTE | VÍRUS DA HEPATITE A (HAV) | III
Abbott | Brazil | MD |  | ARCHITECT HAVAB IgG CALIBRATOR - ARCHITECT HAVAB IgG CALIBRADOR | VÍRUS DA HEPATITE A (HAV) | III
Abbott | Brazil | MD |  | ARCHITECT HAVAB IgG CONTROLS / ARCHITECT HAVAB IgG CONTROLES | VÍRUS DA HEPATITE A (HAV) | III
Abbott | Brazil | MD |  | Família ARCHITECT STAT High Sensitive Troponin I | TROPONINA | III
Abbott | Brazil | MD |  | INDEFLATOR INFLATION DEVICE | Insuflador e Medidor de Pressao de Baloes | II
Abbott | Brazil | MD |  | HI-TORQUE BALANCE MIDDLEWEIGHT GUIDE WIRE | FIO GUIA CARDIOVASCULAR | IV
Abbott | Brazil | MD |  | GLUCOSE AND KETONE CONTROL SOLUTIONS - SOLUCOES CONTROLE DE GLICOSE E CETONA | AUTOTESTE PARA CORPOS CETÔNICOS E GLICOSE | III
Abbott | Brazil | MD |  | Família Alinity i Methotrexate | METOTREXATE | III
Abbott | Brazil | MD |  | Dengue IgM Capture ELISA | DENGUE | III
Abbott | Brazil | MD |  | MINI TREK RX CORONARY DILATATION CATHETER | Cateteres | IV
Abbott | Brazil | MD |  | FREESTYLE LANCING DEVICE / LANCETADOR FREESTYLE | Lancetador | I
Abbott | Brazil | MD |  | Bioline Filariasis Test Strip | FILARIOSE (ELEFANTÍASE) | II
Abbott | Brazil | MD |  | SISTEMA INTRODUTOR AMPLATZER TORQVUE LP | Introdutores | IV
Abbott | Brazil | MD |  | Cateter de Mapeamento Advisor HD Grid SE | Cateteres | IV
Abbott | Brazil | MD |  | Família Alinity m STI | PARÂMETROS COMBINADOS NO MESMO PRODUTO - CLASSE III | III
Abbott | Brazil | MD |  | GLP Systems | Instrumento para preparo e processamento de amostras  fase pré-analítica | I
Abbott | Brazil | MD |  | Amplatzer TorqVue LP Catheter | CATETER GUIA INTRAVASCULAR | IV
Abbott | Brazil | MD |  | ALINITY S SYSTEM | Instrumento destinado a imunoensaios | II
Abbott | Australia | MD | 64578 | Central nervous system electrical stimulation system lead stylet | Central nervous system electrical stimulation system lead stylet | Class IIa
Abbott | Australia | IVD | CT748 | Cytomegalovirus (Human herpesvirus 5) IVDs | Cytomegalovirus (Human herpesvirus 5) IVDs | Class 3
Abbott | Australia | IVD | 48316 | ARCHITECT Anti-HBs Assay - Hepatitis B virus surface total antibody IVD, kit, chemiluminescent immunoassay | Hepatitis B virus surface total antibody IVD, kit, chemiluminescent immunoassay | Class 4
Abbott | Australia | IVD | CT974 | Clinical chemistry-specific protein IVDs | Clinical chemistry-specific protein IVDs | Class 2
Abbott | Australia | IVD | CT355 | Viral infectious disease IVDs - Viral infectious disease IVDs | Viral infectious disease IVDs | Class 2
Abbott | Australia | IVD | CT845 | Clinical chemistry tumour marker IVDs | Clinical chemistry tumour marker IVDs | Class 2
Abbott | Australia | MD | 53616 | GRAFTMASTER RX Coronary Stent Graft - Bare-metal coronary artery stent | Bare-metal coronary artery stent | Class III
Abbott | Brazil | IVD |  | ARCHITECT Anti-HBc IgM REAGENTS / ARCHITECT Anti-HBc IgM REAGENTES | IMUNOGLOBULINA M NUCLEAR PARA VÍRUS DE HEPATITE B (ANTI-HBC IGM) | IV
Abbott | Brazil | MD |  | ARCHITECT Anti-HBc IgM CONTROLS / ARCHITECT Anti-HBc IgM CONTROLES | IMUNOGLOBULINA M NUCLEAR PARA VÍRUS DE HEPATITE B (ANTI-HBC IGM) | IV
Abbott | Brazil | MD |  | ARCHITECT Anti-HBc IgM CALIBRADORS / ARCHITECT Anti-HBc IgM CALIBRADORES | IMUNOGLOBULINA M NUCLEAR PARA VÍRUS DE HEPATITE B (ANTI-HBC IGM) | IV
Abbott | Brazil | MD |  | Família Instrumento Alinity hs | Instrumento para preparo e processamento de amostras  fase pré-analítica | I
Abbott | Brazil | MD |  | X.ACT CAROTID STENT SYSTEM | STENT PARA ARTÉRIAS PERIFÉRICAS | IV
Abbott | Brazil | MD |  | Safety Lancet Super | Lancetas | II
Abbott | Brazil | IVD |  | Alinity c Cholesterol2 Reagent Kit | COLESTEROL TOTAL | II
Abbott | Brazil | MD |  | ASPARTATE AMINOTRANSFERASE / ASPARTATO AMINOTRANSFERASE | TRANSAMINASE GLUTÂMICA OXALACÉTICA (TGO OU AST) | II
Abbott | Brazil | IVD |  | RETICULOCYTE REAGENT / RETICULÓCITO REAGENTE 4000 | CORANTES CITOLÓGICOS | I
Abbott | Brazil | MD |  | Determine TB LAM Ag | MYCOBACTERIUM | III
Abbott | Brazil | IVD |  | ABBOTT REAL TIME HCV AMPLIFICATION REAGENT KIT / ABBOTT REALTIME HCV KIT REAGENTE DE AMPLIFICAÇÃO | MONITORAMENTO DE CARGA VIRAL  VÍRUS DE HEPATITE C (HCV) | III
Abbott | Brazil | MD |  | FREESTYLE LIBRE FLASH GLUCOSE MONITORING SYSTEM/ FREESTYLE LIBRE SIST FLASH DE MONITOR DE GLICOSE | Instrumento autoteste para glicose e corpos cetônicos | III
Abbott | Brazil | MD |  | FreeStyle Optium Blood H Glucose Monitoring System/ Sistema de Monitoramento de Glicose no Sangue FreeStyle Optium H | INSTRUMENTO PARA GLICOSE E CORPOS CETÔNICOS - POINT OF CARE TESTING (PROFISSIONAL) | III
Abbott | Australia | MD | 47143 | Electrosurgical diathermy system cable, single-use | Electrosurgical diathermy system cable, single-use | Class Is
Abbott | Brazil | MD |  | i-STAT TriControls | PARÂMETROS COMBINADOS NO MESMO PRODUTO - CLASSE II | II
Abbott | Brazil | MD |  | Bioline Zika IgM | ZIKA | III
Abbott | Brazil | MD |  | ARCHITECT STAT CK-MB CALIBRATOR / ARCHITECT STAT CK-MB CALIBRADOR | ATIVIDADE DE ISOENZIMA CREATINOQUINASE | III
Abbott | Brazil | MD |  | ARCHITECT STAT CK-MB CONTROL / ARCHITECT STAT CK-MB CONTROLE | ATIVIDADE DE ISOENZIMA CREATINOQUINASE | III
Abbott | Brazil | IVD |  | ARCHITECT STAT CK-MB REAGENT KIT / ARCHITECT STAT CK-MB KIT REAGENTE | ATIVIDADE DE ISOENZIMA CREATINOQUINASE | III
Abbott | USA | MD | DYB | PREMERE DELIVERY SHEATH | Introducer, Catheter | 2
Abbott | USA | MD | DSA | SJM Patient Cable 401758,401759,401760,401695,401690;SJM Adapter;Cable Connectors;Disposable Patient Cables;SJM Threshold Cable 401748;SJM Epicardial Cable 401778;SJM Epicardial Cable 401777 | Cable, Transducer And Electrode, Patient, (Including Connector) | 2
Abbott | USA | MD | DYB | Maximum;Contamination Cover/Protective Cap;Maximum Hemostasis Introducer;Ultimum | Introducer, Catheter | 2
Abbott | USA | MD | LDF | Pacel;ECG Adapter | Electrode, Pacemaker, Temporary | 2
Abbott | USA | MD | DRE | SJM Vessel Dilator | Dilator, Vessel, For Percutaneous Catheterization | 2
Abbott | USA | MD | MTE | Response CV Catheter System;Cardioversion Switchbox | System, Pacing, Temporary, Acute, Internal Atrial Defibrillation | 3
Abbott | USA | MD | DYB | Strada Carotid Guiding Sheath | Introducer, Catheter | 2
Abbott | USA | MD | DYB | Across Transseptal Access System | Introducer, Catheter | 2
Abbott | USA | MD | DYB | Engage Introducer;Engage TR Introducer | Introducer, Catheter | 2
Abbott | USA | MD | DRF | Epicardial Catheter System | Catheter, Electrode Recording, Or Probe, Electrode Recording | 2
Abbott | USA | MD | DYB | Apeel CS Introducer Kit | Introducer, Catheter | 2
Abbott | USA | MD | DYB | Agilis Steerable Catheter Introduce | Introducer, Catheter | 2
Abbott | USA | MD | DYB | Agilis NxT | Introducer, Catheter | 2
Abbott | USA | MD | DYB | Alliance Left Heart Delivery System | Introducer, Catheter | 2
Abbott | USA | MD | DYB | Ultimum EV Hemostasis Introducer | Introducer, Catheter | 2
Abbott | USA | MD | DYB | Engage TR Introducer | Introducer, Catheter | 2
Abbott | USA | MD | DYB | Engage/Engage TR Introducer | Introducer, Catheter | 2
Abbott | USA | MD | LDF | Pacel Bipolar | Electrode, Pacemaker, Temporary | 2
Abbott | USA | MD | DYB | Sheath Obturator | Introducer, Catheter | 2
Abbott | USA | MD | DRF | Supreme Electrophysiology Catheter;Response  Electrophysiology Catheter;Epicardial Catheter System;Livewire Steerable Electrophysiology Catheter;MediGuide Enabled Livewire Steerable Electrophysiology Catheter;Response  Electrophysiology Catheter with Lumen | Catheter, Electrode Recording, Or Probe, Electrode Recording | 2
Abbott | USA | MD | DRF | Livewire Steerable Electrophysiology Catheter;MediGuide Enabled Livewire Steerable Electrophysiology Catheter | Catheter, Electrode Recording, Or Probe, Electrode Recording | 2
Abbott | USA | MD | GXD | SMK Radiofrequency Needle | Generator, Lesion, Radiofrequency | 2
Abbott | USA | MD | GXI | Classic Radiofrequency Needle | Probe, Radiofrequency Lesion | 2
Abbott | USA | MD | GXI | Disposable Electrodes | Probe, Radiofrequency Lesion | 2
Abbott | UK | MD | 61164 | Oral/upper respiratory tract specimen collection kit | Oral/upper respiratory tract specimen collection kit | Class I
Abbott | UK | MD | 57940 | Oral/upper respiratory tract specimen collection swab | Oral/upper respiratory tract specimen collection swab | Class I
Abbott | UK | IVD | 56681 | Single-channel clinical chemistry analyser IVD, point-of-care | Single-channel clinical chemistry analyser IVD, point-of-care | IVD General
Abbott | UK | IVD | 56681 | Single-channel clinical chemistry analyser IVD, point-of-care | Single-channel clinical chemistry analyser IVD, point-of-care | Class A
Abbott | UK | IVD | 43472 | Laboratory instrument/analyser application software IVD | Laboratory instrument/analyser application software IVD | Class A
Abbott | UK | IVD | 43472 | Laboratory instrument/analyser application software IVD | Laboratory instrument/analyser application software IVD | IVD General
Abbott | UK | IVD | 56701 | Chemiluminescent immunoassay analyser IVD | Chemiluminescent immunoassay analyser IVD | Class A
Abbott | Australia | MD | 57790 | MitraClip G4 Clip Delivery System - Mitral valve clip | Mitral valve clip | Class III
Abbott | Australia | MD | 57790 | MitraClip G4 System - Mitral valve clip | Mitral valve clip | Class III
Abbott | Australia | MD | 17184 | Catheter, angioplasty, balloon dilatation | Catheter, angioplasty, balloon dilatation | Class IIa
Abbott | Australia | MD | 58115 | Peripheral vascular guidewire | Peripheral vascular guidewire | Class IIa
Abbott | Australia | IVD | 49713 | Alinity s CMV IgG Qualitative Assay - Cytomegalovirus (CMV) immunoglobulin G (IgG) antibody IVD, kit, chemiluminescent immunoassay | Cytomegalovirus (CMV) immunoglobulin G (IgG) antibody IVD, kit, chemiluminescent immunoassay | Class 4
Abbott | Australia | IVD | 59861 | Alinity s Syphilis Assay - Treponema pallidum immunoglobulin G (IgG)/IgM antibody IVD, kit, chemiluminescent immunoassay | Treponema pallidum immunoglobulin G (IgG)/IgM antibody IVD, kit, chemiluminescent immunoassay | Class 4
Abbott | Australia | IVD | 48524 | Alinity s HTLV-I/II Assay - Human T-cell lymphotrophic virus 1 & 2 (HTLV1 & HTLV2) antibody IVD, kit, chemiluminescent immunoassay | Human T-cell lymphotrophic virus 1 & 2 (HTLV1 & HTLV2) antibody IVD, kit, chemiluminescent immunoassay | Class 4
Abbott | Australia | IVD | CT943 | Instrument/analyser IVDs | Instrument/analyser IVDs | Class 1
Abbott | Australia | IVD | CT936 | Specimen receptacle IVDs | Specimen receptacle IVDs | Class 1
Abbott | Australia | MD | 12534 | Micromanipulator | Micromanipulator | Class Is
Abbott | Australia | MD | 10678 | Catheter introducer | Catheter introducing sheath | Class IIa
Abbott | Australia | MD | 11677 | Enteral feeding kit | Enteral feeding kit | Class IIa
Abbott | Australia | IVD | CT878 | Haematology full blood count IVDs | Haematology full blood count IVDs | Class 2
Abbott | Australia | IVD | CT910 | Interpretive software IVDs | Interpretive software IVDs | Class 3
Abbott | Australia | IVD | CT827 | Clinical chemistry enzyme IVDs | Clinical chemistry enzyme IVDs | Class 2
Abbott | Australia | IVD | CT701 | Infectious disease IVDs | Infectious disease IVDs | Class 1
Abbott | Australia | MD | 56284 | XIENCE PRIME Everolimus Eluting Coronary Stent System - Drug-eluting coronary artery stent, non-biodegradable-polymer-coated | Drug-eluting coronary artery stent, non-biodegradable-polymer-coated | Class III
Abbott | Brazil | MD |  | Cateter de Ablação FlexAbility | CATETER PARA SISTEMA DE ABLACAO CARDIACA POR RADIOFREQUENCIA | IV
Abbott | Brazil | MD |  | ABBOTT CLINICAL CHEMISTRY APOLIPOPROTEIN A1 - APOLIPOPROTEINA A1 ABBOTT BIOQUIMICA | APOLIPOPROTEÍNA A | II
Abbott | Brazil | MD |  | FINGER-STICK SAMPLE COLLECTION SET | FRASCO OU MATERIAL PARA COLETA, ARMAZENAMENTO OU TRANSPORTE DE AMOSTRAS BIOLÓGICAS | I
Abbott | Brazil | MD |  | i-STAT Controls | PARÂMETROS COMBINADOS NO MESMO PRODUTO - CLASSE II | II
Abbott | Brazil | MD |  | i-STAT PT Controls | TEMPO DE PROTROMBINA (TP) | III
Abbott | Brazil | IVD |  | ARCHITECT iDigoxin Reagents/ ARCHITECT iDigoxina Reagentes | DIGOXINA | II
Abbott | Brazil | MD |  | CELL-DYN RUBY | Instrumento para análise ou contagem de células e plaquetas | II
Abbott | Brazil | MD |  | Família Alinity i SARS-CoV-2 IgG | CORONAVÍRUS | III
Abbott | Brazil | MD |  | GUIDE RIGHT FIO GUIA | FIO GUIA CARDIOVASCULAR | IV
Abbott | Brazil | MD |  | SISTEMA DE NEUROESTIMULAÇÃO EONC | Gerador de Pulso Implantavel p/ Neuroestimulacao | IV
Abbott | Brazil | MD |  | Alinity h-series AutoClean Solution | SOLUÇÃO PARA LIMPEZA DE EQUIPAMENTOS | I
Abbott | Brazil | MD |  | Alinity h-series May-Grünwald-Giemsa Stain | CORANTES HEMATOPATOLÓGICOS | I
Abbott | Brazil | IVD |  | Alinity h-series HGB Reagent | SOLUÇÃO DE LISE PARA HEMATOLOGIA | I
Abbott | Brazil | MD |  | Alinity h-series Diluent | TAMPÕES, DILUENTES E DEMAIS SOLUÇÕES PARA ANÁLISE LABORATORIAL | I
Abbott | Brazil | MD |  | Bioline HBsAg | ANTÍGENO DE SUPERFÍCIE DE VÍRUS DA HEPATITE B (HBSAG) | IV
Abbott | Brazil | IVD |  | ID NOW RSV Control Swab Kit | VÍRUS SINCICIAL RESPIRATÓRIO (VSR) | II
Abbott | Brazil | MD |  | H-I TORQUE VERSACORE 035 GUIDE WIRE | FIO GUIA CARDIOVASCULAR | II
Abbott | Brazil | MD |  | Família Panbio COVID-19 Ag Rapid Test Device Nasal Plus | CORONAVÍRUS | III
Abbott | Brazil | MD |  | Uracil-N-Glycosylase, GPR | TAMPÕES, DILUENTES E DEMAIS SOLUÇÕES PARA ANÁLISE LABORATORIAL | I
Abbott | Brazil | MD |  | Sistema de coleta de sangue capilar | FRASCO OU MATERIAL PARA COLETA, ARMAZENAMENTO OU TRANSPORTE DE AMOSTRAS BIOLÓGICAS | I
Abbott | Brazil | IVD |  | Alinity m multi-Collect Specimen Collection Kit | FRASCO OU MATERIAL PARA COLETA, ARMAZENAMENTO OU TRANSPORTE DE AMOSTRAS BIOLÓGICAS | I
Abbott | Brazil | IVD |  | Alinity m Cervi-Collect Specimen Collection Kit | FRASCO OU MATERIAL PARA COLETA, ARMAZENAMENTO OU TRANSPORTE DE AMOSTRAS BIOLÓGICAS | I
Abbott | Brazil | MD |  | Família ARCHITECT Thyroglobulin | TIREOGLOBULINA (TG) - CLASSE III | III
Abbott | Brazil | IVD |  | Alinity c Albumin BCG Reagent Kit | ALBUMINA | II
Abbott | Brazil | MD |  | Alinity c Alkaline Phosphatase | FOSFATASE ALCALINA (FAL OU ALP) | II
Abbott | Brazil | MD |  | Alinity i Chagas | TRYPANOSOMA CRUZI | IV
Abbott | Brazil | IVD |  | Alinity c Multiconstituent Calibrator Kit | PARÂMETROS COMBINADOS NO MESMO PRODUTO - CLASSE II | II
Abbott | Brazil | IVD |  | Alinity c Creatinine Reagent Kit | CREATININA | II
Abbott | Brazil | MD |  | FAMÍLIA ARCHITECT CA 19.9XR | ANTÍGENO CA 19-9 | III
Abbott | Brazil | MD |  | AmplatzerVascular Plug AVP III | Implante Endovascular | III
Abbott | Brazil | MD |  | Amplatzer - Septal Occluder ASD-MF | Proteses Cardiovasculares | IV
Abbott | Brazil | IVD |  | Abbott Real Time MTB Control Kit | MYCOBACTERIUM | III
Abbott | Brazil | IVD |  | Abbott Real Time MTB Amplification Reagent Kit | MYCOBACTERIUM | III
Abbott | Brazil | MD |  | Perclose ProStyle dispositivo de encerramento e reparo por sutura | Suturador Vascular | III
Abbott | Brazil | MD |  | Família Alinity i B12 | VITAMINA B12 (ÁCIDO FÓLICO) | II
Abbott | Brazil | MD |  | XIENCE ALPINE EVEROLIMUS ELUTING CORONARY STENT | STENT FARMACOLÓGICO PARA ARTÉRIAS CORONÁRIAS | IV
Abbott | Brazil | MD |  | Urine/CSF Protein / Proteína Urinária/Fluído Cerebrospinal | PROTEÍNA TOTAL | II
Abbott | Brazil | MD |  | Família Alinity m SARS CoV-2 | CORONAVÍRUS | III
Abbott | Japan | MD |  | Prodigy Programmer | Programmer for implantable active devices
Abbott | Japan | MD |  | Femostop II Plus | Hemostasis pressure instrument
Abbott | Japan | MD |  | Prodigy MRI Dual 8 Neurostimulator | Implantable pain relief stimulator
Abbott | Japan | MD |  | Proclaim Elite MRI Dual 8 Neurostimulator | Implantable pain relief stimulator
Abbott | Japan | MD |  | Heartminder + (Conditional MRI compatible) | Auto-implantation type actuator
Abbott | Japan | MD |  | L8-3 probe | Hand-held external ultrasound probe
Abbott | Japan | MD |  | DBS 4-pole lead | tremor electrical brain stimulator
Abbott | Japan | MD |  | Accessories for the Libra Programmer | Programmer for implantable active devices
Abbott | Japan | MD |  | Genesis Patient Programmer | Programmer for implantable active devices
Abbott | Japan | MD |  | EON Patient Programmer | Programmer for implantable active devices
Abbott | Japan | MD |  | DBS Extracorporeal Stimulator | tremor electrical brain stimulator
Abbott | Japan | MD |  | MediGuide navigation system | surgical navigation unit
Abbott | Japan | MD |  | Freestyle Precision Neo H | Dry clinical chemistry analysis device
Abbott | Japan | MD |  | freestyle precision neo | self-monitoring glucose meter
Abbott | Japan | MD |  | freestyle freedom light | self-monitoring glucose meter
Abbott | Japan | IVD |  | Accugene m-CMV (G07655R07) | Cytomegalovirus nucleic acid kit
Abbott | Australia | MD | 38128 | Vascular dilator, single-use | Vascular dilator, single-use | Class IIa
Abbott | Australia | MD | 47486 | PressureWire™ X Guidewire (Wireless Connection) - Intravascular haemodynamic monitoring system guidewire | Intravascular haemodynamic monitoring system guidewire | Class III
Abbott | Australia | MD | 47486 | PressureWire™ X Guidewire (Cable Connection) - Intravascular haemodynamic monitoring system guidewire | Intravascular haemodynamic monitoring system guidewire | Class III
Abbott | Australia | IVD | CT831 | Creatine kinase IVDs | Creatine kinase IVDs | Class 3
Abbott | Australia | IVD | CT1242 | Troponin IVDs | Troponin IVDs | Class 3
Abbott | Australia | IVD | 48446 | ARCHITECT HIV Ag/Ab Combo assay - HIV1/HIV2 antigen/antibody IVD, kit, chemiluminescent immunoassay | HIV1/HIV2 antigen/antibody IVD, kit, chemiluminescent immunoassay | Class 4
Abbott | Australia | IVD | 48366 | ARCHITECT Anti-HCV Assay - Hepatitis C virus total antibody IVD, kit, chemiluminescent assay | Hepatitis C virus total antibody IVD, kit, chemiluminescent assay | Class 4
Abbott | Australia | IVD | CT878 | Haematology full blood count IVDs | Haematology full blood count IVDs | Class 2
Abbott | Australia | IVD | CT879 | Haematology calibrator/control IVDs | Haematology calibrator/control IVDs | Class 2
Abbott | Australia | IVD | CT974 | Clinical chemistry-specific protein IVDs | Clinical chemistry-specific protein IVDs | Class 2
Abbott | Australia | IVD | 48355 | ARCHITECT HCV Ag assay - Hepatitis C virus core antigen IVD, kit, chemiluminescent immunoassay | Hepatitis C virus core antigen IVD, kit, chemiluminescent immunoassay | Class 4
Abbott | Australia | MD | 35094 | BareWire Filter Delivery Wires - Catheter guide wire | Catheter guide wire | Class III
Abbott | Australia | MD | 37039 | Holder, <specify> | Holder, <specify> | Class I
Abbott | Australia | MD | 17184 | Trek RX Coronary Dilatation Catheter - Catheter, angioplasty, balloon dilatation | Catheter, angioplasty, balloon dilatation | Class III
Abbott | Australia | IVD | CT748 | Cytomegalovirus (Human herpesvirus 5) IVDs | Cytomegalovirus (Human herpesvirus 5) IVDs | Class 3
Abbott | Australia | MD | 17184 | VOYAGER OTW CORONARY DILATATION CATHETER - Catheter, angioplasty, balloon dilatation | Catheter, angioplasty, balloon dilatation | Class III
Abbott | Australia | IVD | CT906 | Human genetics-related IVDs | Human genetics-related IVDs | Class 3
Abbott | Brazil | MD |  | Eletrodo Descartável para Radiofrequência Neurotherm | Ponteiras de Radiofrequencia Para Cirurgia | III
Abbott | Brazil | MD |  | ALKALINE WASH | SOLUÇÃO PARA LIMPEZA DE EQUIPAMENTOS | I
Abbott | Brazil | MD |  | PERCLOSE PROGLIDE DISPOSITIVO DE ENCERRAMENTO POR SUTURA | Suturador Vascular | IV
Abbott | Brazil | MD |  | Conjunto de Tubos Cool Point | Tubos | II
Abbott | Brazil | MD |  | Alinity c Bilirubin Calibrator | BILIRRUBINA | II
Abbott | USA | IVD | JJY | Alere Afinion Lipid Panel Control;Alere Afinion Lipid Panel | Multi-Analyte Controls, All Kinds (Assayed) | 1
Abbott | USA | IVD | JQT | Alere Afinion AS100 Analyzer;Alere Afinion HbA1c | Densitometer/Scanner (Integrating, Reflectance, Tlc, Radiochromat.) Clinica | 1
Abbott | USA | IVD | LCP | Alere Afinion ACR;Afinion 2;Alere Afinion HbA1c;Afinion HbA1c;Afinion ACR | Assay, Glycosylated Hemoglobin | 2
Abbott | USA | IVD | PDJ | Alere Afinion AS100 Analyzer;Afinion HbA1c Dx | Hemoglobin A1c Test System | 2
Abbott | USA | IVD | JQT | Afinion HbA1c Dx | Densitometer/Scanner (Integrating, Reflectance, Tlc, Radiochromat.) Clinica | 1
Abbott | USA | IVD | CFT | Alinity i Prolactin Reagent Kit (LN 07P6620, 07P6630);ARCHITECT Prolactin Reagent Kit (LN 7K76-25, 7K76-35) | Radioimmunoassay, Prolactin (Lactogen) | 1
Abbott | USA | IVD | CHP | Alinity i Estradiol Reagent Kit (LN 07P5020, 07P5030);ARCHITECT Estradiol Reagent Kit (LN 7K72-25, 7K72-35);ARCHITECT Estradiol Manual Diluent (LN 7K72-50);Alinity i Estradiol Manual Diluent Kit (LN 07P5040) | Radioimmunoassay, Estradiol | 1
Abbott | USA | IVD | JLS | Alinity i Progesterone Manual Diluent Kit (LN 08P3640);ARCHITECT Progesterone Reagent Kit (LN 7K77-25, 7K77-35);Alinity i Progesterone Reagent Kit (LN 08P3620, 08P3630);ARCHITECT Progesterone Manual Diluent (LN 7K77-50) | Radioimmunoassay, Progesterone | 1
Abbott | USA | IVD | DBF | ARCHTIECT FERRITIN Calibrators (LN 7K59-01);ARCHITECT FERRITIN Reagent Kit (LN 7K59-25, 7K59-35);ARCHITECT FERRITIN Controls (LN 7K59-10);Alinity i Ferritin Reagent Kit (LN 07P6520, 07P6530) | Ferritin, Antigen, Antiserum, Control | 2
Abbott | USA | IVD | DHA | ARCHITECT TOTAL B-HCG Reagent Kit (LN 7K78-25, 7K78-30);ARCHITECT TOTAL B-HCG Controls (LN 7K78-10);ARCHITECT TOTAL B-HCG Calibrators (LN 7K78-01) | System, Test, Human Chorionic Gonadotropin | 2
Abbott | USA | IVD | JLW | ARCHITECT TSH Reagent Kit (LN 7K62-25, 7K62-30, 7K62-35);Alinity i TSH Reagent Kit (LN 07P4820, 07P4830);ARCHITECT TSH Calibrators (LN 7K62-01);ARCHITECT TSH Controls (LN 7K62-10) | Radioimmunoassay, Thyroid-Stimulating Hormone | 2
Abbott | USA | IVD | JJX | Alinity i Total T4 Reagent Kit (LN 07P9520, 07P9530);ARCHITECT Total T4 Reagent Kit (LN 7K66-25, 7K66-30, 7K66-35, 7K66-27, 7K66-32, 7K66-37);ARCHITECT Total T4 Calibrators (LN 7K66-01);ARCHITECT Total T4 Controls (LN 7K66-10, 7K66-12) | Single (Specified) Analyte Controls (Assayed And Unassayed) | 1
Abbott | USA | IVD | CDP | ARCHITECT Total T3 Reagent Kit (LN 7K64-25, 7K64-35, 7K64-27, 7K64-32, 7K64-37);Alinity i Total T3 Reagent Kit (LN 07P9420, 07P9430);Alinity i Total T3 Manual Diluent (LN 07P9440);ARCHITECT Total T3 Manual Diluent (7K64-50);ARCHITECT Total T3 Calibrators (LN 7K64-01) | Radioimmunoassay, Total Triiodothyronine | 2
Abbott | USA | IVD | CDP | ARCHITECT Free T3 Reagent Kit (LN 7K63-25, 7K63-35, 7K63-27, 7K63-32, 7K63-37);ARCHITECT Free T3 Controls (LN 7K63-10, 7K63-12);ARCHITECT Free T3 Calibrators (LN 7K63-01);Alinity i Free T3 Reagent Kit (LN 07P6920, 07P6930) | Radioimmunoassay, Total Triiodothyronine | 2
Abbott | USA | IVD | JIT | ARCHITECT FSH CALBRATORS (LN 7K75-01);ARCHITECT PROLACTIN CALIBRATORS (LN 7K76-01);ARCHITECT PROGESTERONE CALIBRATORS (LN 7K77-01) | Calibrator, Secondary | 2
Abbott | USA | IVD | JJX | ARCHITECT ESTRADIOL CONTROLS (LN 7K72-10);ARCHITECT FSH CONTROLS (LN 7K75-10);ARCHITECT ESTRADIOL CALIBRATORS (LN 7K72-01);ARCHITECT PROLACTIN CONTROLS (LN 7K76-10);ARCHITECT PROGESTERONE CONTROLS (LN 7K77-10) | Single (Specified) Analyte Controls (Assayed And Unassayed) | 1
Abbott | USA | IVD | CGN | ARCHITECT Folate Reagent Kit (LN 1P74-27, 1P74-37);ARCHITECT Folate Calibrators (LN 1P74-02);ARCHITECT Folate Controls (LN 1P74-12);ARCHITECT Folate Manual Diluent (LN 1P74-50);Alinity i Folate Manual Diluent (08P1460);Alinity i Folate Reagent Kit (LN 08P1421, 08P1431) | Acid, Folic, Radioimmunoassay | 2
Abbott | USA | IVD | JIT | ARCHITECT LH Calibrators (LN 2P40-01) | Calibrator, Secondary | 2
Abbott | USA | IVD | JJX | ARCHITECT B12 Reagent Kit (LN 7K61-27, 7K61-37);Alinity i B12 Reagent Kit (LN 07P6721, 07P6731);ARCHITECT B12 Controls (LN 7K61-12);ARCHITECT B12 Calibrators (LN 7K61-02) | Single (Specified) Analyte Controls (Assayed And Unassayed) | 1
Abbott | USA | IVD | JJX | ARCHITECT Free T4 Calibrators (LN 7K65-02);ARCHITECT Free T4 Controls (LN 7K65-10);ARCHITECT Free T4 Reagent Kit (LN 7K65-27, 7K65-32, 7K65-35) | Single (Specified) Analyte Controls (Assayed And Unassayed) | 1
Abbott | USA | IVD | JIT | ARCHITECT Total T4 Calibrators (LN 7K66-02) | Calibrator, Secondary | 2
Abbott | USA | IVD | MRG | ARCHITECT 25-OH Vitamin D Reagent Kit (LN 5P02-25, 5P02-30, 5P02-35);Alinity i 25-OH Vitamin D Reagent Kit (08P4522, 08P4532);ARCHITECT 25-OH Vitamin D Calibrators (LN 5P02-02);ARCHITECT 25-OH Vitamin D Controls (LN 5P02-12) | System, Test, Vitamin D | 2
Abbott | USA | IVD | CEC | Alinity i Free T4 Reagent Kit (LN 07P7020, 07P7030);ARCHITECT Free T4 Reagent Kit (LN 7K65-29, 7K65-34, 7K65-39) | Radioimmunoassay, Free Thyroxine | 2
Abbott | USA | IVD | JJE | Alinity ci-series System Control Module (LN 03R7001);Alinity i Total B-hCG Reagent Kit (LN 07P5121, 07P5131);Alinity i System Accessories;Alinity i System;Alinity i Processing Module (LN 03R6501) | Analyzer, Chemistry (Photometric, Discrete), For Clinical Use | 1
Abbott | USA | IVD | JIT | Alinity c UIBC Calibrator Kit (LN 08P4401);Alinity i FSH Calibrators (LN 07P4901);Alinity i 25-OH Vitamin D Calibrators (LN 08P4501);Alinity i Cortisol Calibrators (LN 08P3301);Alinity i C-Peptide Calibrators (LN 09P3601);Alinity i Intact PTH Calibrators (LN 08P3101, 08P3102);Alinity i Syphilis TP Calibrator (LN 07P6001);Alinity i TSH Calibrators (LN 07P4801);Alinity c Rheumatoid Factor Calibrator Kit (LN 04S0002);Alinity i 2nd Generation Testosterone Calibrators (LN 07P6801);Alinity i CA 15-3 Calibrators (LN 08P5101);Alinity i Total B-hCG Calibrators (LN 07P5101);Alinity c Lp(a) Calibrators (LN 01R1401);Alinity i Prolactin Calibrators (LN 07P6601);Alinity i B12 Calibrators (LN 07P6702);ARCHITECT Total T3 Calibrators (LN 7K64-02);Alinity i Homocysteine Calibrators (LN 09P2801);Alinity i Total T4 Calibrators (LN 07P9501);Alinity i CA 19-9XR Calibrators (LN 08P3201);Alinity i HE4 Calibrators (LN 08P5001);Alinity i STAT High Sensitivity Troponin-I Calibrators (LN 04Z2101);Acetaminophen (LN 03R7401);Alinity i Anti-TPO Calibrators (LN 09P3501);Alinity i Progesterone Calibrators (LN 08P3601);Alinity c B2-Microglobulin Calibrator (LN 01R0902);Alinity i T-Uptake Calibrators (LN 08P1201);ARCHITECT Insulin Calibrators (LN 08K4103);Alinity i Free T3 Calibrators (LN 07P6901);Alinity i Folate Calibrators (LN 08P1402);Alinity c Prealbumin Calibrator Kit (LN 04S0101);Alinity i Ferritin Calibrators (LN 07P6501);Alinity i Tacrolimus Calibrators (LN 09P4201);Alinity i Sirolimus Calibrators (LN 09P4101);Alinity i Anti-Tg Calibrators (LN 09P3401);Alinity i Insulin Calibrators (LN 04T7501);Alinity i Active-B12 (Holotranscobalamin) Calibrators (LN 09P2601);Acetaminophen (Alinity c, LN 07P5401);Alinity i LH Calibrators (LN 07P9101);Alinity c ASO Calibrator (LN 01R0602);Alinity i Total T3 Calibrators (LN 07P9401);Alinity i Free T4 Calibrators (LN 07P7001);Alinity i DHEA-S Calibrators (LN 09P3701);Lipase NG OC Calibrator (LN 04Y8501);Prealbumin Calibrator (LN 6E57-03);Alinity i CA 125 II Calibrators (LN 08P4901);Alinity i Estradiol Calibrators (LN 07P5001);ARCHITECT STAT High Sensitivity Troponin-I Calibrators (LN 2R98-01);Alinity c Hemoglobin A1c Calibrators (LN 08P4301) | Calibrator, Secondary | 2
Abbott | USA | MD | LPB | Safire Bi-Directional Catheter;Livewire TC Ablation Catheter;Ampere Generator | Cardiac Ablation Percutaneous Catheter | 3
Abbott | USA | MD | DQK | EnSite Multi-electrode Array Cathet;EnSite System | Computer, Diagnostic, Programmable | 2
Abbott | USA | MD | DQK | EP-WorkMate System | Computer, Diagnostic, Programmable | 2
Abbott | USA | MD | DQK | EP-NurseMate;EP-NurseMate with Physio Module | Computer, Diagnostic, Programmable | 2
Abbott | USA | MD | DQK | EnSite Velocity with PRT | Computer, Diagnostic, Programmable | 2
Abbott | USA | MD | DXJ | VantageView | Display, Cathode-Ray Tube, Medical | 2
Abbott | USA | MD | DRG | PressureWire Net;Wi-box;Radi Analyzer Xpress Adapter 12748;AO USB Receiver;PW USB Receiver | Transmitters And Receivers, Physiological Signal, Radiofrequency | 2
Abbott | USA | MD | DQK | EnSite NavX Surface Electrode Kit;EnSite Array Multi-electrode Diagnostic Catheter;EnSite Velocity System OneModel;EnSite Velocity System v.3.0 | Computer, Diagnostic, Programmable | 2
Abbott | USA | MD | DQK | gMPSII System;MediGuide Navigation System;Guided Medical Positioning System;MediGuide Technology | Computer, Diagnostic, Programmable | 2
Abbott | USA | MD | DQK | EnSite Velocity System;EE3000 | Computer, Diagnostic, Programmable | 2
Abbott | USA | MD | DQK | EnSite Fusion;EnSite Fusion Dynamic Registration Tool | Computer, Diagnostic, Programmable | 2
Abbott | USA | MD | DQK | EnSite Velocity System, Cohesion Module | Computer, Diagnostic, Programmable | 2
Abbott | USA | MD | DQK | MediGuide Technology;MG1000 | Computer, Diagnostic, Programmable | 2
Abbott | USA | MD | DQK | EnSite Velocity System Version 4;EnSite Precision Mapping Module;EnSite Velocity System v.4.0 | Computer, Diagnostic, Programmable | 2
Abbott | USA | MD | DQK | WorkMate Claris System | Computer, Diagnostic, Programmable | 2
Abbott | USA | MD | DQK | EnSite Precision Mapping Module Upgrade Kit;EnSite Velocity System v.4.0.2;EnSite Contact Force Module | Computer, Diagnostic, Programmable | 2
Abbott | USA | MD | DXO | PressureWire Aeris / Certus (Gen 8) | Transducer, Pressure, Catheter Tip | 2
Abbott | USA | MD | DQK | EnSite Precision Surface Electrode Kit;EnSite Precision Cardiac Mapping System, v2.0.1 | Computer, Diagnostic, Programmable | 2
Abbott | USA | MD | DQK | WorkMate Claris System | Computer, Diagnostic, Programmable | 2
Abbott | USA | MD | DQK | Ensite Velocity Cardiac Mapping System V.2, Ensite Precision Cardiac Mapping System V2.2 | Computer, Diagnostic, Programmable | 2
Abbott | USA | MD | DQK | Ensite Velocity Cardiac Mapping System V.2, Ensite Precision Cardiac Mapping System V2.2 | Computer, Diagnostic, Programmable | 2
Abbott | USA | MD | DQK | RadiAnalyzer Xpress | Computer, Diagnostic, Programmable | 2
Abbott | USA | MD | DQK | Ensite Velocity CathLink Module;Ensite Velocity System Monitor 24";Ensite Velocity System GenConnect;Ensite Contact Force Module Software Installation;Ensite Velocity Display Workstation;Ensite Precision Software Installation v.2.0.0 30 Day Trial;Ensite Velocity Software Upgrade Kit, v5.0.1;Ensite Velocity System GenConnect (GenConnect interface to T-series generator.);Ensite Velocity System Amplifier Cart;Ensite Velocity System Amplifier Kit;Ensite Velocity Amplifier and DWS;Ensite Contact Force Module Installation Kit;AutoMark Installation Kit;Ensite System RecordConnect;Ensite AutoMap Module v.1.0 30 Day Trial;Advisor HD Grid Mapping Catheter, Sensor Enbled Software Installation;Ensite System GenConnect (GenConnect Interface to EPT generator.);Ensite Courier Software Installation v.3.0 30 Day Trial;Ensite Precision Software Installation v.2.0.1 30 Day Trial;Ensite Velocity Amplifier;Ensite Precision Field Frame Storage Bracket;Ensite Velocity EP-WorkMate Record Connect;Ensite Velocity Amplifier and Display Workstation;Ensite Velocity System RecordConnect;Ensite Precision Link, Sensor Enabled Link;Ensite Velocity System GE CardioLab RecordConnect;Ensite Precision Software Installation;Ensite Velocity System Equipotential Cable;Advisor HD/VL Mapping Catheter, Catheter Catalog Installation Sensor Enabled;Ensite Velcity System GenConnect (GenConnect interface to Stockert generator.);Ensite Precision Field Frame Cable;Ensite Velocity System GenConnect (GenConnect interface to Stockert SmartAblate generator.);Ensite Velocity System EP-WorkMate RecordConnect;Ensite Display Workstation;Ensite Precision Power Supply Kit;Ensite Amplifier and Display Workstation;Ensite MediGuide Interface Module Software Installation v.1.0.1;Advisor FL Mapping Catheter, Sensor Enabled Software Installation;Ensite Velocity System DWS Kit;Ensite Velocity Amplifier Cart;Ensite Velocity RecordConnect For Use With WorkMate Claris System;Ensite AutoMap Module v.1.0;TactiCath Ablation Catheter, Sensor Enabled Software Installation 30 Day Trial;Ensite Velocity Software Upgrade Kit, v5.2;Remote Monitor Stand;Ensite System RecordConnect (RecordConnect interface to Bard Stamp recording system.);Ensite Courier Software Installation v.3.0;Ensite Precision Field Frame;Ensite Precision Field Fram Bracket;Ensite Velocity System Remote Monitor Stand;Ensite Velocity Software Upgrade Kit, v5.2.1;Power Cord, Compatible with St. Jude Medical Electrophysiology Products;Ensite Verismo Software Upgrade Kit v.2.0.1;Ensite Precision Software Installation v.2.0.1;Ensite Velocity Kit, GenConnect, Stockert, NST;AutoMark Software Installation v.1.0;Record Connect;Ensite Velocity Bard Clearsign RecordConnect;FlexAbility Ablation Catheter, Sensor Enabled Software Installation;Ensite Velocity Cable Assembly Kit, T Series;Ensite Derexi Module v.1.3.1;Ensite Contact Force Module Software Installation, v.2.0;Ensite System RecordConnect (RecordConnect interface to Bard Stamp recording system.) RFB;Ensite Velocity Sytstem Workstation;Ensite Velocity System Workstation Cart;Ensite Velocity System Workstation Accessory Kit;Ensite Velocity System GenConnect (GenConnect interface to Stockert generator.);Ensite Contact Force Module Software Installation v.2.0 30 Day License;Ensite Velocity Workstation Cart;Ensite System RecordConnect RFB;Ensite System GenConnect (GenConnect interface to Atakr generator.) RFB;Ensite Velocity NavLink Module;Ensite Precision Software Installation v.2.2;TactiCath Ablation Catheter, Sensor Enabled Software Installation;Ensite System GenConnect (GenConnect Interface to EPT generator.) RFB;Ensite Fusion Software Upgrade Kit v.7.1;Ensite Velocity Display Workstation DWS Kit;Ensite Velocity System Workstation;Printer;Ensite Velocity RecordConnect;Ensite Velocity System RecordConnect Kit Universal;Ensite Precision Bedrail Mount Kit;Ensite System GenConnect (GenConnect interface to Atakr generator.);Ensite Velocity System Cable Accessory Kit;Ensite Velocity DWS HDD;GenConnect;Ensite Velocity Remote Monitor Stand;Ensite Precision Field Frame Bracket;Ensite Velocity ArrayLink Module;Ensite Velocity System CathLink Module;Ensite Velocity System Siemens RecordConnect;Ensite Velocity Display Workstation (DWS);Ensite Velocity System GenConnect Kit IBI;Ensite Precision Patient Reference Sensor;Ensite Velcity System Display Workstation Kit;TactiCath Ablation Catheter, Sensor Enabled Catheter Catalog Installation, v.1.0;Ensite Precision Software Installation v.2.2 30 Day Trial;Ensite Precision Module, Sensor Enabled Module;Ensite Velocity System RecordConnect (RecordConnect interface to Bard Clearsign recording system.) | Computer, Diagnostic, Programmable | 2
Abbott | USA | MD | DQK | QUANTIEN Measurement System with Software Version 1.12.1 | Computer, Diagnostic, Programmable | 2
Abbott | USA | MD | DQK | Quantien Mounting Stands and Brackets;Quantien Measurement System;Quantien Measurement System AUX OUT Cable C12796;RadiAnalyzer Xpress Monitor Cable 12900 Series;RadiAnalyzer Adapter Cables 12600 series;RadiAnalyzer Xpress Cable Converter C12784;Quantien Measurement System AUX IN Cable C12500-C12510;Quantien Measurement System C12787;Quantien Measurement System Adapter C12600 series;Quantien Measurement System Monitor Cables C12900 Series | Computer, Diagnostic, Programmable | 2
Abbott | USA | MD | DQK | EnSite Precision System Software Upgrade v.2.6.1, H702602;EnSite LiveView Dynamic Display Software License;EnSite Precision Software Installation v.2.7 H702701;EnSite Precision Software Installation v2.6;EnSite Precision Software Upgrade v2.7.1 | Computer, Diagnostic, Programmable | 2
Abbott | USA | MD | DQK | Ensite Velocity CathLink Module;Ensite Velocity System Monitor 24";Ensite Velocity System GenConnect;Ensite Velocity Display Workstation;Ensite Precision Software Installation v.2.0.0 30 Day Trial;Ensite AutoMap Module v.1.0 30 Day Trial, H702498-T;Ensite Velocity Software Upgrade Kit, v5.0.1;EnSite Velocity Surface Electrode Kit Large, 5 Pack EN0010-10000331;Ensite Velocity System GenConnect (GenConnect interface to T-series generator.);Ensite Velocity System Amplifier Cart;Advisor HD Grid Mapping Catheter, Sensor Enbled Software Installation, H702519;Ensite Velocity System Amplifier Kit;Ensite Velocity Amplifier and DWS;Ensite System RecordConnect;Ensite Courier Software Installation v.3.0 30 Day Trial, H702501-T;Ensite System GenConnect (GenConnect Interface to EPT generator.);Ensite Precision Software Installation v.2.0.1 30 Day Trial;Ensite Velocity Amplifier;Ensite Precision Field Frame Storage Bracket;Ensite Velocity EP-WorkMate Record Connect;Ensite Fusion Software Upgrade Kit v.7.1, H702506;EnSite System Reference Electrode, SYS-REF-V1;Ensite Velocity Amplifier and Display Workstation;Ensite Velocity System RecordConnect;Ensite Precision Link, Sensor Enabled Link;Ensite Display Workstation, EE3000;Ensite Velocity System GE CardioLab RecordConnect;Ensite Precision Software Installation;Ensite Contact Force Module Software Installation v.2.0 30 Day License, H702500-T;Ensite Velocity System Equipotential Cable;Ensite Velcity System GenConnect (GenConnect interface to Stockert generator.);Ensite Precision Field Frame Bracket, H702472;Ensite Velocity System GenConnect (GenConnect interface to Stockert SmartAblate generator.);Ensite Velocity System EP-WorkMate RecordConnect;Ensite Precision Power Supply Kit;Advisor FL Mapping Catheter, Sensor Enabled Software Installation, H702507;Ensite Velocity System DWS Kit;Ensite Velocity Amplifier Cart;Ensite Velocity RecordConnect For Use With WorkMate Claris System;Ensite Courier Software Installation v.3.0, H702501;Ensite Amplifier and Display Workstation, EE3000;TactiCath Ablation Catheter, Sensor Enabled Software Installation 30 Day Trial;Ensite Velocity Software Upgrade Kit, v5.2;Remote Monitor Stand;EnSite Precision Surface Electrode Kit;Ensite AutoMap Module v.1.0, H702498;Advisor HD/VL Mapping Catheter, Catheter Catalog Installation Sensor Enabled, H702532;Ensite System RecordConnect (RecordConnect interface to Bard Stamp recording system.);EnSite Precision Patient Reference Sensor SURF-ELEC-2PRS;Ensite Velocity System Remote Monitor Stand;AutoMark Software Installation v.1.0, H702499;Ensite Velocity Software Upgrade Kit, v5.2.1;Power Cord, Compatible with St. Jude Medical Electrophysiology Products;AutoMark Installation Kit, H702499-HW;Ensite Velocity Kit, GenConnect, Stockert, NST;Ensite Precision Software Installation v.2.0.1;Ensite Verismo Software Upgrade Kit v.2.0.1;Ensite Contact Force Module Installation Kit, H702500-HW;Ensite Contact Force Module Software Installation, v.2.0, H702500;EnSite Precision Surface Electrode Kit, PRCN-SEK-A;Record Connect;Ensite Velocity Bard Clearsign RecordConnect;FlexAbility Ablation Catheter, Sensor Enabled Software Installation;Ensite Velocity Cable Assembly Kit, T Series;Ensite System RecordConnect (RecordConnect interface to Bard Stamp recording system.) RFB;Ensite Velocity Sytstem Workstation;Ensite Precision Bedrail Mount Kit, H702474;Ensite Velocity System Workstation Cart;Ensite Velocity System Workstation Accessory Kit;Ensite Precision Field Frame Bracket, H702472-E;Ensite Velocity System GenConnect (GenConnect interface to Stockert generator.);Ensite Derexi Module v.1.3.1, H702502;Ensite Velocity Workstation Cart;Ensite System RecordConnect RFB;Ensite System GenConnect (GenConnect interface to Atakr generator.) RFB;Ensite Velocity NavLink Module;Ensite Precision Software Installation v.2.2;TactiCath Ablation Catheter, Sensor Enabled Software Installation;Ensite System GenConnect (GenConnect Interface to EPT generator.) RFB;Ensite Velocity Display Workstation DWS Kit;Ensite Velocity System Workstation;Printer;Ensite Velocity RecordConnect;Ensite Velocity System RecordConnect Kit Universal;Ensite Precision Field Frame Cable,;Ensite System GenConnect (GenConnect interface to Atakr generator.);Ensite Velocity System Cable Accessory Kit;Ensite Velocity DWS HDD;GenConnect;Ensite Velocity Remote Monitor Stand;Ensite Velocity ArrayLink Module;Ensite Velocity System CathLink Module;Ensite Velocity System Siemens RecordConnect;Ensite Velocity Display Workstation (DWS);Ensite MediGuide Interface Module Software Installation v.1.0.1, H702503;Ensite Velocity System GenConnect Kit IBI;Ensite Precision Patient Reference Sensor;Ensite Contact Force Module Software Installation, H702500;Ensite Velcity System Display Workstation Kit;TactiCath Ablation Catheter, Sensor Enabled Catheter Catalog Installation, v.1.0;Ensite Precision Software Installation v.2.2 30 Day Trial;Ensite Precision Module, Sensor Enabled Module;Ensite Precision Field Frame, H702469;Ensite Velocity System RecordConnect (RecordConnect interface to Bard Clearsign recording system.) | Computer, Diagnostic, Programmable | 2
Abbott | USA | MD | MTD | EnSite Fixed Field Frame Bracket, ENSITE-FF-BRCKT-01;EnSite X EP System Monitor Pole, ENSITE-MONPOLE-01;EnSite X EP System Display Workstation, ENSITE-R-DWS-01;EnSite X EP System Field Frame, ENSITE-FF-01;EnSite X EP System Surface Electrode Kit, ENSITE-SEK-5-01;EnSite X EP System Amplifier, ENSITE-AMP-01;Advisor VL Circular Mapping Catheter, Sensor Enabled, D-AVSE-DF10-V1525;EnSite X EP System ECG Cable, ENSITE-CECG-60-01;EnSite X EP System Contact Force Software License, ENSITE-CF-01;EnSite X EP System Field Frame, ENSITE-R-FF-01;EnSite X EP System Recording System IC Output Cable, ENSITE-CR-56-01;EnSite X EP System Contact Force Software License, ENSITE-D-CF-01;EnSite X EP System ECG Output Module, ENSITE-ECGOUT-01;EnSite X EP System Amplifier Cart, ENSITE-AMPCART1-01;EnSite X EP System Amplifier, ENSITE-R-AMP-02;EnSite X EP System Amplifier, ENSITE-R-AMP-01;EnSite X EP System Catheter Input Module, ENSITE-CIM-20-01;EnSite X EP System Single Monitor Mount, ENSITE-SMMK-01;EnSite X EP System Field Frame Cable, ENSITE-FF-4.5C-01;EnSite X EP System Recording System IC Output Cable, ENSITE-CR-64-01;EnSite X EP System IC Output Cable, ENSITE-WM56-60-01;Advisor VL Circular Mapping Catheter, Sensor Enabled, D-AVSE-DF20-V1525;Advisor FL Circular Mapping Catheter, Sensor Enabled, D-AVSE-DF10-F15;EnSite X EP System IC Output Cable, ENSITE-WM56-144-01;EnSite X EP System Radio-opaque ECG Lead Set, ENSITE-ECGRO-01;Advisor FL Circular Mapping Catheter, Sensor Enabled, D-AVSE-D10-F20;Advisor FL Circular Mapping Catheter, Sensor Enabled, D-AVSE-D10-F15;EnSite X EP System IC Output Cable, ENSITE-WM64-144-01;EnSite X EP System Remote Monitor Stand, ENSITE-RMS-01;Advisor VL Circular Mapping Catheter, Sensor Enabled, D-AVSE-D10-V1525;EnSite X EP System Connect Cable, ENSITE-ACBL-160-01;EnSite X EP System IC Output Cable, ENSITE-WM64-60-01;EnSite X EP System Triple Monitor Mount, ENSITE-TMMK-01;Advisor HD Grid High Density Mapping Catheter, Sensor Enabled, D-AVHD-DF16;EnSite X EP System Display Workstation, ENSITE-DWS-01;EnSite X EP System SurfaceLink Module, ENSITE-SRFLNK-01;EnSite X EP System Radio-lucent ECG Lead Set, ENSITE-ECGRL-01;EnSite X EP System Field Frame Cable, ENSITE-FF-3MC-01;EnSite X EP System Display Workstation Cart, ENSITE-DWSCART-01;EnSite X EP System Dual Monitor Mount, ENSITE-DMMK-01;EnSite X EP System Amplifier, ENSITE-AMP-02;Advisor FL Circular Mapping Catheter, Sensor Enabled, D-AVSE-DF10-F20;Advisor VL Circular Mapping Catheter, Sensor Enabled, D-AVSE-D20-V1525;EnSite X EP System Patient Reference Sensor, ENSITE-PRSFRNT-01;EnSite X EP System ECG Cable, ENSITE-CECG-144-01;EnSite X EP System Connect Cable, ENSITE-ACBL-60-01;EnSite Adjustable Field Frame Bracket, ENSITE-FF-ABRKT-01;EnSite X EP System Catheter Input Module, ENSITE-CIM-80-01;EnSite X EP System Amplifier Power Module, ENSITE-AMP-EPM-01;EnSite X EP System Bedrail Mount, ENSITE-RAILMNT-01;EnSite X EP System Patient Reference Sensor, ENSITE-PRSBACK-01;EnSite X EP System Amplifier Cart, ENSITE-AMPCART3-01 | Catheter, Intracardiac Mapping, High-Density Array | 2
Abbott | USA | MD | DQK | ENSITE-WM64-60-01 EnSite X EP System IC Output Cable;ENSITE-D-LV-01 EnSite X EP System EnSite LiveView Dynamic Display Demo Software License;ENSITE-DWS-1.1 EnSite X EP System Display Workstation;ENSITE-SW-1.0.2 EnSite X EP System Software Upgrade;ENSITE-WM64-144-01 EnSite X EP System IC Output Cable;ENSITE-SW-1.1 EnSite X EP System Software Upgrade;ENSITE-ACBL-60-01 EnSite X EP System Connect Cable;ENSITE-WS-01 EnSite X EP System Wave Speed Map Software License;ENSITE-TF-02 EnSite X EP System TactiFlex Ablation Catheter, Sensor Enabled Software License;ENSITE-RAILMNT-01 EnSite X EP System Bedrail Mount;ENSITE-ECGOUT-01 EnSite X EP System ECG Output Module;ENSITE-SW-1.1.1 EnSite X EP System Software Upgrade;ENSITE-AMP-EPM-01 EnSite X EP System Amplifier Power Module;ENSITE-DWS-01 EnSite X EP System Display Workstation;ENSITE-R-DWS-01 EnSite X EP System Display Workstation;ENSITE-FF-01 EnSite X EP System Field Frame;ENSITE-LV-01 EnSite X Ep System EnSite LiveView Dynamic Display Software License;ENSITE-AM-2.0 EnSite X EP System Advanced Mapping Software License;ENSITE-CL-01 EnSite X EP System EnSite Cloud Software License;ENSITE-SW-2.0.1 EnSite X EP System Software Upgrade;ENSITE-WM56-60-01 EnSite X EP System IC Output Cable;ENSITE-ECGRO-01 EnSite X EP System Radio-opaque ECG Lead set;ENSITE-FF-ABRKT-01 EnSite Adjustable Field Frame Bracket;ENSITE-AMPCART1-01 EnSite X EP System Amplifier Cart;ENSITE-OTAC-01 EnSite X EP System OTA Certificate Software License;ENSITE-TFM-02 EnSite X EP System TactiFlex Ablation Catheter, Sensor Enabled Software Upgrade;ENSITE-LE-01 EnSite X EP System Live Export Software License;ENSITE-AMPCART3-01 EnSite X EP System Amplifier Cart;ENSITE-TMMK-01 EnSite X EP System Triple Monitor Mount Kit;ENSITE-D-WS-01 EnSite X EP System Wave Speed Map Demo Software License;ENSITE-ECGRL-01 EnSite X EP System Radio-lucent ECG Lead set;ENSITE-AMP-02 EnSite X EP System Amplifier;ENSITE-DWS-2.0.1 EnSite X EP System Display Workstation;ENSITE-CECG-144-01 EnSite X EP System ECG Cable;ENSITE-CIM-80-01 EnSite X EP System Catheter Input Module;ENSITE-D-AM-2.0 EnSite X EP System Advanced Mapping Demo Software License;ENSITE-FF-BRCKT-01 EnSite Fixed Field Frame Bracket;ENSITE-RMS-01 EnSite X EP System Remote Monitor Stand;ENSITE-OT-01 EnSite X EP System EnSite Omnipolar Technology Software License;ENSITE-CR-56-01 EnSite X EP System Recording System IC Output Cable;ENSITE-CECG-60-01 EnSite X EP System ECG Cable;ENSITE-SW-2.0 EnSite X EP System Software Upgrade;ENSITE-D-CF-01 EnSite X EP System Contact Force Software License;ENSITE-MONPOLE-01 EnSite X EP System Monitor Pole;ENSITE-ACBL-160-01 EnSite X EP System Connect Cable;ENSITE-SEK-5-01 EnSite X EP System Surface Electrode Kit;ENSITE-CF-01 EnSite X EP System Contact Force Software License;ENSITE-CR-64-01 EnSite X EP System Recording System IC Output Cable;ENSITE-FF-4.5C-01 EnSite X EP System Field Frame Cable;ENSITE-DWSCART-01 EnSite X EP System Display Workstation Cart;ENSITE-AMP-01 EnSite X EP System Amplifier;EnSite X EP System Level Order Number ENSITE-SYSTEM-111;ENSITE-R-DWS-2.0.1 EnSite X EP System Display Workstation;ENSITE-WM56-144-01 EnSite X EP System IC Output Cable;ENSITE-D-OT-01 EnSite X EP System EnSite Omnipolar Technology Demo Software License;ENSITE-PRSBACK-01 EnSite X EP System Patient Reference Sensor;EnSite X EP System Level Order Number ENSITE-SYSTEM-201;ENSITE-FF-3MC-01 EnSite X EP System Field Frame Cable;ENSITE-R-AMP-02 EnSite X EP System Amplifier;ENSITE-CIM-20-01 EnSite X EP System Catheter Input Module;ENSITE-SRFLNK-01 EnSite X EP System SurfaceLink Module;ENSITE-R-AMP-01 EnSite X EP System Amplifier;ENSITE-PRSFRNT-01 EnSite X EP System Patient Reference Sensor;ENSITE-R-DWS-1.1 EnSite X EP System Display WorkStation;ENSITE-OTEXPORT-01 EnSite X EP System EnSite Omnipolar Technology Data Export Software License;ENSITE-SMMK-01 EnSite X EP System Single Monitor Mount;ENSITE-DMMK-01 EnSite X EP System Dual Monitor Mount;ENSITE-R-FF-01 EnSite X EP System Field Frame | Computer, Diagnostic, Programmable | 2
Abbott | USA | MD | DQK | S-Video to VGA Signal Converter;Cable Assy, IBP, Omedha DTXX;WM Claris Z440 v.1.2 Upgrade Kit;DVI to HDMI Adapter;Cable, Serial, 3 ft DB9;DMS59 to Dual DVI SPlitter Video Cable;v.1.2.1 Z440 Upgrade Kit;WorkMate Unity DICOM Module;v.1.2.1 Z620 Upgrade Kit;Power Supply Connector Adapter;WM Claris Power Kit, 110;Power Supply, 5V MG with 2.5MM I.D.;v.1.2.1 Onyx Scribe Upgrade Kit;WorkMate Claris OS Patch SW Kit;Media Conv, DB9 to Fiber SC;EP-4 Cardiac Stimulator;Fiber Optic Cable - Duplex LC/LC;WM Claris Z620 v.1.2 Upgrade Kit;WM Claris Cable Kit, 30m;1WM Claris Cable Kit, 15m;WorkMate Scribe Module 110V with Physio;Cable Assy, IBP, Maxxim Cobe;Additional Monitor Stand Kit;EP-WorkMate/EP-4 USB Keyboard;4 Outlet Reverse IEC Accessory Power Str;WM Unity Review Module - Site License;Stim Cable, WorkMate Claris Generic;WM Scribe Onyx v.1.2 Upgrade Kit;WorkMate Unity HL7 Module;Monitor, LCD, 16:9 1920x1080 Resolution;Printer Color Laser 110VAC;Cable Equipotential;EP-4 Touch Screen Computer;incorrect Power Cord, C-18 to C-7, 250V;Kit WM Claris V1.1 Upgrade;Catheter Input Module 57-120;Media Conv, SC Fiber to DB9;Cable Assy, IBP, Abbott Transpac IV;Reverse IEC Accessory Power Strip;Power Conditioner, 120 VAC, 1440 VA Medi;WM Unity Review Module - 10 User License;Cable, COAX;WorkMate Scribe CPU;Radiotranslucent Leadwire;WM Claris CPU;Ferrite round cable snap its 1 to 300MHz;WM Claris Additional Monitor Cable Kit;Cable Assy, IBP, Merit Meritrans;Ferrite, Round Cable Snap-its, 200MHz-10;Power Conditioner, 120 VAC, 600 VA,;Mouse, PS2, Wired;WorkMate ImageSync Module;Cable Assy, IBP, Medex 960;EP-4 Stimulator System 110V;Cable Assy, IBP, Medex 950;LCD Dual Monitor Mount Kit;Cable Assy, IBP, Baxter Truwave;Cable Assy, IBP, Namic Preceptors DT;WorkMate Claris Bed Rail, US;Kit ECG Cable Radio-Translucent 36in Brn;DVI to DisplayPort Adapter;Monitor, Touch Screen LCD, 19 Inch;Catheter Input Module 1-56;Cable Assy, IBP, Medex 860;WM Unity Review Mod - Sgl User License;Cable Assy, Stim, EP4;Cable Assy, IBP, Utah Deltran;2-port DVI splitter;WorkMate Scribe Module 110V;USB Keyboard, Wired, English;Claris ECG Cable Set, Radiopaque (US);WorkMate Claris PM Kit DWG 90169898;Fiber Optic Cable - Duplex LC/LC 30m;SCU II Assembly 448 Channel;SCU II Assembly 96 Channel;Keyboard, PS2, Wired;USB Optical Scroll Mouse, Wired;Claris ECG Cable Set, Radiolucent (US);WM Claris Cable Kit, 10M | Computer, Diagnostic, Programmable | 2
Abbott | USA | MD | DQK | ENSITE-WM64-60-01 EnSite X EP System IC Output Cable;ENSITE-DWS-1.1 EnSite X EP System Display Workstation;ENSITE-D-LV-01 EnSite X EP System EnSite LiveView Dynamic Display Demo Software License;ENSITE-SW-1.0.2 EnSite X EP System Software Upgrade;ENSITE-WM64-144-01 EnSite X EP System IC Output Cable;ENSITE-SW-1.1 EnSite X EP System Software Upgrade;ENSITE-ACBL-60-01 EnSite X EP System Connect Cable;ENSITE-WS-01 EnSite X EP System Wave Speed Map Software License;ENSITE-TF-02 EnSite X EP System TactiFlex Ablation Catheter, Sensor Enabled Software License;ENSITE-ECGOUT-01 EnSite X EP System ECG Output Module;ENSITE-RAILMNT-01 EnSite X EP System Bedrail Mount;ENSITE-SW-1.1.1 EnSite X EP System Software Upgrade;ENSITE-FF-01 EnSite X EP System Field Frame;ENSITE-DWS-01 EnSite X EP System Display Workstation;ENSITE-AMP-EPM-01 EnSite X EP System Amplifier Power Module;ENSITE-AM-2.0 EnSite X EP System Advanced Mapping Software License;ENSITE-LV-01 EnSite X Ep System EnSite LiveView Dynamic Display Software License;ENSITE-R-DWS-01 EnSite X EP System Display Workstation;ENSITE-CL-01 EnSite X EP System EnSite Cloud Software License;ENSITE-SW-2.0.1 EnSite X EP System Software Upgrade;ENSITE-FF-ABRKT-01 EnSite Adjustable Field Frame Bracket;ENSITE-ECGRO-01 EnSite X EP System Radio-opaque ECG Lead set;ENSITE-WM56-60-01 EnSite X EP System IC Output Cable;ENSITE-AMPCART1-01 EnSite X EP System Amplifier Cart;ENSITE-OTAC-01 EnSite X EP System OTA Certificate Software License;ENSITE-TFM-02 EnSite X EP System TactiFlex Ablation Catheter, Sensor Enabled Software Upgrade;ENSITE-LE-01 EnSite X EP System Live Export Software License;ENSITE-AMPCART3-01 EnSite X EP System Amplifier Cart;ENSITE-TMMK-01 EnSite X EP System Triple Monitor Mount Kit;ENSITE-D-WS-01 EnSite X EP System Wave Speed Map Demo Software License;ENSITE-ECGRL-01 EnSite X EP System Radio-lucent ECG Lead set;ENSITE-AMP-02 EnSite X EP System Amplifier;ENSITE-DWS-2.0.1 EnSite X EP System Display Workstation;ENSITE-CIM-80-01 EnSite X EP System Catheter Input Module;ENSITE-CECG-144-01 EnSite X EP System ECG Cable;ENSITE-D-AM-2.0 EnSite X EP System Advanced Mapping Demo Software License;ENSITE-FF-BRCKT-01 EnSite Fixed Field Frame Bracket;ENSITE-RMS-01 EnSite X EP System Remote Monitor Stand;ENSITE-OT-01 EnSite X EP System EnSite Omnipolar Technology Software License;ENSITE-CR-56-01 EnSite X EP System Recording System IC Output Cable;ENSITE-CECG-60-01 EnSite X EP System ECG Cable;ENSITE-SW-2.0 EnSite X EP System Software Upgrade;ENSITE-AMP-01 EnSite X EP System Amplifier;ENSITE-DWSCART-01 EnSite X EP System Display Workstation Cart;ENSITE-ACBL-160-01 EnSite X EP System Connect Cable;ENSITE-SEK-5-01 EnSite X EP System Surface Electrode Kit;ENSITE-CR-64-01 EnSite X EP System Recording System IC Output Cable;ENSITE-D-CF-01 EnSite X EP System Contact Force Software License;ENSITE-FF-4.5C-01 EnSite X EP System Field Frame Cable;ENSITE-MONPOLE-01 EnSite X EP System Monitor Pole;ENSITE-CF-01 EnSite X EP System Contact Force Software License;EnSite X EP System Level Order Number ENSITE-SYSTEM-111;ENSITE-R-DWS-2.0.1 EnSite X EP System Display Workstation;ENSITE-WM56-144-01 EnSite X EP System IC Output Cable;ENSITE-D-OT-01 EnSite X EP System EnSite Omnipolar Technology Demo Software License;ENSITE-PRSBACK-01 EnSite X EP System Patient Reference Sensor;EnSite X EP System Level Order Number ENSITE-SYSTEM-201;ENSITE-FF-3MC-01 EnSite X EP System Field Frame Cable;ENSITE-R-AMP-02 EnSite X EP System Amplifier;ENSITE-CIM-20-01 EnSite X EP System Catheter Input Module;ENSITE-SRFLNK-01 EnSite X EP System SurfaceLink Module;ENSITE-R-AMP-01 EnSite X EP System Amplifier;ENSITE-PRSFRNT-01 EnSite X EP System Patient Reference Sensor;ENSITE-R-DWS-1.1 EnSite X EP System Display WorkStation;ENSITE-OTEXPORT-01 EnSite X EP System EnSite Omnipolar Technology Data Export Software License;ENSITE-SMMK-01 EnSite X EP System Single Monitor Mount;ENSITE-DMMK-01 EnSite X EP System Dual Monitor Mount;ENSITE-R-FF-01 EnSite X EP System Field Frame | Computer, Diagnostic, Programmable | 2
Abbott | USA | MD | DTB | Passive Plus and Isoflex Lead Families, Passive Plus DX Endocardial Steroid Eluting, Passive Fixation Pacing Leads | Permanent Pacemaker Electrode | 3
Abbott | USA | MD | KRG | Identity ADX, Identity, DC, VDR, Integrity ADx XL, Integrity DR, SR, Verity ADx XL, DR, XL , DC, VDR;Pacing System Analyzer Wand, Victory XL DR, DR, SR; Victory AF DR; Zephyr XL DR, DR, SR;;Zephyr XL SR; Accent SR, SR RF, DR, DR RF; Anthem CRT-P, RF CRT-P; Sustain XL, DC/SC; Sustain DR/SR;Medical Adhesive, Integrity Micro SR DR, Identity DR, XL, DR, SR;Atlas DR, VR ICD, ECG Adapter Cable,;Trilogy DC+. Polarity, Affinity DR SR DC, Programmer, entity DR DC, Integrity SR, AFx DR, Afinity VDR;MerlinConduct Mobile Software Application Model 3330 Version 16.1;Syncrony II, Solas, Paragon III, Phoenix III Pacemakers;Merlin Patient Care System Software Model 3330 Version 18.1.1;Allure RF, Allure Quadra RF, Allure, Allure Quadra, Endurity, Assurity+, and Assurity Family of Pacemakers;Accent; Sustain XL SC, DC, SR, DR;;Solus II, Syncrony III, Trilogy DR+, APS Micro Programmer, Advent AV Plus DX Lead, Trilogy SR+ | Programmer, Pacemaker | 3
Abbott | USA | MD | KRG | Regency family of pacemakers;MerlinConduct Mobile Software Application Model 3330 Version 16.1;Merlin Patient Care System Software Model 3330 Version 18.1.1 | Programmer, Pacemaker | 3
Abbott | Australia | IVD | CT772 | Severe acute respiratory syndrome-associated coronavirus IVDs | Severe acute respiratory syndrome-associated coronavirus IVDs | Class 3
Abbott | Australia | MD | 34827 | Tunneller, ligament/tendon | Tunneller, ligament/tendon | Class IIa
Abbott | Australia | MD | 36007 | Proclaim XR 5 Implantable Pulse Generator Model 3660 - Stimulator, electrical, analgesic, spinal cord | Stimulator, electrical, analgesic, spinal cord | AIMD
Abbott | Australia | MD | 36007 | Proclaim XR 7 Implantable Pulse Generator model 3662 - Stimulator, electrical, analgesic, spinal cord | Stimulator, electrical, analgesic, spinal cord | AIMD
Abbott | Australia | MD | 46007 | Cardiac mapping system reference patch | Cardiac mapping system reference patch | Class I
Abbott | Australia | MD | 46265 | Ensite X EP system - Cardiac mapping system | Cardiac mapping system | Class IIb
Abbott | Australia | MD | 53616 | Graftmaster RX Coronary Stent Graft System - Bare-metal coronary artery stent | Bare-metal coronary artery stent | Class III
Abbott | Australia | IVD | CT772 | Severe acute respiratory syndrome-associated coronavirus IVDs | Severe acute respiratory syndrome-associated coronavirus IVDs | Class 3
Abbott | Australia | IVD | CT869 | Clinical chemistry autoimmune IVDs | Clinical chemistry autoimmune IVDs | Class 2
Abbott | Australia | IVD | CT943 | Instrument/analyser IVDs - Instrument/analyser IVDs | Instrument/analyser IVDs | Class 1
Abbott | Australia | IVD | CT974 | Clinical chemistry-specific protein IVDs | Clinical chemistry-specific protein IVDs | Class 2
Abbott | Australia | IVD | CT833 | Clinical chemistry substrate IVDs | Clinical chemistry substrate IVDs | Class 2
Abbott | Australia | MD | 37307 | Brain electrical stimulation system, antitremor | Brain electrical stimulation system, antitremor | Class IIb
Abbott | Australia | IVD | CT923 | Multiple infectious organism IVDs - Multiple infectious organism IVDs | Multiple infectious organism IVDs | Class 3
Abbott | Australia | IVD | CT702 | Multiple-viruses IVDs | Multiple-viruses IVDs | Class 3
Abbott | Australia | IVD | CT284 | Human immunodeficiency virus (HIV) IVDs - Human immunodeficiency virus (HIV) IVDs | Human immunodeficiency virus (HIV) IVDs | Class 3
Abbott | UK | IVD | 62691 | Molecular grade buffered sample diluent IVD | Molecular grade buffered sample diluent IVD | IVD General
Abbott | UK | IVD | 60058 | William-Beuren syndrome IVD, probe | William-Beuren syndrome IVD, probe | IVD General
Abbott | UK | IVD | 57859 | Tissue processor IVD, automated/semi-automated | Tissue processor IVD, automated/semi-automated | IVD General
Abbott | UK | IVD | 48031 | Thermal cycler nucleic acid amplification analyser IVD, laboratory | Thermal cycler nucleic acid amplification analyser IVD, laboratory | IVD General
Abbott | UK | IVD | 60074 | T-cell acute lymphoblastic leukaemia (T-ALL) genetic mutation IVD, probe | T-cell acute lymphoblastic leukaemia (T-ALL) genetic mutation IVD, probe | IVD General
Abbott | UK | IVD | 60010 | SRY gene sex-determination IVD, probe | SRY gene sex-determination IVD, probe | IVD General
Abbott | UK | IVD | 64747 | SARS-CoV-2 nucleic acid IVD, kit, nucleic acid technique (NAT) | SARS-CoV-2 nucleic acid IVD, kit, nucleic acid technique (NAT) | IVD General
Abbott | UK | IVD | 64748 | SARS-CoV-2 nucleic acid IVD, control | SARS-CoV-2 nucleic acid IVD, control | IVD General
Abbott | UK | IVD | 60000 | Prader-Willi syndrome IVD, probe | Prader-Willi syndrome IVD, probe | IVD General
Abbott | UK | IVD | 61644 | Phosphatase and tensin homolog (PTEN) gene IVD, probe | Phosphatase and tensin homolog (PTEN) gene IVD, probe | IVD General
Abbott | UK | IVD | 47962 | Philadelphia chromosome/BCR-ABL transcript IVD, probe | Philadelphia chromosome/BCR-ABL transcript IVD, probe | IVD General
Abbott | UK | IVD | 44431 | Philadelphia chromosome/BCR-ABL mRNA expression IVD, kit, nucleic acid technique (NAT) | Philadelphia chromosome/BCR-ABL mRNA expression IVD, kit, nucleic acid technique (NAT) | IVD General
Abbott | UK | IVD | 61303 | PCR instrument calibrator kit IVD | PCR instrument calibrator kit IVD | IVD General
Abbott | UK | IVD | 61638 | Oligodendroglioma loss of heterozygosity (LOH) IVD, probe | Oligodendroglioma loss of heterozygosity (LOH) IVD, probe | IVD General
Abbott | UK | IVD | 62173 | Nucleic acid sequencing reagent kit IVD | Nucleic acid sequencing reagent kit IVD | IVD Annex II List A
Abbott | UK | IVD | 60736 | Nucleic acid sample preparation instrument IVD | Nucleic acid sample preparation instrument IVD | IVD General
Abbott | UK | IVD | 63689 | ROS proto-oncogene 1 receptor tyrosine kinase gene mutation/mRNA expression IVD, kit, nucleic acid technique (NAT) | ROS proto-oncogene 1 receptor tyrosine kinase gene mutation/mRNA expression IVD, kit, nucleic acid technique (NAT) | IVD General
Abbott | UK | IVD | 61199 | Nucleic acid hybridization detection IVD, probe | Nucleic acid hybridization detection IVD, probe | IVD General
Abbott | UK | IVD | 60120 | Nucleic acid hybridization detection IVD, reagent | Nucleic acid hybridization detection IVD, reagent | IVD General
Abbott | UK | IVD | 62692 | Molecular grade lysis reagent IVD | Molecular grade lysis reagent IVD | IVD General
Abbott | UK | IVD | 62690 | Molecular grade procedure oil IVD | Molecular grade procedure oil IVD | IVD General
Abbott | UK | IVD | 61572 | Multiple myeloma genetic mutation IVD, probe | Multiple myeloma genetic mutation IVD, probe | IVD General
Abbott | UK | IVD | 47920 | Multiple respiratory virus nucleic acid IVD, control | Multiple respiratory virus nucleic acid IVD, control | IVD General
Abbott | UK | IVD | 59949 | Multiple congenital aneuploidy screening IVD, probe | Multiple congenital aneuploidy screening IVD, probe | IVD General
Abbott | UK | IVD | 47922 | Multiple respiratory virus nucleic acid IVD, kit, nucleic acid technique (NAT) | Multiple respiratory virus nucleic acid IVD, kit, nucleic acid technique (NAT) | IVD General
Abbott | UK | IVD | 50409 | Multiple-type sexually transmitted pathogen nucleic acid IVD, kit, nucleic acid technique (NAT) | Multiple-type sexually transmitted pathogen nucleic acid IVD, kit, nucleic acid technique (NAT) | IVD Annex II List B
Abbott | UK | IVD | 61681 | Myelodysplastic syndrome (MDS) IVD, probe | Myelodysplastic syndrome (MDS) IVD, probe | IVD General
Abbott | UK | IVD | 52521 | Nucleic acid extraction/isolation kit IVD | Nucleic acid extraction/isolation kit IVD | IVD General
Abbott | UK | IVD | 30623 | Nucleic acid hybridization detection IVD, kit | Nucleic acid hybridization detection IVD, kit | IVD General
Abbott | UK | IVD | 30205 | Creatinine/ammonium electrode IVD | Creatinine/ammonium electrode IVD | IVD General
Abbott | UK | IVD | 47355 | B-type natriuretic protein/N-terminal pro b-type natriuretic peptide IVD, reagent | B-type natriuretic protein/N-terminal pro b-type natriuretic peptide IVD, reagent | IVD General
Abbott | UK | IVD | 44693 | Creatine kinase myocardial isoenzyme (CKMB) IVD, control | Creatine kinase myocardial isoenzyme (CKMB) IVD, control | IVD General
Abbott | UK | IVD | 52996 | Creatine kinase myocardial isoenzyme (CKMB) IVD, reagent | Creatine kinase myocardial isoenzyme (CKMB) IVD, reagent | IVD General
Abbott | UK | IVD | 42729 | Human chorionic gonadotropin beta-core fragment IVD, control | Human chorionic gonadotropin beta-core fragment IVD, control | IVD General
Abbott | UK | IVD | 62181 | Multichannel clinical chemistry analyser IVD, point-of-care, battery-powered | Multichannel clinical chemistry analyser IVD, point-of-care, battery-powered | IVD General
Abbott | UK | IVD | 52860 | Multiple blood gas/haemoximetry/electrolyte analyte IVD, control | Multiple blood gas/haemoximetry/electrolyte analyte IVD, control | IVD General
Abbott | UK | IVD | 55993 | Activated clotting time (ACT) IVD, kit, clotting | Activated clotting time (ACT) IVD, kit, clotting | IVD General
Abbott | UK | IVD | 52861 | Multiple blood gas/haemoximetry/electrolyte analyte IVD, reagent | Multiple blood gas/haemoximetry/electrolyte analyte IVD, reagent | IVD General
Abbott | UK | IVD | 65355 | Multiple traumatic brain injury marker IVD, kit, enzyme immunoassay (EIA), rapid | Multiple traumatic brain injury marker IVD, kit, enzyme immunoassay (EIA), rapid | IVD General
Abbott | UK | IVD | 55985 | Prothrombin time (PT) IVD, control | Prothrombin time (PT) IVD, control | IVD General
Abbott | UK | IVD | 55986 | Prothrombin time (PT) IVD, reagent | Prothrombin time (PT) IVD, reagent | IVD General
Abbott | UK | IVD | 54212 | Total human chorionic gonadotropin (HCG) IVD, reagent | Total human chorionic gonadotropin (HCG) IVD, reagent | IVD General
Abbott | UK | IVD | 54012 | Troponin I IVD, control | Troponin I IVD, control | IVD General
Abbott | UK | IVD | 54013 | Troponin I IVD, reagent | Troponin I IVD, reagent | IVD General
Abbott | UK | IVD | 65356 | Multiple traumatic brain injury marker IVD, control | Multiple traumatic brain injury marker IVD, control | IVD General
Abbott | UK | IVD | 45793 | Activated clotting time (ACT) IVD, control | Activated clotting time (ACT) IVD, control | IVD General
Abbott | UK | IVD | 55211 | Multiple thyroid antibody IVD, control | Multiple thyroid antibody IVD, control | IVD General
Abbott | UK | IVD | 55326 | Digoxin therapeutic drug monitoring IVD, kit, chemiluminescent assay | Digoxin therapeutic drug monitoring IVD, kit, chemiluminescent assay | IVD General
Abbott | Australia | MD | 36007 | Stimulator, electrical, analgesic, spinal cord | Stimulator, electrical, analgesic, spinal cord | Class IIa
Abbott | Australia | MD | 64970 | Proclaim 5 IPG, Model 3661 - Analgesic spinal cord electrical stimulation system pulse generator implantable | Analgesic spinal cord electrical stimulation system pulse generator implantable | Class III
Abbott | Australia | IVD | 48366 | Alinity s Anti-HCV II Assay - Hepatitis C virus total antibody IVD, kit, chemiluminescent assay | Hepatitis C virus total antibody IVD, kit, chemiluminescent assay | Class 4
Abbott | Australia | IVD | CT772 | Severe acute respiratory syndrome-associated coronavirus IVDs | Severe acute respiratory syndrome-associated coronavirus IVDs | Class 3
Abbott | Australia | IVD | 30768 | Alinity m HIV-1 Kit - HIV1 nucleic acid IVD, kit, nucleic acid technique (NAT) | HIV1 nucleic acid IVD, kit, nucleic acid technique (NAT) | Class 4
Abbott | Australia | IVD | CT701 | Infectious disease IVDs | Infectious disease IVDs | Class 1
Abbott | Australia | MD | 61393 | Brio Patient Controller, model 6856 - Multi-purpose electrical stimulation system programmer | Multi-purpose electrical stimulation system programmer | Class III
Abbott | Australia | MD | 61393 | Prodigy Patient Programmer, model 3856 - Multi-purpose electrical stimulation system programmer | Multi-purpose electrical stimulation system programmer | Class III
Abbott | Australia | MD | 17115 | Prodigy Charging System, model 3730 - Battery charger | Battery charger | Class III
Abbott | Australia | MD | 17115 | Brio LE Charging System, model 6722 - Battery charger | Battery charger | Class III
Abbott | Australia | MD | 45418 | AMPLATZER Duct Occluder II - Cardiac occluder | Cardiac occluder | Class III
Abbott | Australia | MD | 45418 | AMPLATZER Duct Occluder II Additional Sizes - Cardiac occluder | Cardiac occluder | Class III
Abbott | Australia | MD | 35845 | Spoon, medicine, reusable | Spoon, medicine, reusable | Class Im
Abbott | Australia | MD | 62423 | Octrode Lead Kit 3186 - Implantable lumbar neuromuscular electrical stimulation system lead | Implantable lumbar neuromuscular electrical stimulation system lead | Class III
Abbott | Australia | MD | 62423 | Octrode Lead Kits - Implantable lumbar neuromuscular electrical stimulation system lead | Implantable lumbar neuromuscular electrical stimulation system lead | Class III
Abbott | UK | MD | 58115 | Peripheral vascular guidewire, manual | Peripheral vascular guidewire, manual | Class IIa
Abbott | UK | MD | 52747 | Femoral vessel suture implantation set | Femoral vessel suture implantation set | Class IIb
Abbott | UK | MD | 56284 | Drug-eluting coronary artery stent, non-bioabsorbable-polymer-coated | Drug-eluting coronary artery stent, non-bioabsorbable-polymer-coated | Class III
Abbott | UK | MD | 56284 | Drug-eluting coronary artery stent, non-bioabsorbable-polymer-coated | Drug-eluting coronary artery stent, non-bioabsorbable-polymer-coated | Class III
Abbott | UK | MD | 35094 | Cardiac/peripheral vascular guidewire, single-use | Cardiac/peripheral vascular guidewire, single-use | Class III
Abbott | UK | MD | 35094 | Cardiac/peripheral vascular guidewire, single-use | Cardiac/peripheral vascular guidewire, single-use | Class III
Abbott | UK | MD | 47491 | Coronary optical coherence tomography system catheter | Coronary optical coherence tomography system catheter | Class III
Abbott | UK | MD | 47491 | Coronary optical coherence tomography system catheter | Coronary optical coherence tomography system catheter | Class III
Abbott | UK | MD | 47490 | Coronary optical coherence tomography system | Coronary optical coherence tomography system | Class IIb
Abbott | UK | MD | 47490 | Coronary optical coherence tomography system | Coronary optical coherence tomography system | Class IIa
Abbott | UK | MD | 10980 | Cardiac catheterization laboratory computer | Cardiac catheterization laboratory computer | Class IIb
Abbott | UK | IVD | 43606 | Differentiation solution IVD | Differentiation solution IVD | Class A
Abbott | UK | IVD | 55865 | Full blood count IVD, calibrator | Full blood count IVD, calibrator | IVD General
Abbott | UK | IVD | 53030 | Gamma-glutamyltransferase (GGT) IVD, reagent | Gamma-glutamyltransferase (GGT) IVD, reagent | IVD General
Abbott | UK | IVD | 55275 | Gentamicin therapeutic drug monitoring IVD, calibrator | Gentamicin therapeutic drug monitoring IVD, calibrator | IVD General
Abbott | UK | IVD | 35476 | Haematological cell analyser IVD | Haematological cell analyser IVD | IVD General
Abbott | UK | IVD | 61589 | Des-gamma-carboxyprothrombin (DCP) IVD, kit, chemiluminescent immunoassay | Des-gamma-carboxyprothrombin (DCP) IVD, kit, chemiluminescent immunoassay | IVD General
Abbott | UK | IVD | 47214 | Des-gamma-carboxyprothrombin (DCP) IVD, control | Des-gamma-carboxyprothrombin (DCP) IVD, control | IVD General
Abbott | UK | MD | 14435 | Deionization water purification system | Deionization water purification system | Class I
Abbott | UK | IVD | 60771 | Carbon dioxide (CO2) IVD, calibrator | Carbon dioxide (CO2) IVD, calibrator | IVD General
Abbott | UK | IVD | 60768 | Carbon dioxide (CO2) IVD, kit, spectrophotometry | Carbon dioxide (CO2) IVD, kit, spectrophotometry | IVD General
Abbott | UK | IVD | 53686 | Complement components C3/C3c IVD, reagent | Complement components C3/C3c IVD, reagent | IVD General
Abbott | UK | IVD | 54898 | Cyclic citrullinated peptide antibody (anti-CCP) IVD, calibrator | Cyclic citrullinated peptide antibody (anti-CCP) IVD, calibrator | IVD General
Abbott | UK | IVD | 38177 | Cytokeratin IVD, control | Cytokeratin IVD, control | IVD General
Abbott | UK | IVD | 54140 | Dehydroepiandrosterone sulfate (DHEAS) IVD, calibrator | Dehydroepiandrosterone sulfate (DHEAS) IVD, calibrator | IVD General
Abbott | UK | IVD | 54141 | Dehydroepiandrosterone sulfate (DHEAS) IVD, control | Dehydroepiandrosterone sulfate (DHEAS) IVD, control | IVD General
Abbott | UK | IVD | 54139 | Dehydroepiandrosterone sulfate (DHEAS) IVD, kit, chemiluminescent immunoassay | Dehydroepiandrosterone sulfate (DHEAS) IVD, kit, chemiluminescent immunoassay | IVD General
Abbott | UK | IVD | 53236 | Conjugated (direct) bilirubin IVD, reagent | Conjugated (direct) bilirubin IVD, reagent | IVD General
Abbott | Singapore | IVD |  | Abbott ARCHITECT CYFRA 21-1 | Immunology | Class C IVD
Abbott | Singapore | IVD |  | Abbott Alinity c Iron2 | Clinical chemistry | Class B IVD
Abbott | Singapore | IVD |  | Abbott ARCHITECT Iron2 | Clinical chemistry | Class B IVD
Abbott | Singapore | IVD |  | Abbott Architect Magnesium | Clinical chemistry | Class B IVD
Abbott | Japan | MD |  | HT Command peripheral guide wire | Catheter guide wire for heart and central circulatory system
Abbott | Japan | MD |  | HT Command 18 peripheral guide wire | Catheter guide wire for heart and central circulatory system
Abbott | Japan | MD |  | PDA closure set II | Prosthetic material for promoting intravascular embolization of the central circulatory system
Abbott | Japan | MD |  | Cool Path ablation system | Cardiac Catheter for Ablation
Abbott | Japan | MD |  | Cool Path ablation system | Cardiac Catheter for Ablation
Abbott | Japan | IVD |  | CPS Aim SL | cardiac catheter introducer kit
Abbott | Japan | MD |  | AMPLATZER vascular plug II | Prosthetic material for promoting intravascular embolization of the central circulatory system
Abbott | Japan | MD |  | CPS Excel MediGuide | Catheter guide wire for heart and central circulatory system
Abbott | Japan | IVD |  | CPS Direct PL | cardiac catheter introducer kit
Abbott | Japan | IVD |  | CPS Direct SLIIJ | cardiac catheter introducer kit
Abbott | Japan | IVD |  | CPS Direct SLII | cardiac catheter introducer kit
Abbott | Japan | MD |  | AMPLATZER piccolo occluder | Prosthetic material for promoting intravascular embolization of the central circulatory system
Abbott | Japan | MD |  | freestyle lancet | single use automatic lancet
Abbott | USA | MD | DQO | Dragonfly OpStar Imaging Catheter;AptiVue Software | Catheter, Intravascular, Diagnostic | 2
Abbott | USA | IVD | MJX | Alinity i HAVAb IgG Controls (LN 08P2710) | Kit, Serological, Positive Control | 1
Abbott | Japan | MD |  | DBS Trial Stimulator | tremor electrical brain stimulator
Abbott | Japan | MD |  | Infinity 8-pole lead (MRI conditional) | tremor electrical brain stimulator
Abbott | Japan | MD |  | MediGuide navigation system | surgical navigation unit
Abbott | Japan | MD |  | MediGuide navigation system | surgical navigation unit
Abbott | Japan | MD |  | P4-1c probe | Hand-held external ultrasound probe
Abbott | Japan | MD |  | Merlin Programmer | Programmer for implantable active devices
Abbott | Japan | MD |  | Accessories for "Proclaim XR MRI Dual 8 Neurostimulator" | Implantable pain relief stimulator
Abbott | Japan | MD |  | Accessories for "Infinity 8-pole lead" (Conditional MRI compatible) | tremor electrical brain stimulator
Abbott | Japan | MD |  | Accessories for "DBS 4-pole lead" | tremor electrical brain stimulator
Abbott | Japan | MD |  | Artemis programmer accessories | Programmer for implantable active devices
Abbott | Japan | MD |  | Tripole 16 Reed | Implantable pain relief stimulator
Abbott | Japan | MD |  | Quattrode lead accessories | Implantable pain relief stimulator
Abbott | Japan | MD |  | Penta lead (MRI conditional) | Implantable pain relief stimulator
Abbott | Japan | MD |  | Octrode lead (MRI conditional) | Implantable pain relief stimulator
Abbott | Japan | MD |  | freestyle precision pro | Dry clinical chemistry analysis device
Abbott | Japan | MD |  | Nipro Freestyle Freedom Light | self-monitoring glucose meter
Abbott | Japan | MD |  | FreeStyle Libre (Reader software version 2.6.0, 1.00 or higher or FreeStyle Libre Link) | glucose monitor system
Abbott | Japan | MD |  | FreeStyle Libre (Sensor) | glucose monitor system
Abbott | Japan | MD |  | Accessories for Tendril STS | Implantable defibrillator/pacemaker lead
Abbott | Japan | MD |  | graft master | coronary stent graft
Abbott | Japan | MD |  | Accessories for Galant HF | Implantable biventricular pacing pulse generator with defibrillation function
Abbott | Japan | MD |  | Implantable artificial heart assist HeartMate 3 accessories | implantable ventricular assist system
Abbott | Japan | MD |  | Implantable artificial heart assist HeartMate 3 accessories | implantable ventricular assist system
Abbott | Japan | MD |  | Implantable artificial heart assist HeartMate 3 accessories | implantable ventricular assist system
Abbott | Japan | MD |  | Implantable artificial heart assist HeartMate II accessories | implantable ventricular assist system
Abbott | Japan | MD |  | Implantable artificial heart assist HeartMate II accessories | implantable ventricular assist system
Abbott | Japan | MD |  | Accessories for "Durata ICD Lead Single Coil" | Implantable defibrillator/pacemaker lead
Abbott | Japan | MD |  | SJM Epic Tissue Valve | porcine heart valve
Abbott | Japan | IVD |  | SJM in vitro DDD3085 | Invasive external cardiac pacemaker
Abbott | Japan | MD |  | Optisure Single Screw-in (Conditional MRI compatible) | Implantable defibrillator/pacemaker lead
Abbott | Japan | MD |  | SJM tissue valve holder handle model UT2000-R | Artificial valve holder and handle
Abbott | Japan | MD |  | Optisure Single Screw-in N (Conditional MRI Compatible) | Implantable defibrillator/pacemaker lead
Abbott | Japan | MD |  | SensiTherm Esophageal Monitoring System | Electrodes for transesophageal external cardiac pacemakers
Abbott | Japan | MD |  | Durata ICD Lead Single Coil J (MRI Conditional) | Implantable defibrillator/pacemaker lead
Abbott | Japan | MD |  | Accessories for "Durata ICD Screw-in Lead J" | Implantable defibrillator/pacemaker lead
Abbott | Japan | MD |  | Durata ICD Tined Lead J | Implantable defibrillator/pacemaker lead
Abbott | Japan | MD |  | Accessories for "Durata ICD Screw-in Lead" | Implantable defibrillator/pacemaker lead
Abbott | Japan | MD |  | Accessories for "Durata ICD Lead Single Coil J" | Implantable defibrillator/pacemaker lead
Abbott | Japan | MD |  | SJM trifector tissue valve | bovine pericardial valve
Abbott | Japan | MD |  | SJM Epic Valve Sizer Set Model B807 | artificial heart valve sizer
Abbott | Japan | MD |  | MyoDex Lead | Implantable defibrillator/pacemaker lead
Abbott | Japan | IVD |  | Architect TRAb (F5-Y312-1/J01/R01) | Thyroid Stimulating Hormone Receptor Antibody Kit for Blood Test
Abbott | Japan | IVD |  | 25 (OH) Vitamin D Abbott (Architect 470608R03A) | 25-hydroxyvitamin D kit for blood test
Abbott | Japan | MD |  | Ensight system Velocity | Cardiac catheter examination device
Abbott | Japan | MD |  | SJM intravascular pressure measurement system | Invasive blood pressure monitor
Abbott | Japan | MD |  | Accessories for "Ensite System Velocity" | Cardiac catheter examination device
Abbott | Japan | MD |  | Accessories for "Ensite System Velocity" | Cardiac catheter examination device
Abbott | Japan | MD |  | Accessories for "Ensite System Velocity" | Cardiac catheter examination device
Abbott | Japan | MD |  | Accessories for "Ensite System Velocity" | Cardiac catheter examination device
Abbott | Japan | MD |  | Accessories for "Ensite System Velocity" | Cardiac catheter examination device
Abbott | Japan | MD |  | Accessories for "Ensite System Velocity" | Cardiac catheter examination device
Abbott | Japan | MD |  | Accessories for "Ensite System 3000S" | Cardiac catheter examination device
Abbott | Japan | MD |  | Accessories for "Ensite System 3000S" | Cardiac catheter examination device
Abbott | Japan | MD |  | Accessories for "Ensite System 3000S" | Cardiac catheter examination device
Abbott | Japan | MD |  | Accessories for "Ensite System 3000S" | Cardiac catheter examination device
Abbott | Japan | MD |  | EP-4 electrostimulator | diagnostic electrocardiac stimulator
Abbott | Japan | MD |  | BRK puncture needle | septal needle
Abbott | Japan | MD |  | Simplicity probe | ablation probe
Abbott | Japan | MD |  | Accessories for "IonicRF Generator" | ablation electrosurgical unit
Abbott | Japan | MD |  | Ampere high frequency generator | Percutaneous myocardial ablation electrosurgical unit
Abbott | Japan | IVD |  | HBc Abbott (Architect G06277R09) | Hepatitis B virus core antibody kit
Abbott | Japan | IVD |  | FS Precision blood glucose measurement electrode | Self-test glucose kit
Abbott | Japan | IVD |  | HAVAB-G Abbott (Architect G06238R01) | Hepatitis A virus antibody kit
Abbott | Japan | IVD |  | FS blood glucose measurement electrode light | Self-test glucose kit
Abbott | Japan | IVD |  | Architect methotrexate (G06345R03) | blood test methotrexate kit
Abbott | Japan | MD |  | AMPLATZER PFO occluder | Prosthetic material for artificial pericardium
Abbott | Japan | MD |  | Artemis programmer (for SCS) | Parameter selection program for electrical stimulation therapy equipment
Abbott | Japan | MD |  | Artemis programmer (for SCS) | Parameter selection program for electrical stimulation therapy equipment
Abbott | USA | MD | NIK | Pulse-generator, single chamber | Defibrillator, Automatic Implantable Cardioverter, With Cardiac Resynchronization (Crt-D) | 3
Abbott | USA | IVD | MZF | Determine HIV-1/2 Ag/Ab Combo Controls;Alere Determine HIV-1/2 Ag/Ab Combo;Alere Determine HIV-1/2 Ag/Ab Combo Controls;Determine HIV-1/2 Ag/Ab Combo | Test, Hiv Detection | 2
Abbott | USA | IVD | PGX | Alere i Strep A;Alere i Instrument | Groups A, C And G Beta-Hemolytic Streptococcus Nucleic Acid Amplification System | 2
Abbott | USA | IVD | MYI | Alere PBP2a SA Culture Colony Test;CLEARVIEW PBP2a SA Culture Colony Test | System, Test, Genotypic Detection, Resistant Markers, Staphylococcus Colonies | 2
Abbott | USA | IVD | OCC | ID NOW RSV;Alere i RSV;Alere i Instrument;ID NOW Molecular System;ID NOW Instrument | Respiratory Virus Panel Nucleic Acid Assay System | 2
Abbott | USA | IVD | PSZ | DIGIVAL;Alere Reader;Alere BinaxNOW Influenza A & B Card 2;BinaxNOW Influenza A & B Card 2 | Devices Detecting Influenza A, B, And C Virus Antigens | 2
Abbott | USA | IVD | OCC | Alere i Influenza A & B 2;Alere i Instrument;ID NOW Influenza A & B 2;ID NOW Molecular System;ID NOW Instrument | Respiratory Virus Panel Nucleic Acid Assay System | 2
Abbott | USA | IVD | PGX | Alere i Strep A 2;Alere i Instrument;ID NOW Strep A 2;ID NOW Molecular System;ID NOW Instrument | Groups A, C And G Beta-Hemolytic Streptococcus Nucleic Acid Amplification System | 2
Abbott | USA | IVD | QFA | WOUNDCHEK Bacterial Status;WOUNDCHEK Bacterial Status Control Kit | Assay For Detection Of Proteases In Chronic Wounds | 2
Abbott | USA | IVD | QJR | ID NOW COVID-19;ID NOW COVID-19 2.0 Control Swab Kit;ID NOW COVID-19 Control Swab Kit;ID NOW COVID-19 2.0 | Reagents, 2019-Novel Coronavirus Nucleic Acid | N
Abbott | USA | IVD | QKP | Panbio COVID-19 Antigen Self-Test (Abbott Diagnostics Korea Inc.);BinaxNOW COVID-19 Antigen Self-Test (EUA210264);BinaxNOW COVID-19 Ag Card Home Test (EUA203107);BinaxNOW COVID-19 Ag 2 Card (EUA210275);BinaxNOW COVID-19 Ag Card (EUA202537) | Coronavirus Antigen Detection Test System. | N
Abbott | USA | IVD | JIN | OPTIUM BLOOD B-KETONE TEST STRIPS;PRECISION XTRA BLOOD B-KETONE TEST STRIPS | Nitroprusside, Ketones (Urinary, Non-Quant.) | 1
Abbott | USA | IVD | LFR | THE PRECISION / OPTIUM POINT OF CARE BLOOD GLUCOSE TEST STRIPS;FreeStyle Precision H Blood Glucose Monitoring System | Glucose Dehydrogenase, Glucose | 2
Abbott | USA | IVD | LFR | Precision Xtra Blood Glucose and Ketone Monitoring System;Precision Xtra Advanced Diabetes Ma | Glucose Dehydrogenase, Glucose | 2
Abbott | USA | IVD | LFR | Precision Xtra Blood Glucose Test Strips | Glucose Dehydrogenase, Glucose | 2
Abbott | USA | IVD | LFR | Precision PCx Plus Blood Glucose Test Strips;Precision PCx Point of Care Management System;Precision PCx Point of Care System | Glucose Dehydrogenase, Glucose | 2
Abbott | USA | IVD | LFR | Precision Xceed Pro Blood Glucose Test Strips and Precision Xceed Pro Blood B-Ketone Test Strips;Precision Xceed Pro Blood Glucose and Ketone Monitoring System;Precision PCx Plus Blood Glucose Test Strips | Glucose Dehydrogenase, Glucose | 2
Abbott | USA | IVD | LFR | Relion Ultima Advance Blood Glucose;OptiumEZ Blood Glucose Monitoring S | Glucose Dehydrogenase, Glucose | 2
Abbott | USA | IVD | LFR | FREESTYLE PRECISION PRO BLOOD GLUCOSE AND B-KETONE MONITORING SYSTEM | Glucose Dehydrogenase, Glucose | 2
Abbott | USA | IVD | LFR | FreeStyle Precision Neo Blood Glucose Monitoring System | Glucose Dehydrogenase, Glucose | 2
Abbott | USA | IVD | MDS | FreeStyle Libre Pro Flash Glucose Monitoring System | Sensor, Glucose, Invasive | 3
Abbott | USA | IVD | PZE | FreeStyle Libre 14 day Flash Glucose Monitoring System | Sensor, Glucose, Invasive, Non-Adjunctive, Factory-Calibrated, User-Initiated | 3
Abbott | USA | IVD | NBW | FreeStyle Precision Neo Blood Glucose Test Strips | System, Test, Blood Glucose, Over The Counter | 2
Abbott | USA | IVD | QLG | FreeStyle Libre 2 Flash Glucose Monitoring System | Integrated Continuous Glucose Monitoring System, Factory Calibrated, Not For Use With Automated Insulin Delivery Systems | 2
Abbott | USA | IVD | QLG | FreeStyle Libre 2 Flash Glucose Monitoring System (with FreeStyle Libre 2 App) | Integrated Continuous Glucose Monitoring System, Factory Calibrated, Not For Use With Automated Insulin Delivery Systems | 2
Abbott | USA | IVD | QLG | FreeStyle Libre 2 Flash Glucose Monitoring System (with FreeStyle Libre 2 App) | Integrated Continuous Glucose Monitoring System, Factory Calibrated, Not For Use With Automated Insulin Delivery Systems | 2
Abbott | USA | IVD | JQP | RALS WEB3;RALS | Calculator/Data Processing Module, For Clinical Use | 1
Abbott | USA | MD | DTJ | Replacement Holder/Rotators | Holder, Heart-Valve, Prosthesis | 1
Abbott | USA | MD | DYB | Peel-Away Introducer;Seal-Away Introducer | Introducer, Catheter | 2
Abbott | USA | MD | DYB | Hemostasis Valve Adapter;Fastcath Percutaneous Catheter Intro. & Removable Hemo | Introducer, Catheter | 2
Abbott | USA | MD | DYB | Telesheath Guiding Introducer;Fast-Cath Guiding Introducer | Introducer, Catheter | 2
Abbott | USA | MD | DXO | PressureWire Aeris Agile Tip;PressureWire Certus Agile Tip | Transducer, Pressure, Catheter Tip | 2
Abbott | USA | MD | DYB | Engage Introducer;Engage TR Introducer | Introducer, Catheter | 2
Abbott | USA | MD | DYB | PEEL-AWY INTRO KIT | Introducer, Catheter | 2
Abbott | USA | MD | DYB | Ultimum Introducer;Ultimum | Introducer, Catheter | 2
Abbott | USA | MD | DYB | Peel-Awy | Introducer, Catheter | 2
Abbott | USA | MD | DQR | Repositioning Sleeve | Cannula, Catheter | 2
Abbott | USA | MD | MTD | Advisor HD Grid Mapping Catheter, Sensor Enabled | Catheter, Intracardiac Mapping, High-Density Array | 2
Abbott | USA | MD | DXO | PressureWire X | Transducer, Pressure, Catheter Tip | 2
Abbott | USA | MD | DRF | Advisor VL Circular Mapping Catheter, Sensor Enabled | Catheter, Electrode Recording, Or Probe, Electrode Recording | 2
Abbott | USA | MD | GXD | IonicRF Generator | Generator, Lesion, Radiofrequency | 2
Abbott | USA | MD | GXD | Abbott Medical Grounding Pad | Generator, Lesion, Radiofrequency | 2
Abbott | USA | MD | DQK | EnSite Fixed Field Frame Bracket, ENSITE-FF-BRCKT-01;EnSite X EP System Amplifier Cart, ENSITE-AMPCART3-01;EnSite X EP System Monitor Pole, ENSITE-MONPOLE-01;EnSite X EP System Display Workstation, ENSITE-R-DWS-01;EnSite X EP System Field Frame, ENSITE-FF-01;EnSite X EP System EnSite Omnipolar Technology Demo, ENSITE-D-OT-01;EnSite X EP System Surface Electrode Kit, ENSITE-SEK-5-01;EnSite X EP System Amplifier, ENSITE-AMP-01;EnSite X EP System EnSite LiveView Dynamic Display Demo, ENSITE-D-LV-01;Advisor VL Circular Mapping Catheter, Sensor Enabled, D-AVSE-DF10-V1525;EnSite X EP System ECG Cable, ENSITE-CECG-60-01;EnSite X EP System Contact Force Software License, ENSITE-CF-01;EnSite X EP System Field Frame, ENSITE-R-FF-01;EnSite X EP System Wave Speed Map, ENSITE-WS-01;EnSite X EP System Recording System IC Output Cable, ENSITE-CR-56-01;EnSite X EP System Contact Force Software License, ENSITE-D-CF-01;EnSite X EP System ECG Output Module, ENSITE-ECGOUT-01;EnSite X EP System EnSite LiveView Dynamic Display, ENSITE-LV-01;EnSite X EP System Amplifier Cart, ENSITE-AMPCART1-01;EnSite X EP System EnSite Omnipolar Technology Data Export, ENSITE-OTEXPORT-01;EnSite X EP System Amplifier, ENSITE-R-AMP-02;EnSite X EP System Amplifier, ENSITE-R-AMP-01;EnSite X EP System Catheter Input Module, ENSITE-CIM-20-01;EnSite X EP System Single Monitor Mount, ENSITE-SMMK-01;EnSite X EP System Field Frame Cable, ENSITE-FF-4.5C-01;EnSite X EP System Recording System IC Output Cable, ENSITE-CR-64-01;EnSite X EP System IC Output Cable, ENSITE-WM56-60-01;EnSite X EP System Display Workstation, ENSITE-R-DWS-1.1;EnSite X EP System IC Output Cable, ENSITE-WM56-144-01;EnSite X EP System Live Export Software License, ENSITE-LE-01;Advisor FL Circular Mapping Catheter, Sensor Enabled, D-AVSE-DF10-F15;Advisor VL Circular Mapping Catheter, Sensor Enabled, D-AVSE-DF20-V1525;EnSite X EP System Radio-opaque ECG Lead Set, ENSITE-ECGRO-01;Advisor FL Circular Mapping Catheter, Sensor Enabled, D-AVSE-D10-F15;Advisor FL Circular Mapping Catheter, Sensor Enabled, D-AVSE-D10-F20;EnSite X EP System IC Output Cable, ENSITE-WM64-144-01;EnSite X EP System Remote Monitor Stand, ENSITE-RMS-01;Advisor VL Circular Mapping Catheter, Sensor Enabled, D-AVSE-D10-V1525;EnSite X EP System Connect Cable, ENSITE-ACBL-160-01;EnSite X EP System IC Output Cable, ENSITE-WM64-60-01;EnSite X EP System Software Upgrade, ENSITE-SW-1.1;EnSite X EP System Triple Monitor Mount, ENSITE-TMMK-01;Advisor HD Grid High Density Mapping Catheter, Sensor Enabled, D-AVHD-DF16;EnSite X EP System Display Workstation, ENSITE-DWS-01;EnSite X EP System Wave Speed Map Demo, ENSITE-D-WS-01;EnSite X EP System SurfaceLink Module, ENSITE-SRFLNK-01;EnSite X EP System ECG Cable, ENSITE-CECG-144-01;EnSite X EP System Patient Reference Sensor, ENSITE-PRSFRNT-01;EnSite X EP System Display Workstation Cart, ENSITE-DWSCART-01;EnSite X EP System Dual Monitor Mount, ENSITE-DMMK-01;Advisor VL Circular Mapping Catheter, Sensor Enabled, D-AVSE-D20-V1525;EnSite X EP System Field Frame Cable, ENSITE-FF-3MC-01;Advisor FL Circular Mapping Catheter, Sensor Enabled, D-AVSE-DF10-F20;EnSite X EP System Radio-lucent ECG Lead Set, ENSITE-ECGRL-01;EnSite X EP System Display Workstation, ENSITE-DWS-1.1;EnSite X EP System EnSite Omnipolar Technology, ENSITE-OT-01;EnSite X EP System Amplifier, ENSITE-AMP-02;EnSite Adjustable Field Frame Bracket, ENSITE-FF-ABRKT-01;EnSite X EP System Catheter Input Module, ENSITE-CIM-80-01;EnSite X EP System Bedrail Mount, ENSITE-RAILMNT-01;EnSite X EP System Amplifier Power Module, ENSITE-AMP-EPM-01;EnSite X EP System Patient Reference Sensor, ENSITE-PRSBACK-01;EnSite X EP System Connect Cable, ENSITE-ACBL-60-01 | Computer, Diagnostic, Programmable | 2
Abbott | USA | MD | DYB | Peel Away Introducer kit replacement syringe accessory Models 405104, 405108, 405112, 405116, 405118, 405119, 405120, 40 | Introducer, Catheter | 2
Abbott | USA | IVD | JGS | i-STAT Sodium Test;i-STAT Alinity Instrument (Model AN-500) | Electrode, Ion Specific, Sodium | 2
Abbott | USA | MD | DYB | Swartz Braided Transseptal Guiding | Introducer, Catheter | 2
Abbott | USA | MD | DYB | Fast-Cath Guiding Introducer | Introducer, Catheter | 2
Abbott | USA | MD | DYB | Fast-Cath Transseptal Guiding Intro;SJM Transseptal Guiding Introducer | Introducer, Catheter | 2
Abbott | USA | MD | DYB | Ultimum Hemostasis Introducer | Introducer, Catheter | 2
Abbott | USA | MD | DXO | PressureWire Certus and Aeris | Transducer, Pressure, Catheter Tip | 2
Abbott | USA | MD | DYB | Fast-Cath Transseptal Guiding Introducer | Introducer, Catheter | 2
Abbott | USA | MD | OAE | TactiSys Quartz Equipment;TactiCath Contact Force Ablation Catheter, Sensor Enabled;Ampere Generator;TactiCath Quartz 75 Contact Force Ablation Catheter;TactiCath Quartz 65 Contact Force Ablation Catheter | Catheter, Percutaneous, Cardiac Ablation, For Treatment Of Atrial Fibrillation | 3
Abbott | USA | MD | DRF | Advisor FL Circular Mapping Catheter, Sensor Enabled | Catheter, Electrode Recording, Or Probe, Electrode Recording | 2
Abbott | UK | IVD | 51801 | Treponema pallidum total antibody IVD, kit, rapid ICT, clinical | Treponema pallidum total antibody IVD, kit, rapid ICT, clinical | IVD General
Abbott | UK | IVD | 42651 | Buffered isotonic saline reagent IVD | Buffered isotonic saline reagent IVD | Class A
Abbott | UK | IVD | 57892 | Capillary blood collection tube IVD, K2EDTA | Capillary blood collection tube IVD, K2EDTA | IVD General
Abbott | UK | IVD | 48454 | HIV1/HIV2 antibody IVD, kit, immunochromatographic test (ICT), rapid, professional/self-test | HIV1/HIV2 antibody IVD, kit, immunochromatographic test (ICT), rapid, professional/self-test | IVD Annex II List A
Abbott | UK | IVD | 57892 | Capillary blood collection tube IVD, K2EDTA | Capillary blood collection tube IVD, K2EDTA | Class A
Abbott | UK | IVD | 44082 | Clinical laboratory information system application software | Clinical laboratory information system application software | IVD General
Abbott | UK | MD | 58884 | Self-care monitoring/reporting software | Self-care monitoring/reporting software | Class IIa
Abbott | UK | MD | 44611 | Percutaneous interstitial-fluid glucose monitoring system, electrochemical | Percutaneous interstitial-fluid glucose monitoring system, electrochemical | System or Procedure Pack
Abbott | UK | MD | 44611 | Percutaneous interstitial-fluid glucose monitoring system, electrochemical | Percutaneous interstitial-fluid glucose monitoring system, electrochemical | Class IIa
Abbott | UK | MD | 44611 | Percutaneous interstitial-fluid glucose monitoring system, electrochemical | Percutaneous interstitial-fluid glucose monitoring system, electrochemical | Class IIa
Abbott | UK | MD | 44611 | Percutaneous interstitial-fluid glucose monitoring system, electrochemical | Percutaneous interstitial-fluid glucose monitoring system, electrochemical | Class IIa
Abbott | UK | MD | 44611 | Percutaneous interstitial-fluid glucose monitoring system, electrochemical | Percutaneous interstitial-fluid glucose monitoring system, electrochemical | Class IIa
Abbott | UK | IVD | 62644 | Multiple clinical chemistry analyte monitoring system IVD, point-of-care | Multiple clinical chemistry analyte monitoring system IVD, point-of-care | IVD General
Abbott | UK | MD | 44611 | Percutaneous interstitial-fluid glucose monitoring system, electrochemical | Percutaneous interstitial-fluid glucose monitoring system, electrochemical | Class IIb
Abbott | UK | IVD | 62644 | Multiple clinical chemistry analyte monitoring system IVD, point-of-care | Multiple clinical chemistry analyte monitoring system IVD, point-of-care | Class C – Self-testing or Near-patient Testing
Abbott | UK | MD | 44081 | Home healthcare information system application software | Home healthcare information system application software | Class IIa
Abbott | UK | IVD | 62643 | Glucose/ketone monitoring system IVD, home-use | Glucose/ketone monitoring system IVD, home-use | IVD Annex II List B
Abbott | UK | IVD | 62643 | Glucose/ketone monitoring system IVD, home-use | Glucose/ketone monitoring system IVD, home-use | IVD Devices for Self-Testing
Abbott | UK | IVD | 62537 | Glucose monitoring system IVD, home-use | Glucose monitoring system IVD, home-use | IVD Annex II List B
Abbott | UK | IVD | 65039 | Diabetes patient management software IVD | Diabetes patient management software IVD | Class A
Abbott | UK | IVD | 62644 | Multiple clinical chemistry analyte monitoring system IVD, point-of-care | Multiple clinical chemistry analyte monitoring system IVD, point-of-care | Class A
Abbott | UK | IVD | 51707 | Beta-haemolytic Group A Streptococcus antigen IVD, kit, rapid ICT, clinical | Beta-haemolytic Group A Streptococcus antigen IVD, kit, rapid ICT, clinical | IVD General
Abbott | UK | IVD | 51714 | Beta-haemolytic Group A Streptococcus nucleic acid IVD, kit, nucleic acid technique (NAT) | Beta-haemolytic Group A Streptococcus nucleic acid IVD, kit, nucleic acid technique (NAT) | IVD General
Abbott | UK | IVD | 49121 | Influenza A/B virus antigen IVD, control | Influenza A/B virus antigen IVD, control | IVD General
Abbott | UK | IVD | 47775 | General specimen container IVD, no additive/medium | General specimen container IVD, no additive/medium | Class A
Abbott | UK | IVD | 63186 | Immunoassay reagent vehicle tray IVD, reusable | Immunoassay reagent vehicle tray IVD, reusable | Class A
Abbott | UK | IVD | 47775 | General specimen container IVD, no additive/medium | General specimen container IVD, no additive/medium | IVD General
Abbott | UK | IVD | 47279 | Influenza A/B virus nucleic acid IVD, control | Influenza A/B virus nucleic acid IVD, control | IVD General
Abbott | UK | IVD | 49119 | Influenza A/B virus antigen IVD, kit, rapid ICT, clinical | Influenza A/B virus antigen IVD, kit, rapid ICT, clinical | IVD General
Abbott | UK | IVD | 41839 | C-reactive protein (CRP) IVD, control | C-reactive protein (CRP) IVD, control | IVD General
Abbott | UK | IVD | 53707 | C-reactive protein (CRP) IVD, reagent | C-reactive protein (CRP) IVD, reagent | IVD General
Abbott | UK | IVD | 53478 | Microalbumin IVD, control | Microalbumin IVD, control | IVD General
Abbott | UK | IVD | 44435 | Glycated haemoglobin (HbA1c) IVD, control | Glycated haemoglobin (HbA1c) IVD, control | IVD General
Abbott | UK | IVD | 56681 | Single-channel clinical chemistry analyser IVD, point-of-care | Single-channel clinical chemistry analyser IVD, point-of-care | Class A
Abbott | UK | IVD | 56701 | Chemiluminescent immunoassay analyser IVD | Chemiluminescent immunoassay analyser IVD | IVD General
Abbott | UK | IVD | 59058 | Wash/cleaning solution IVD, automated/semi-automated system | Wash/cleaning solution IVD, automated/semi-automated system | IVD General
Abbott | UK | IVD | 56676 | Multiple clinical chemistry analyser IVD, laboratory | Multiple clinical chemistry analyser IVD, laboratory | Class A
Abbott | UK | IVD | 56676 | Multiple clinical chemistry analyser IVD, laboratory | Multiple clinical chemistry analyser IVD, laboratory | IVD General
Abbott | UK | IVD | 56701 | Chemiluminescent immunoassay analyser IVD | Chemiluminescent immunoassay analyser IVD | Class A
Abbott | UK | MD | 61164 | Oral/upper respiratory tract specimen collection kit | Oral/upper respiratory tract specimen collection kit | Class I
Abbott | UK | IVD | 46994 | Multiple drugs of abuse IVD, kit, rapid ICT, clinical | Multiple drugs of abuse IVD, kit, rapid ICT, clinical | IVD General
Abbott | UK | IVD | 63134 | Dried blood spot collection kit IVD | Dried blood spot collection kit IVD | IVD General
Abbott | UK | MD | 65041 | Oral specimen collection swab | Oral specimen collection swab | Class I
Abbott | UK | IVD | 53462 | Triglyceride IVD, reagent | Triglyceride IVD, reagent | IVD General
Abbott | UK | IVD | 53590 | Urea IVD, reagent | Urea IVD, reagent | IVD General
Abbott | UK | IVD | 41338 | Vitamin B12 IVD, control | Vitamin B12 IVD, control | IVD General
Abbott | UK | IVD | 52438 | Toxoplasma gondii immunoglobulin G (IgG) antibody IVD, kit, chemiluminescent immunoassay | Toxoplasma gondii immunoglobulin G (IgG) antibody IVD, kit, chemiluminescent immunoassay | IVD Annex II List B
Abbott | UK | IVD | 52954 | Total aspartate aminotransferase (AST) IVD, kit, enzyme spectrophotometry | Total aspartate aminotransferase (AST) IVD, kit, enzyme spectrophotometry | IVD General
Abbott | UK | IVD | 53229 | Total bilirubin IVD, kit, spectrophotometry | Total bilirubin IVD, kit, spectrophotometry | IVD General
Abbott | UK | IVD | 53480 | Total microprotein IVD, kit, nephelometry/turbidimetry | Total microprotein IVD, kit, nephelometry/turbidimetry | IVD General
Abbott | UK | IVD | 58380 | Total testosterone IVD, control | Total testosterone IVD, control | IVD General
Abbott | UK | IVD | 60899 | Toxoplasma gondii immunoglobulin G (IgG) antibody avidity index IVD, control | Toxoplasma gondii immunoglobulin G (IgG) antibody avidity index IVD, control | IVD Annex II List B
Abbott | UK | IVD | 61477 | Toxoplasma gondii immunoglobulin G (IgG) antibody avidity index IVD, kit, chemiluminescent immunoassay | Toxoplasma gondii immunoglobulin G (IgG) antibody avidity index IVD, kit, chemiluminescent immunoassay | IVD Annex II List B
Abbott | UK | IVD | 42167 | Toxoplasma gondii immunoglobulin G (IgG) antibody IVD, control | Toxoplasma gondii immunoglobulin G (IgG) antibody IVD, control | IVD Annex II List B
Abbott | UK | IVD | 59041 | Transferrin IVD, kit, nephelometry/turbidimetry | Transferrin IVD, kit, nephelometry/turbidimetry | IVD General
Abbott | UK | IVD | 61038 | CD4 cell marker IVD, kit, fluorescent immunoassay, rapid | CD4 cell marker IVD, kit, fluorescent immunoassay, rapid | IVD General
Abbott | UK | IVD | 61302 | Clinical laboratory analyser/instrument control unit IVD | Clinical laboratory analyser/instrument control unit IVD | IVD General
Abbott | UK | IVD | 58049 | Optical laboratory instrument performance standard calibrator/control IVD, reusable | Optical laboratory instrument performance standard calibrator/control IVD, reusable | IVD General
Abbott | UK | IVD | 58049 | Optical laboratory instrument performance standard calibrator/control IVD, reusable | Optical laboratory instrument performance standard calibrator/control IVD, reusable | Class A
Abbott | UK | IVD | 64922 | SARS-CoV-2 antigen IVD, control | SARS-CoV-2 antigen IVD, control | IVD General
Abbott | UK | IVD | 61517 | MDR-TB/XDR-TB nucleic acid IVD, kit, nucleic acid technique (NAT) | MDR-TB/XDR-TB nucleic acid IVD, kit, nucleic acid technique (NAT) | IVD General
Abbott | UK | IVD | 30505 | Plasma protein IVD, calibrator | Plasma protein IVD, calibrator | IVD General
Abbott | UK | IVD | 54315 | Procalcitonin (PCT) IVD, control | Procalcitonin (PCT) IVD, control | IVD General
Abbott | UK | IVD | 54661 | Progastrin-releasing peptide (ProGRP) IVD, calibrator | Progastrin-releasing peptide (ProGRP) IVD, calibrator | IVD General
Abbott | UK | IVD | 54660 | Progastrin-releasing peptide (ProGRP) IVD, kit, chemiluminescent immunoassay | Progastrin-releasing peptide (ProGRP) IVD, kit, chemiluminescent immunoassay | IVD General
Abbott | UK | IVD | 42181 | Sex hormone binding globulin (SHBG) IVD, calibrator | Sex hormone binding globulin (SHBG) IVD, calibrator | IVD General
Abbott | UK | IVD | 38201 | Squamous cell carcinoma antigen IVD, calibrator | Squamous cell carcinoma antigen IVD, calibrator | IVD General
Abbott | UK | IVD | 61418 | Squamous cell carcinoma antigen IVD, kit, chemiluminescent immunoassay | Squamous cell carcinoma antigen IVD, kit, chemiluminescent immunoassay | IVD General
Abbott | UK | IVD | 55247 | Theophylline therapeutic drug monitoring IVD, calibrator | Theophylline therapeutic drug monitoring IVD, calibrator | IVD General
Abbott | UK | IVD | 54297 | Pepsinogen II IVD, control | Pepsinogen II IVD, control | IVD General
Abbott | UK | IVD | 54296 | Pepsinogen II IVD, calibrator | Pepsinogen II IVD, calibrator | IVD General
Abbott | UK | IVD | 55322 | Methotrexate therapeutic drug monitoring IVD, calibrator | Methotrexate therapeutic drug monitoring IVD, calibrator | IVD General
Abbott | UK | IVD | 53477 | Microalbumin IVD, calibrator | Microalbumin IVD, calibrator | IVD General
Abbott | UK | IVD | 62926 | Microscope slide labelling cartridge IVD | Microscope slide labelling cartridge IVD | IVD General
Abbott | UK | IVD | 42652 | Multiple blood-borne virus antigen/antibody IVD, control | Multiple blood-borne virus antigen/antibody IVD, control | IVD Annex II List A
Abbott | UK | IVD | 56676 | Multiple clinical chemistry analyser IVD, laboratory | Multiple clinical chemistry analyser IVD, laboratory | IVD General
Abbott | UK | IVD | 47868 | Multiple-type clinical chemistry analyte profile IVD, calibrator | Multiple-type clinical chemistry analyte profile IVD, calibrator | IVD General
Abbott | UK | IVD | 51180 | Mycobacterium tuberculosis nucleic acid IVD, control | Mycobacterium tuberculosis nucleic acid IVD, control | IVD General
Abbott | UK | IVD | 51178 | Mycobacterium tuberculosis nucleic acid IVD, kit, nucleic acid technique (NAT) | Mycobacterium tuberculosis nucleic acid IVD, kit, nucleic acid technique (NAT) | IVD General
Abbott | UK | IVD | 38191 | Neuron-specific enolase (NSE) IVD, calibrator | Neuron-specific enolase (NSE) IVD, calibrator | IVD General
Abbott | UK | IVD | 52929 | Total alkaline phosphatase (ALP) IVD, reagent | Total alkaline phosphatase (ALP) IVD, reagent | IVD General
Abbott | UK | IVD | 52925 | Alanine aminotransferase (ALT) IVD, reagent | Alanine aminotransferase (ALT) IVD, reagent | IVD General
Abbott | UK | IVD | 53444 | Apolipoprotein A-I (Apo A1) IVD, reagent | Apolipoprotein A-I (Apo A1) IVD, reagent | IVD General
Abbott | UK | IVD | 47351 | B-type natriuretic protein/N-terminal pro b-type natriuretic peptide IVD, kit, chemiluminescent immunoassay | B-type natriuretic protein/N-terminal pro b-type natriuretic peptide IVD, kit, chemiluminescent immunoassay | IVD General
Abbott | UK | IVD | 62927 | Blood smearing cassette IVD | Blood smearing cassette IVD | Class A
Abbott | UK | IVD | 58236 | Buffered wash solution IVD, automated/semi-automated system | Buffered wash solution IVD, automated/semi-automated system | IVD General
Abbott | UK | IVD | 41837 | C-peptide IVD, control | C-peptide IVD, control | IVD General
Abbott | UK | IVD | 54130 | C-peptide IVD, kit, chemiluminescent immunoassay | C-peptide IVD, kit, chemiluminescent immunoassay | IVD General
Abbott | UK | IVD | 64747 | SARS-CoV-2 nucleic acid IVD, kit, nucleic acid technique (NAT) | SARS-CoV-2 nucleic acid IVD, kit, nucleic acid technique (NAT) | IVD General
Abbott | UK | IVD | 52500 | Wuchereria bancrofti antigen IVD, kit, rapid ICT, clinical | Wuchereria bancrofti antigen IVD, kit, rapid ICT, clinical | IVD General
Abbott | UK | IVD | 48030 | Isothermal nucleic acid amplification analyser IVD, laboratory | Isothermal nucleic acid amplification analyser IVD, laboratory | Class A
Abbott | UK | IVD | 51172 | Mycobacterium tuberculosis complex species antigen IVD, kit, rapid ICT, clinical | Mycobacterium tuberculosis complex species antigen IVD, kit, rapid ICT, clinical | IVD General
Abbott | UK | IVD | 60571 | Nuclear matrix protein 22 IVD, kit, enzyme immunoassay (EIA) | Nuclear matrix protein 22 IVD, kit, enzyme immunoassay (EIA) | IVD General
Abbott | UK | IVD | 60572 | Nuclear matrix protein 22 IVD, kit, rapid ICT, clinical | Nuclear matrix protein 22 IVD, kit, rapid ICT, clinical | IVD General
Abbott | UK | IVD | 58049 | Optical laboratory instrument performance standard calibrator/control IVD, reusable | Optical laboratory instrument performance standard calibrator/control IVD, reusable | Class A
Abbott | UK | IVD | 42625 | Photometric/spectroscopic immunoassay analyser IVD | Photometric/spectroscopic immunoassay analyser IVD | IVD General
Abbott | UK | IVD | 42625 | Photometric/spectroscopic immunoassay analyser IVD | Photometric/spectroscopic immunoassay analyser IVD | Class A
Abbott | UK | IVD | 58826 | Protease IVD, kit, rapid ICT, clinical | Protease IVD, kit, rapid ICT, clinical | IVD General
Abbott | UK | IVD | 55934 | Red cell glucose-6-phosphate dehydrogenase (G6PD) IVD, kit, rapid ICT, clinical | Red cell glucose-6-phosphate dehydrogenase (G6PD) IVD, kit, rapid ICT, clinical | IVD General
Abbott | UK | IVD | 52808 | Respiratory syncytial virus (RSV) antigen IVD, control | Respiratory syncytial virus (RSV) antigen IVD, control | IVD General
Abbott | UK | IVD | 49500 | Respiratory syncytial virus (RSV) antigen IVD, kit, rapid ICT, clinical | Respiratory syncytial virus (RSV) antigen IVD, kit, rapid ICT, clinical | IVD General
Abbott | UK | IVD | 48446 | HIV1/HIV2 antigen/antibody IVD, kit, chemiluminescent immunoassay | HIV1/HIV2 antigen/antibody IVD, kit, chemiluminescent immunoassay | IVD Annex II List A
Abbott | UK | IVD | 61016 | Homocysteine?IVD, kit, chemiluminescent immunoassay | Homocysteine?IVD, kit, chemiluminescent immunoassay | IVD General
Abbott | UK | IVD | 49997 | Human papillomavirus (HPV) high risk strain nucleic acid IVD, kit, nucleic acid technique (NAT) | Human papillomavirus (HPV) high risk strain nucleic acid IVD, kit, nucleic acid technique (NAT) | IVD General
Abbott | UK | IVD | 52766 | Human papillomavirus (HPV) high-risk strain nucleic acid IVD, control | Human papillomavirus (HPV) high-risk strain nucleic acid IVD, control | IVD General
Abbott | UK | IVD | 42107 | Human T-cell lymphotrophic virus 1 & 2 (HTLV1 & HTLV2) antibody IVD, calibrator | Human T-cell lymphotrophic virus 1 & 2 (HTLV1 & HTLV2) antibody IVD, calibrator | IVD Annex II List A
Abbott | UK | IVD | 48524 | Human T-cell lymphotrophic virus 1 & 2 (HTLV1 & HTLV2) antibody IVD, kit, chemiluminescent immunoassay | Human T-cell lymphotrophic virus 1 & 2 (HTLV1 & HTLV2) antibody IVD, kit, chemiluminescent immunoassay | IVD Annex II List A
Abbott | UK | IVD | 59238 | Ion selective electrode (ISE) reference solution IVD, reagent | Ion selective electrode (ISE) reference solution IVD, reagent | IVD General
Abbott | UK | IVD | 43472 | Laboratory instrument/analyser application software IVD | Laboratory instrument/analyser application software IVD | IVD General
Abbott | UK | IVD | 53343 | Lactate IVD, kit, reduction/oxidation | Lactate IVD, kit, reduction/oxidation | IVD General
Abbott | UK | IVD | 53393 | High density lipoprotein (HDL) cholesterol IVD, reagent | High density lipoprotein (HDL) cholesterol IVD, reagent | IVD General
Abbott | UK | IVD | 48366 | Hepatitis C virus total antibody IVD, kit, chemiluminescent assay | Hepatitis C virus total antibody IVD, kit, chemiluminescent assay | IVD Annex II List A
Abbott | UK | IVD | 41960 | Hepatitis A virus immunoglobulin M (IgM) antibody IVD, control | Hepatitis A virus immunoglobulin M (IgM) antibody IVD, control | IVD General
Abbott | UK | IVD | 48283 | Hepatitis A virus immunoglobulin M (IgM) antibody IVD, kit, chemiluminescent immunoassay | Hepatitis A virus immunoglobulin M (IgM) antibody IVD, kit, chemiluminescent immunoassay | IVD General
Abbott | UK | IVD | 41981 | Hepatitis B virus core immunoglobulin M (IgM) antibody IVD, calibrator | Hepatitis B virus core immunoglobulin M (IgM) antibody IVD, calibrator | IVD Annex II List A
Abbott | UK | IVD | 41982 | Hepatitis B virus core immunoglobulin M (IgM) antibody IVD, control | Hepatitis B virus core immunoglobulin M (IgM) antibody IVD, control | IVD Annex II List A
Abbott | UK | IVD | 41983 | Hepatitis B virus core total antibody IVD, calibrator | Hepatitis B virus core total antibody IVD, calibrator | IVD Annex II List A
Abbott | UK | IVD | 41984 | Hepatitis B virus core total antibody IVD, control | Hepatitis B virus core total antibody IVD, control | IVD Annex II List A
Abbott | UK | IVD | 48304 | Hepatitis B virus core total antibody IVD, kit, chemiluminescent immunoassay | Hepatitis B virus core total antibody IVD, kit, chemiluminescent immunoassay | IVD Annex II List A
Abbott | UK | IVD | 48321 | Hepatitis B virus surface antigen IVD, kit, chemiluminescent immunoassay | Hepatitis B virus surface antigen IVD, kit, chemiluminescent immunoassay | IVD Annex II List A
Abbott | UK | IVD | 48356 | Hepatitis C virus core antigen IVD, calibrator | Hepatitis C virus core antigen IVD, calibrator | IVD Annex II List A
Abbott | UK | IVD | 48357 | Hepatitis C virus core antigen IVD, control | Hepatitis C virus core antigen IVD, control | IVD Annex II List A
Abbott | UK | IVD | 41972 | Hepatitis C virus total antibody IVD, calibrator | Hepatitis C virus total antibody IVD, calibrator | IVD Annex II List A
Abbott | UK | IVD | 41973 | Hepatitis C virus total antibody IVD, control | Hepatitis C virus total antibody IVD, control | IVD Annex II List A
Abbott | UK | IVD | 61519 | MDR-TB/XDR-TB nucleic acid IVD, control | MDR-TB/XDR-TB nucleic acid IVD, control | IVD General
Abbott | UK | MD | 38588 | Complete upper denture | Complete upper denture | Custom-made
Abbott | UK | MD | 38593 | Custom-made dental crown, metal/ceramic | Custom-made dental crown, metal/ceramic | Custom-made
Abbott | UK | MD | 38595 | Custom-made dental crown, polymer | Custom-made dental crown, polymer | Custom-made
Abbott | UK | MD | 38620 | Custom-made mouthguard | Custom-made mouthguard | Custom-made
Abbott | UK | MD | 38615 | Dental bridge, ceramic | Dental bridge, ceramic | Custom-made
Abbott | UK | MD | 61640 | Dental implant abutment analog, laboratory | Dental implant abutment analog, laboratory | Custom-made
Abbott | UK | MD | 43025 | Dental occlusal splint, custom-made | Dental occlusal splint, custom-made | Custom-made
Abbott | UK | MD | 46493 | Dental occlusal splint, customizable | Dental occlusal splint, customizable | Custom-made
Abbott | UK | MD | 47526 | Mandible-repositioning sleep-disordered breathing orthosis | Mandible-repositioning sleep-disordered breathing orthosis | Custom-made
Abbott | UK | MD | 42374 | Orthodontic clasp, metal wire, custom-made | Orthodontic clasp, metal wire, custom-made | Custom-made
Abbott | UK | MD | 35310 | Orthodontic retainer | Orthodontic retainer | Custom-made
Abbott | UK | MD | 17845 | Partial denture | Partial denture | Custom-made
Abbott | UK | MD | 63350 | Teeth whitening tray | Teeth whitening tray | Custom-made
Abbott | UK | MD | 31783 | Temporary dental crown/bridge | Temporary dental crown/bridge | Custom-made
Abbott | UK | MD | 38589 | Complete lower denture | Complete lower denture | Custom-made
Abbott | UK | MD | 38616 | Bonded dental bridge | Bonded dental bridge | Custom-made
Abbott | UK | IVD | 48931 | Dengue virus immunoglobulin G (IgG) antibody IVD, kit, enzyme immunoassay (EIA) | Dengue virus immunoglobulin G (IgG) antibody IVD, kit, enzyme immunoassay (EIA) | IVD General
Abbott | UK | IVD | 62946 | Dengue virus antigen IVD, kit, rapid ICT, clinical | Dengue virus antigen IVD, kit, rapid ICT, clinical | IVD General
Abbott | UK | IVD | 49653 | Epstein-Barr virus (EBV) nucleic acid IVD, kit, nucleic acid technique (NAT) | Epstein-Barr virus (EBV) nucleic acid IVD, kit, nucleic acid technique (NAT) | IVD General
Abbott | UK | IVD | 47775 | General specimen container IVD, no additive/medium | General specimen container IVD, no additive/medium | IVD General
Abbott | UK | IVD | 41991 | Hepatitis B virus nucleic acid IVD, calibrator | Hepatitis B virus nucleic acid IVD, calibrator | IVD Annex II List A
Abbott | UK | IVD | 41992 | Hepatitis B virus nucleic acid IVD, control | Hepatitis B virus nucleic acid IVD, control | IVD Annex II List A
Abbott | UK | IVD | 48307 | Hepatitis B virus nucleic acid IVD, kit, nucleic acid technique (NAT) | Hepatitis B virus nucleic acid IVD, kit, nucleic acid technique (NAT) | IVD Annex II List A
Abbott | UK | IVD | 59866 | Hepatitis C virus genotyping IVD, kit, nucleic acid technique (NAT) | Hepatitis C virus genotyping IVD, kit, nucleic acid technique (NAT) | IVD Annex II List A
Abbott | UK | IVD | 48374 | Hepatitis C virus nucleic acid IVD, kit, nucleic acid technique (NAT) | Hepatitis C virus nucleic acid IVD, kit, nucleic acid technique (NAT) | IVD Annex II List A
Abbott | UK | IVD | 48466 | HIV1 nucleic acid IVD, control | HIV1 nucleic acid IVD, control | IVD Annex II List A
Abbott | UK | IVD | 49997 | Human papillomavirus (HPV) high risk strain nucleic acid IVD, kit, nucleic acid technique (NAT) | Human papillomavirus (HPV) high risk strain nucleic acid IVD, kit, nucleic acid technique (NAT) | IVD General
Abbott | UK | IVD | 52766 | Human papillomavirus (HPV) high-risk strain nucleic acid IVD, control | Human papillomavirus (HPV) high-risk strain nucleic acid IVD, control | IVD General
Abbott | UK | IVD | 60252 | Idiopathic hypereosinophilic syndrome/chronic eosinophilic leukaemia IVD, probe | Idiopathic hypereosinophilic syndrome/chronic eosinophilic leukaemia IVD, probe | IVD General
Abbott | UK | IVD | 63766 | Instrument/analyser test tube rack holder IVD | Instrument/analyser test tube rack holder IVD | IVD General
Abbott | UK | IVD | 60696 | Isocitrate dehydrogenase 1 (IDH1) gene mutation IVD, control | Isocitrate dehydrogenase 1 (IDH1) gene mutation IVD, control | IVD General
Abbott | UK | IVD | 60695 | Isocitrate dehydrogenase 1 (IDH1) gene mutation IVD, kit, nucleic acid technique (NAT) | Isocitrate dehydrogenase 1 (IDH1) gene mutation IVD, kit, nucleic acid technique (NAT) | IVD General
Abbott | UK | IVD | 43472 | Laboratory instrument/analyser application software IVD | Laboratory instrument/analyser application software IVD | IVD General
Abbott | UK | IVD | 49655 | Epstein-Barr virus (EBV) nucleic acid IVD, control | Epstein-Barr virus (EBV) nucleic acid IVD, control | IVD General
Abbott | UK | IVD | 49654 | Epstein-Barr virus (EBV) nucleic acid IVD, calibrator | Epstein-Barr virus (EBV) nucleic acid IVD, calibrator | IVD General
Abbott | UK | IVD | 62512 | DAPI solution IVD | DAPI solution IVD | IVD General
Abbott | UK | IVD | 62172 | Laboratory waste receptacle IVD | Laboratory waste receptacle IVD | IVD General
Abbott | UK | IVD | 60079 | Acute myeloid leukaemia (AML) genetic mutation IVD, probe | Acute myeloid leukaemia (AML) genetic mutation IVD, probe | IVD General
Abbott | UK | IVD | 60084 | Acute promyelocytic leukaemia (APL) genetic mutation IVD, probe | Acute promyelocytic leukaemia (APL) genetic mutation IVD, probe | IVD General
Abbott | UK | IVD | 60086 | Anaplastic lymphoma kinase (ALK) genetic mutation IVD, control | Anaplastic lymphoma kinase (ALK) genetic mutation IVD, control | IVD General
Abbott | UK | IVD | 60088 | Anaplastic lymphoma kinase (ALK) genetic mutation IVD, probe | Anaplastic lymphoma kinase (ALK) genetic mutation IVD, probe | IVD General
Abbott | UK | IVD | 62225 | Assay container IVD, single-use | Assay container IVD, single-use | IVD General
Abbott | UK | IVD | 60069 | B-cell acute lymphoblastic leukaemia (B-ALL) genetic mutation IVD, probe | B-cell acute lymphoblastic leukaemia (B-ALL) genetic mutation IVD, probe | IVD General
Abbott | UK | IVD | 60295 | B-cell malignancy IVD, kit, nucleic acid technique (NAT) | B-cell malignancy IVD, kit, nucleic acid technique (NAT) | IVD General
Abbott | UK | IVD | 60297 | B-cell malignancy IVD, reagent | B-cell malignancy IVD, reagent | IVD General
Abbott | UK | IVD | 59975 | DiGeorge syndrome IVD, probe | DiGeorge syndrome IVD, probe | IVD General
Abbott | UK | IVD | 61102 | Bladder tumour-associated mutation IVD, control | Bladder tumour-associated mutation IVD, control | IVD General
Abbott | UK | IVD | 57049 | C-erbB2/Her2/neu oncoprotein IVD, control | C-erbB2/Her2/neu oncoprotein IVD, control | IVD General
Abbott | UK | IVD | 57050 | C-erbB2/Her2/neu oncoprotein IVD, reagent | C-erbB2/Her2/neu oncoprotein IVD, reagent | IVD General
Abbott | UK | IVD | 61685 | Cancer/tumour-associated aneuploidy IVD, probe | Cancer/tumour-associated aneuploidy IVD, probe | IVD General
Abbott | UK | IVD | 61464 | Chronic lymphocytic leukaemia (CLL) genetic mutation IVD, probe | Chronic lymphocytic leukaemia (CLL) genetic mutation IVD, probe | IVD General
Abbott | UK | IVD | 61682 | Cyclin D1 genetic mutation IVD, probe | Cyclin D1 genetic mutation IVD, probe | IVD General
Abbott | UK | IVD | 57952 | Cytology specimen container IVD, transport buffer | Cytology specimen container IVD, transport buffer | IVD General
Abbott | UK | IVD | 41764 | Cytomegalovirus (CMV) nucleic acid IVD, calibrator | Cytomegalovirus (CMV) nucleic acid IVD, calibrator | IVD Annex II List B
Abbott | UK | IVD | 41761 | Cytomegalovirus (CMV) nucleic acid IVD, control | Cytomegalovirus (CMV) nucleic acid IVD, control | IVD Annex II List B
Abbott | UK | IVD | 61101 | Bladder tumour-associated mutation IVD, probe | Bladder tumour-associated mutation IVD, probe | IVD General
Abbott | UK | IVD | 62689 | Molecular grade alcohol IVD | Molecular grade alcohol IVD | IVD General
Abbott | UK | IVD | 48926 | Dengue virus immunoglobulin M (IgM) antibody IVD, kit, enzyme immunoassay (EIA) | Dengue virus immunoglobulin M (IgM) antibody IVD, kit, enzyme immunoassay (EIA) | IVD General
Abbott | UK | IVD | 47897 | Norovirus antigen IVD, kit, rapid ICT, clinical | Norovirus antigen IVD, kit, rapid ICT, clinical | IVD General
Abbott | UK | IVD | 53590 | Urea IVD, reagent | Urea IVD, reagent | IVD General
Abbott | UK | MD | 37307 | Deep brain electrical stimulation system | Deep brain electrical stimulation system | Active implantable Medical device
Abbott | UK | MD | 46642 | Craniofacial fixation plate, non-bioabsorbable | Craniofacial fixation plate, non-bioabsorbable | Active implantable Medical device
Abbott | UK | MD | 58293 | Epidural needle, non-threaded | Epidural needle, non-threaded | Active implantable Medical device
Abbott | UK | MD | 61588 | Implantable spinal cord electrical stimulation system programmer | Implantable spinal cord electrical stimulation system programmer | Active implantable Medical device
Abbott | UK | MD | 64970 | Spinal cord/peripheral nerve implantable analgesic electrical stimulation system pulse generator, implantable | Spinal cord/peripheral nerve implantable analgesic electrical stimulation system pulse generator, implantable | Active implantable Medical device
Abbott | UK | MD | 44063 | Neurosurgical procedure kit, non-medicated, single-use | Neurosurgical procedure kit, non-medicated, single-use | Active implantable Medical device
Abbott | UK | MD | 42410 | Cable/lead holder | Cable/lead holder | Active implantable Medical device
Abbott | UK | MD | 62423 | Spinal cord/peripheral nerve implantable analgesic electrical stimulation system lead, wired connection | Spinal cord/peripheral nerve implantable analgesic electrical stimulation system lead, wired connection | Active implantable Medical device
Abbott | UK | MD | 61393 | Multiple active implantable device programmer | Multiple active implantable device programmer | Class III
Abbott | UK | MD | 34827 | Tendon/ligament tunneller | Tendon/ligament tunneller | Active implantable Medical device
Abbott | UK | MD | 61178 | Implantable pulmonary artery pressure monitoring system | Implantable pulmonary artery pressure monitoring system | Active implantable Medical device
Abbott | Australia | MD | 61931 | Percutaneous electrosurgical probe, denervation, monopolar, single-use | Percutaneous electrosurgical probe, denervation, monopolar, single-use | Class IIb
Abbott | Australia | MD | 35156 | Radio-frequency ablation system generator | Radio-frequency ablation system generator | Class IIb
Abbott | Australia | MD | 58739 | Radio-frequency probe cannula | Radio-frequency probe cannula | Class IIb
Abbott | Australia | IVD | CT944 | Software IVDs | Software IVDs | Class 1
Abbott | Australia | IVD | 48321 | ARCHITECT HBsAg Next Confirmatory Assay - Hepatitis B virus surface antigen IVD, kit, chemiluminescent immunoassay | Hepatitis B virus surface antigen IVD, kit, chemiluminescent immunoassay | Class 4
Abbott | Australia | IVD | 48321 | ARCHITECT HBsAg Next Qualitative Assay - Hepatitis B virus surface antigen IVD, kit, chemiluminescent immunoassay | Hepatitis B virus surface antigen IVD, kit, chemiluminescent immunoassay | Class 4
Abbott | Australia | IVD | 48446 | Alinity s HIV Ag/Ab Combo Assay - HIV1/HIV2 antigen/antibody IVD, kit, chemiluminescent immunoassay | HIV1/HIV2 antigen/antibody IVD, kit, chemiluminescent immunoassay | Class 4
Abbott | Australia | IVD | CT866 | Immunosuppressant therapeutic drug monitoring IVDs | Immunosuppressant therapeutic drug monitoring IVDs | Class 3
Abbott | Australia | IVD | 49713 | Alinity i CMV IgG Assay - Cytomegalovirus (CMV) immunoglobulin G (IgG) antibody IVD, kit, chemiluminescent immunoassay | Cytomegalovirus (CMV) immunoglobulin G (IgG) antibody IVD, kit, chemiluminescent immunoassay | Class 4
Abbott | Australia | MD | 57790 | MitraClip Clip Delivery System - Mitral valve clip | Mitral valve clip | Class III
Abbott | Australia | MD | 56280 | MITRACLIP SYSTEM - Mitral valve tissue repair system | Mitral valve tissue repair system | Class III
Abbott | Australia | MD | 35094 | Hi-Torque TurnTrac Flex Guide Wire Uncoated Tip - Catheter guide wire | Catheter guide wire | Class III
Abbott | Australia | MD | 35094 | Hi Torque TurnTrac Flex Guide Wire Fully Coated Tip - Catheter guide wire | Catheter guide wire | Class III
Abbott | Australia | MD | 62423 | Lamitrode 4 Lead Kit, 60 cm, Model 3240 - Implantable lumbar neuromuscular electrical stimulation system lead | Implantable lumbar neuromuscular electrical stimulation system lead | Class III
Abbott | Australia | MD | 62423 | Lamitrode 44 Lead Kit 60cm, model 3244 - Implantable lumbar neuromuscular electrical stimulation system lead | Implantable lumbar neuromuscular electrical stimulation system lead | Class III
Abbott | Australia | MD | 62423 | Lamitrode S-8 Lead Kit, 60cm Length, Model 3286 - Implantable lumbar neuromuscular electrical stimulation system lead | Implantable lumbar neuromuscular electrical stimulation system lead | Class III
Abbott | Australia | MD | 62423 | Lamitrode Tripole Lead, 60cm, Models 3214 and 3219 - Implantable lumbar neuromuscular electrical stimulation system lead | Implantable lumbar neuromuscular electrical stimulation system lead | Class III
Abbott | Australia | MD | 47491 | Dragonfly OpStar™ Imaging Catheter 1014652 - Coronary optical coherence tomography system catheter | Coronary optical coherence tomography system catheter | Class III
Abbott | Australia | IVD | CT836 | Clinical chemistry electrolyte IVDs | Clinical chemistry electrolyte IVDs | Class 2
Abbott | Australia | IVD | CT827 | Clinical chemistry enzyme IVDs | Clinical chemistry enzyme IVDs | Class 2
Abbott | Australia | IVD | CT833 | Clinical chemistry substrate IVDs | Clinical chemistry substrate IVDs | Class 2
Abbott | Australia | IVD | CT889 | Multiple clinical chemistry constituent IVDs | Multiple clinical chemistry constituent IVDs | Class 2
Abbott | Australia | IVD | CT869 | Clinical chemistry autoimmune IVDs | Clinical chemistry autoimmune IVDs | Class 2
Abbott | Australia | MD | 36102 | Pacing lead adaptor | Pacing lead adaptor | Class IIb
Abbott | Australia | MD | 48054 | Neural-tissue electrical stimulation lead adaptor | Neural-tissue electrical stimulation lead adaptor | Class IIb
Abbott | Australia | MD | 42410 | Holder, cable/lead | Holder, cable/lead | Class IIb
Abbott | Australia | MD | 63133 | Surgical torque wrench, single-use | Surgical torque wrench, single-use | Class IIa
Abbott | Australia | MD | 46642 | Guardian Burr Hole Cover System - Cranofacial fixation plate, non-biodegradable | Cranofacial fixation plate, non-biodegradable | Class IIb
Abbott | Australia | MD | 46642 | Cranofacial fixation plate, non-biodegradable | Cranofacial fixation plate, non-biodegradable | Class IIb
Abbott | Australia | MD | 58293 | Epidural needle, non-threaded | Epidural needle, non-threaded | Class IIa
Abbott | Australia | MD | 63819 | Spinal guidewire | Spinal guidewire | Class IIa
Abbott | Australia | MD | 47143 | Electrosurgical diathermy system cable, single-use | Electrosurgical diathermy system cable, single-use | Class Is
Abbott | Australia | MD | 47487 | Medical device electrical cable, general purpose | Medical device electrical cable, general purpose | Class Is
Abbott | Australia | IVD | CT701 | Infectious disease IVDs | Infectious disease IVDs | Class 1
Abbott | Australia | MD | 42410 | Holder, cable/lead | Holder, cable/lead | Class Is
Abbott | Australia | MD | 36007 | DRG Lead Extension Kit - Stimulator, electrical, analgesic, spinal cord | Stimulator, electrical, analgesic, spinal cord | Class III
Abbott | Australia | MD | 36007 | Proclaim DRG IPG, Model 3664 - Stimulator, electrical, analgesic, spinal cord | Stimulator, electrical, analgesic, spinal cord | AIMD
Abbott | Australia | MD | 36007 | SlimTip DRG Implant Lead Kit, 50 cm - Stimulator, electrical, analgesic, spinal cord | Stimulator, electrical, analgesic, spinal cord | Class III
Abbott | Australia | MD | 36007 | SlimTip DRG Implant Lead Kit, 90 cm - Stimulator, electrical, analgesic, spinal cord | Stimulator, electrical, analgesic, spinal cord | Class III
Abbott | Australia | MD | 46355 | Advisor VL Circular Mapping Catheter with Bi-Directional Handle, Sensor Enabled - Electrophysiology cardiac catheter, single-use | Electrophysiology cardiac catheter, single-use | Class III
Abbott | Australia | MD | 46355 | Advisor VL Circular Mapping Catheter with Uni-Directional Handle, Sensor Enabled - Electrophysiology cardiac catheter, single-use | Electrophysiology cardiac catheter, single-use | Class III
Abbott | Australia | MD | 45418 | Amplatzer Piccolo Occluder - Cardiac occluder | Cardiac occluder | Class III
Abbott | Australia | IVD | CT816 | Plasmodium (malaria) IVDs - Plasmodium (malaria) IVDs | Plasmodium (malaria) IVDs | Class 3
Abbott | Australia | MD | 59016 | FreeStyle Libre Pro Flash Glucose Monitoring System Sensor - Subcutaneous glucose sensor | Subcutaneous glucose sensor | Class III
Abbott | Australia | MD | 17184 | Armada 35 PTA Catheter - Catheter, angioplasty, balloon dilatation | Catheter, angioplasty, balloon dilatation | Class III
Abbott | Australia | IVD | CT701 | Infectious disease IVDs | Infectious disease IVDs | Class 1
Abbott | Australia | MD | 58865 | Vascular introducer kit | Vascular introducer kit | Class Is
Abbott | Australia | IVD | CT936 | Specimen receptacle IVDs | Specimen receptacle IVDs | Class 1
Abbott | Australia | IVD | CT774 | Multiple-bacteria IVDs | Multiple-bacteria IVDs | Class 3
Abbott | Australia | MD | 47932 | Multiple peripheral arteries stent | Multiple peripheral arteries stent | Class IIb
Abbott | Australia | IVD | CT833 | Clinical chemistry substrate IVDs | Clinical chemistry substrate IVDs | Class 2
Abbott | Australia | IVD | CT806 | Haemoximetry and blood gas IVDs | Haemoximetry and blood gas IVDs | Class 2
Abbott | Australia | IVD | CT889 | Multiple clinical chemistry constituent IVDs | Multiple clinical chemistry constituent IVDs | Class 2
Abbott | Australia | IVD | CT816 | Plasmodium (malaria) IVDs | Plasmodium (malaria) IVDs | Class 3
Abbott | Australia | IVD | 48524 | ARCHITECT rHTLV-I/II assay - Human T-cell lymphotrophic virus 1 & 2 (HTLV1 & HTLV2) antibody IVD, kit, chemiluminescent immunoassay | Human T-cell lymphotrophic virus 1 & 2 (HTLV1 & HTLV2) antibody IVD, kit, chemiluminescent immunoassay | Class 4
Abbott | Australia | IVD | CT868 | Rickettsial disease IVDs | Rickettsial disease IVDs | Class 3
Abbott | Australia | IVD | CT788 | Leptospira IVDs | Leptospira IVDs | Class 3
Abbott | Australia | IVD | CT747 | Epstein - Epstein-Barr virus (Human herpesvirus 4) IVDs | Epstein-Barr virus (Human herpesvirus 4) IVDs | Class 3
Abbott | Australia | IVD | CT787 | Legionella IVDs | Legionella IVDs | Class 3
Abbott | Australia | IVD | CT831 | Creatine kinase IVDs | Creatine kinase IVDs | Class 3
Abbott | Australia | IVD | CT705 | Hepatitis C virus IVDs - Hepatitis C virus IVDs | Hepatitis C virus IVDs | Class 3
Abbott | Australia | IVD | CT704 | Hepatitis B virus IVDs - Hepatitis B virus IVDs | Hepatitis B virus IVDs | Class 3
Abbott | Australia | MD | 56284 | Drug-eluting coronary artery stent, non-biodegradable-polymer-coated | Drug-eluting coronary artery stent, non-biodegradable-polymer-coated | Class I
Abbott | Australia | MD | 35094 | Hi Torque VersaTurn Guide Wire - Uncoated Tip - Catheter guide wire | Catheter guide wire | Class III
Abbott | Australia | IVD | CT944 | Software IVDs | Software IVDs | Class 1
Abbott | Australia | MD | 44611 | Invasive interstitial-fluid glucose monitoring system | Invasive interstitial-fluid glucose monitoring system | Class IIb
Abbott | Australia | IVD | CT850 | Clinical chemistry hormone IVDs | Clinical chemistry hormone IVDs | Class 2
Abbott | Australia | IVD | 58208 | Determine Chase Buffer - Buffered sample diluent IVD, manual | Buffered sample diluent IVD, manual | Class 4
Abbott | Australia | MD | 35094 | Hi-Torque VersaTurn Guide Wire - Fully Coated - Catheter guide wire | Catheter guide wire | Class III
Abbott | Australia | MD | 17184 | MINI TREK II OTW Coronary Dilatation Catheter - Catheter, angioplasty, balloon dilatation | Catheter, angioplasty, balloon dilatation | Class III
Abbott | Australia | MD | 37243 | Lancet, automatic | Lancet, automatic | Class I
Abbott | Australia | IVD | CT910 | Interpretive software IVDs | Interpretive software IVDs | Class 2
Abbott | Australia | MD | 37466 | Lancet, manual, single use | Lancet, manual, single use | Class IIa
Abbott | Australia | IVD | CT947 | Human papilloma virus IVDs | Human papilloma virus IVDs | Class 3
Abbott | Australia | MD | 47732 | MINI TREK RX Coronary Dilatation Catheter - Angioplasty catheter, balloon dilatation, coronary, basic | Angioplasty catheter, balloon dilatation, coronary, basic | Class III
Abbott | Australia | MD | 59016 | FreeStyle Libre Flash Glucose Monitoring System Sensor - Subcutaneous glucose sensor | Subcutaneous glucose sensor | Class III
Abbott | Australia | MD | 44279 | Omnilink Elite Vascular Balloon?Expandable Stent System - Iliac artery stent | Iliac artery stent | Class III
Abbott | Australia | MD | 56284 | XIENCE Xpedition 48 Everolimus Eluting Coronary Stent System - Drug-eluting coronary artery stent, non-biodegradable-polymer-coated | Drug-eluting coronary artery stent, non-biodegradable-polymer-coated | Class III
Abbott | Australia | IVD | CT355 | Viral infectious disease IVDs | Viral infectious disease IVDs | Class 2
Abbott | Australia | MD | 46916 | Peripheral vasculature guidewire placement catheter | Peripheral vasculature guidewire placement catheter | Class Is
Abbott | Australia | MD | 46455 | Torque manipulating device | Torque manipulating device | Class Is
Abbott | Australia | MD | 35375 | Valve, stopcock, general-purpose | Valve, stopcock, general-purpose | Class Is
Abbott | Australia | MD | 35375 | Valve, stopcock, general-purpose | Valve, stopcock, general-purpose | Class Is
Abbott | Australia | IVD | CT799 | Treponema (syphilis) IVDs | Treponema (syphilis) IVDs | Class 3
Abbott | Brazil | MD |  | CÂNULA DE RADIOFREQUENCIA NEUROTHERM | Canulas | III
Abbott | Brazil | MD |  | CELL-DYN 26 Plus Control (Low, Normal and High) | PARÂMETROS COMBINADOS NO MESMO PRODUTO - CLASSE II | II
Abbott | Brazil | MD |  | CELL-DYN 18 Plus Control (Low, Normal, High) | PARÂMETROS COMBINADOS NO MESMO PRODUTO - CLASSE II | II
Abbott | Brazil | MD |  | CELL-DYN 18 Plus Calibrator / CELL-DYN 18 Plus Calibrador | PARÂMETROS COMBINADOS NO MESMO PRODUTO - CLASSE II | II
Abbott | Brazil | MD |  | SUPERA PERIPHERAL STENT (OD) | STENT PARA ARTÉRIAS PERIFÉRICAS | III
Abbott | Brazil | MD |  | Cabo Adaptador NeuroTherm | Cabos | I
Abbott | Brazil | MD |  | PathVysion HER-2/neu Controls | RECEPTOR 2 DO FATOR DE CRESCIMENTO EPIDERMAL HUMANO (HER2) | II
Abbott | Brazil | MD |  | HI-TORQUE PROGRESS GUIDE WIRE | FIO GUIA CARDIOVASCULAR | IV
Abbott | Brazil | MD |  | Família de equipamentos Cell-Dyn | Instrumento para análise ou contagem de células e plaquetas | II
Abbott | Brazil | MD |  | ALBUMIN BCP ALBUMINA BCP | ALBUMINA | II
Abbott | Brazil | MD |  | Panbio COVID-19 Antigen SELF-TEST | AUTOTESTE PARA ANTÍGENO DO SARS-COV-2 (CORONAVÍRUS) | III
Abbott | Canada | IVD |  | ALINITY I TACROLIMUS ASSAY |  | 3
Abbott | Canada | IVD |  | ALINITY I SIROLIMUS ASSAY |  | 3
Abbott | Canada | IVD |  | BINAXNOW INFLUENZA A & B CARD 2 |  | 3
Abbott | Canada | IVD |  | ALERE BINAXNOW INFLUENZA A & B CARD |  | 3
Abbott | Canada | MD |  | ARCHITECT "I" SYSTEM |  | 4
Abbott | Canada | MD |  | AFINION SYSTEM |  | 3
Abbott | Canada | MD |  | AFINION LIPID PANEL |  | 3
Abbott | Canada | MD |  | AFINION HBA1C |  | 3
Abbott | Canada | MD |  | AFINION CRP |  | 3
Abbott | Canada | MD |  | XIENCE EVEROLIMUS ELUTING CORONARY STENT SYSTEMS |  | 4
Abbott | Canada | MD |  | NC TREK NEO CORONARY DILATATION CATHETER |  | 4
Abbott | Canada | MD |  | HI-TORQUE GUIDE WIRE WITH HYDROPHILIC COATING |  | 2
Abbott | Canada | MD |  | XIENCE SKYPOINT EVEROLIMUS ELUTING CORONARY STENT SYSTEM |  | 4
Abbott | Canada | MD |  | HI-TORQUE GUIDE WIRES WITH MICROGLIDE COATING |  | 2
Abbott | Canada | MD |  | HI-TORQUE CROSS-IT GUIDE WIRE WITH HYDROCOAT HYDROPHILIC COATING |  | 2
Abbott | Canada | MD |  | HI-TORQUE WIGGLE GUIDE WIRE WITH MICROGLIDE COATING |  | 2
Abbott | Canada | MD |  | HI-TORQUE BALANCE MIDDLE WEIGHT GUIDE WIRES WITH MICROGLIDE COATING |  | 2
Abbott | Canada | MD |  | HI-TORQUE GUIDE WIRES WITH HYDROPHILIC COATING |  | 2
Abbott | Canada | MD |  | HI-TORQUE BALANCE GUIDE WIRES WITH HYDROPHILIC COATING |  | 2
Abbott | Canada | MD |  | HI-TORQUE BALANCE MIDDLE WEIGHT GUIDE WIRES WITH HYDROPHILIC COATING |  | 2
Abbott | Canada | MD |  | HI-TORQUE WHISPER GUIDE WIRE WITH HYDROPHILIC COATING |  | 2
Abbott | Canada | MD |  | HI-TORQUE ALL STAR GUIDE WIRE WITH MICROGLIDE COATING |  | 2
Abbott | Canada | MD |  | HI-TORQUE WINN GUIDE WIRE WITH TURBOCOAT HYDROPHILIC COATING |  | 2
Abbott | Canada | MD |  | HI-TORQUE INFILTRAC GUIDE WIRE WITH HYDROPHILIC COATING |  | 2
Abbott | Canada | MD |  | HI-TORQUE PROCEED GUIDE WIRE |  | 2
Abbott | Canada | MD |  | ARCHITECT &quot;I&quot; SYSTEM |  | 4
Abbott | Canada | MD |  | ARCHITECT SYSTEMS REAGENTS |  | 4
Abbott | Canada | IVD |  | ALINITY I CEA ASSAY |  | 3
Abbott | Canada | MD |  | ALINITY I SYSTEM ASSAYS |  | 2
Abbott | Canada | IVD |  | ALINITY I RUBELLA IGG ASSAY |  | 3
Abbott | Canada | MD |  | ALINITY I SYSTEM SOLUTIONS |  | 4
Abbott | Canada | IVD |  | ALINITY I HBSAG QUALITATIVE II CONFIRMATORY ASSAY |  | 4
Abbott | Canada | IVD |  | ALINITY I HBSAG QUALITATIVE II ASSAY |  | 4
Abbott | Canada | IVD |  | ALINITY I RUBELLA IGM ASSAY |  | 3
Abbott | Canada | IVD |  | ALINITY I CMV IGM ASSAY |  | 3
Abbott | Canada | IVD |  | ALINITY I CMV IGG ASSAY |  | 3
Abbott | Canada | IVD |  | ALINITY I HBSAG ASSAY |  | 4
Abbott | Canada | IVD |  | ALINITY I STAT CK-MB ASSAY |  | 3
Abbott | Canada | IVD |  | ALINITY I TOTAL PSA ASSAY |  | 3
Abbott | Canada | IVD |  | ALINITY I CMV IGG AVIDITY ASSAY |  | 3
Abbott | Canada | IVD |  | ALINITY I FREE PSA ASSAY |  | 3
Abbott | Canada | IVD |  | ALINITY I STAT MYOGLOBIN ASSAY |  | 3
Abbott | Canada | IVD |  | ARCHITECT TRAB ASSAY |  | 2
Abbott | Canada | IVD |  | ALINITY I TRAB ASSAY |  | 2
Abbott | Canada | IVD |  | ALINITY I ANTI-HBS ASSAY |  | 4
Abbott | Canada | IVD |  | ALINITY S HBSAG ASSAY (DONOR SCREENING/CADAVERIC) |  | 4
Abbott | Canada | IVD |  | ALINITY S HBSAG CONFIRMATORY REAGENT KIT |  | 4
Abbott | Canada | IVD |  | ARCHITECT HSV-2 IGG ASSAY |  | 3
Abbott | Canada | IVD |  | ALINITY I HSV-2 IGG ASSAY |  | 3
Abbott | Canada | IVD |  | ARCHITECT HSV-1 IGG ASSAY |  | 2
Abbott | Canada | IVD |  | ALINITY I HSV-1 IGG ASSAY |  | 2
Abbott | Canada | IVD |  | ALINITY I TBI (GFAP, UCH-L1) |  | 2
Abbott | Canada | MD |  | CARDIOMEMS HF SYSTEM |  | 4
Abbott | Canada | MD |  | ALINITY C SYSTEM |  | 2
Abbott | Canada | MD |  | ARCHITECT SYSTEM |  | 2
Abbott | Canada | MD |  | ALINITY I SYSTEM |  | 4
Abbott | Canada | MD |  | ARCHITECT C4000 SYSTEM |  | 2
Abbott | Canada | MD |  | ARCHITECT C16000 SYSTEM |  | 2
Abbott | Canada | MD |  | ARCHITECT I SYSTEM |  | 3
Abbott | Canada | MD |  | CENTRIMAG PRESSURE CABLE |  | 2
Abbott | Canada | MD |  | FORTIFY IMPLANTABLE CARDIOVERTER DEFIBRILLATORS |  | 4
Abbott | Canada | MD |  | UNIFY CARDIAC RESYNCHRONIZATION THERAPY DEVICES (CRT-D) |  | 4
Abbott | Canada | MD |  | MERLIN@HOME TRANSMITTER |  | 3
Abbott | Canada | MD |  | QUADRA ASSURA CARDIAC RESYNCHRONIZATION THERAPY DEVICES (CRT-D) |  | 4
Abbott | Canada | MD |  | AVEIR LEADLESS PACEMAKER |  | 4
Abbott | Canada | MD |  | AVEIR RETRIEVAL CATHETER |  | 2
Abbott | Canada | MD |  | AVEIR INTRODUCER |  | 2
Abbott | Canada | MD |  | AVEIR LINK MODULE |  | 2
Abbott | Canada | MD |  | AVEIR DELIVERY CATHETER |  | 2
Abbott | Canada | MD |  | SUTURE SLEEVE |  | 3
Abbott | Canada | MD |  | JOT DX INSERTABLE CARDIAC MONITOR |  | 3
Abbott | Canada | MD |  | CPS AIM UNIVERSAL II SLITTABLE INNER CATHETER |  | 2
Abbott | Canada | IVD |  | TESTPACK PLUS STREP A WITH OBC |  | 3
Abbott | Canada | IVD |  | TESTPACK PLUS HCG COMBO WITH OBC |  | 2
Abbott | Canada | IVD |  | TESTPACK PLUS HCG URINE WITH OBC |  | 2
Abbott | Brazil | MD |  | LIVEWIRE TC CATETER DIRECIONAVEL PARAELETROFISIOLOGIA | Cateter de electrofisiologia cardíaca, de uso único | IV
Abbott | Brazil | MD |  | LIVEWIRE CATETER DIRECIONAVEL PARAELETROFISIOLOGIA | Cateter de electrofisiologia cardíaca, de uso único | IV
Abbott | Brazil | IVD |  | FAST CATH INTRODUTOR TRANSSEPTAL COM VÁLVULA HEMOSTÁTICA | KIT PARA INTRODUÇÃO DE CATETER VASCULAR, NÃO DIRIGÍVEL | IV
Abbott | Brazil | MD |  | PressureWire X | Fio Guia | IV
Abbott | Brazil | MD |  | GRAFTMASTER RX CORONARY STENT GRAFT | STENT PARA ARTÉRIAS CORONÁRIAS | IV
Abbott | Brazil | MD |  | FAST-CATH INTRODUTOR DE CATETER PERCUTÂNEO COM VÁLVULA HEMOSTÁTICA | Sistema Introdutor de Cateter | IV
Abbott | Brazil | MD |  | NycoCard U-Albumina | ALBUMINA | II
Abbott | Brazil | IVD |  | ARCHITECT rHTLV-I/II Reagent Kit / ARCHITECT rHTLV-I/II Kit Reagente | ANTICORPO PARA VÍRUS MÚLTIPLOS DE T-LINFOTRÓPICO HUMANO (HTLV) | IV
Abbott | Brazil | MD |  | ARCHITECT rHTLV-I/II Controls/ARCHITECT rHTLV-I/II Controles | ANTICORPO PARA VÍRUS MÚLTIPLOS DE T-LINFOTRÓPICO HUMANO (HTLV) | IV
Abbott | Brazil | MD |  | EQUIPO ROSCA PARA BOMBA DE NUTRIÇÃO ENTERAL ABBOTT FREEGO | Equipos | II
Abbott | Brazil | MD |  | EQUIPO BOLSA PARA BOMBA DE NUTRIÇÃO ENTERAL ABBOTT FREEGO | Equipos | II
Abbott | Brazil | IVD |  | ARCHITECT B12 Reagents / ARCHITECT B12 Reagentes | VITAMINA B12 (ÁCIDO FÓLICO) | II
Abbott | Brazil | MD |  | ARCHITECT B12 Controls / ARCHITECT B12 Controles | VITAMINA B12 (ÁCIDO FÓLICO) | II
Abbott | Brazil | MD |  | ARCHITECT B12 Calibrators / ARCHITECT B12 Calibradores | VITAMINA B12 (ÁCIDO FÓLICO) | II
Abbott | Brazil | MD |  | EQUIPO UNIVERSAL PARA BOMBA DE NUTRIÇÃO ENTERAL ABBOTT FREEGO | Equipos | II
Abbott | Brazil | MD |  | SUPREME CATETER DE ELETROFISIOLOGIA | Cateter de electrofisiologia cardíaca, de uso único | IV
Abbott | Brazil | MD |  | HI-TORQUE TURNTRAC GUIDE WIRE | FIO GUIA CARDIOVASCULAR | IV
Abbott | Brazil | MD |  | SUPERA PERIPHERAL STENT | STENT PARA ARTÉRIAS PERIFÉRICAS | III
Abbott | Brazil | MD |  | XPERT PRO PERIPHERAL SELF-EXPANDING STENT | STENT PARA ARTÉRIAS PERIFÉRICAS | III
Abbott | Canada | MD |  | ARCHITECT &quot;I&quot; SYSTEM |  | 4
Abbott | Canada | IVD |  | ARCHITECT I SYSTEM |  | 2
Abbott | Canada | MD |  | ARCHITECT I SYSTEM |  | 3
Abbott | Canada | MD |  | ARCHITECT SYSTEM |  | 2
Abbott | Canada | MD |  | ALINITY C SYSTEM |  | 2
Abbott | Canada | IVD |  | ARCHITECT 25-OH VITAMIN D |  | 2
Abbott | Canada | MD |  | ARCHITECT C SYSTEM - TOTAL BILIRUBIN |  | 2
Abbott | Canada | IVD |  | ARCHITECT PROGRP |  | 3
Abbott | Canada | MD |  | ARCHITECT C SYSTEM ASSAYS |  | 2
Abbott | Canada | MD |  | ALINITY I SYSTEM ASSAYS |  | 2
Abbott | Canada | IVD |  | ALINITY I ANTI-HBC II ASSAY |  | 4
Abbott | Canada | IVD |  | ALINITY I ANTI-HCV ASSAY |  | 4
Abbott | Canada | IVD |  | ALINITY I HBEAG ASSAY |  | 4
Abbott | Canada | IVD |  | ALINITY I ANTI-HBE ASSAY |  | 4
Abbott | Canada | IVD |  | ALINITY I TOXO IGG AVIDITY ASSAY |  | 3
Abbott | Canada | IVD |  | ALINITY I TOXO IGM ASSAY |  | 3
Abbott | Canada | IVD |  | ALINITY I TOXO IGG ASSAY |  | 3
Abbott | Canada | IVD |  | ALINITY I CA 15-3 ASSAY |  | 3
Abbott | Canada | IVD |  | ALINITY I SYPHILIS TP ASSAY (DONOR SCREENING & CADAVERIC TESTING) |  | 4
Abbott | Canada | IVD |  | ALINITY I ANTI-HBC IGM ASSAY |  | 4
Abbott | Canada | IVD |  | ALINITY I CA 19-9XR ASSAY |  | 3
Abbott | Canada | IVD |  | ALINITY I RHTLV-I/II ASSAY |  | 4
Abbott | Canada | IVD |  | ALINITY I CHAGAS ASSAY (DONOR SCREENING/CADAVERIC) |  | 4
Abbott | Canada | IVD |  | ALINITY I HIV AG/AB COMBO ASSAY (DONOR SCREENING AND CADAVERIC TESTING) |  | 4
Abbott | Canada | IVD |  | ALINITY I BNP ASSAY |  | 3
Abbott | Canada | IVD |  | ALINITY I EBV VCA IGG ASSAY |  | 3
Abbott | Canada | IVD |  | ALINITY I EBV VCA IGM ASSAY |  | 3
Abbott | Canada | IVD |  | ALINITY I PROGRP ASSAY |  | 3
Abbott | Canada | IVD |  | ALINITY S HIV AG/AB COMBO ASSAY (DONOR SCREENING & CADAVERIC TESTING) |  | 4
Abbott | Canada | IVD |  | ARCHITECT MICROALBUMIN ASSAY |  | 2
Abbott | Canada | IVD |  | ALINITY I THYROGLOBULIN ASSAY |  | 2
Abbott | Canada | IVD |  | ALINITY I GALECTIN-3 ASSAY |  | 3
Abbott | Canada | IVD |  | ALINITY I CA 125 II ASSAY |  | 3
Abbott | Canada | IVD |  | ALINITY I EBV EBNA-1 IGG ASSAY |  | 3
Abbott | Canada | IVD |  | ALINITY S CHAGAS ASSAY (DONOR SCREENING & CADAVERIC TESTING) |  | 4
Abbott | Canada | IVD |  | ALINITY S HTLV I/II ASSAY (DONOR SCREENING & CADAVERIC TESTING) |  | 4
Abbott | Canada | IVD |  | ALINITY S ANTI-HCV (DONOR SCREENING & CADAVERIC TESTING) |  | 4
Abbott | Canada | MD |  | AMPLATZER DUCT OCCLUDER |  | 4
Abbott | Canada | MD |  | ABBOTT MEDICAL PEEL-AWAY INTRODUCER |  | 2
Abbott | Canada | MD |  | AMPLATZER SEPTAL OCCLUDER SYSTEM |  | 4
Abbott | Canada | MD |  | ULTIMUM HEMOSTASIS INTRODUCER |  | 2
Abbott | Canada | MD |  | AMPLATZER GUIDEWIRES |  | 2
Abbott | Canada | MD |  | AMPLATZER PATENT FORAMEN OVALE OCCLUDER |  | 4
Abbott | Canada | MD |  | AMPLATZER DELIVERY SYSTEM |  | 2
Abbott | Canada | MD |  | AMPLATZER MUSCULAR VSD OCCLUDER |  | 4
Abbott | Canada | MD |  | HYDROSTEER(TM) GUIDEWIRES |  | 2
Abbott | Canada | MD |  | DISPOSABLE RADIOFREQUENCY CANNULA |  | 2
Abbott | Canada | MD |  | AMPLATZER VASCULAR PLUG (PRELOADED ON DELIVERY) |  | 4
Abbott | Canada | MD |  | AMPLATZER SIZING BALLOON II |  | 2
Abbott | Canada | MD |  | SWARTZ(TM) BRAIDED TRANSSEPTAL GUIDING INTRODUCER SET |  | 2
Abbott | Canada | MD |  | ABBOTT MEDICAL VESSEL DILATORS |  | 2
Abbott | Canada | MD |  | ABBOTT MEDICAL REPOSITIONING SLEEVES |  | 2
Abbott | Canada | MD |  | AMPLATZER MULTI-FENESTRATED SEPTAL OCCLUDER - &quot;CRIBRIFORM&quot; |  | 4
Abbott | Canada | MD |  | FAST-CATH(TM) TRANSSEPTAL GUIDING INTRODUCER |  | 2
Abbott | Canada | MD |  | HYDROSTEER(TM) TORQUE DEVICE |  | 2
Abbott | Canada | MD |  | RF DENERVATION PROBES |  | 2
Abbott | Canada | MD |  | AMPLATZER EXCHANGE SYSTEM |  | 2
Abbott | Canada | MD |  | ENGAGE INTRODUCER |  | 2
Abbott | Canada | MD |  | TIGERWIRE - A GUIDERIGHT STEERABLE GUIDEWIRE |  | 2
Abbott | Canada | MD |  | FAST-CATH(TM) GUIDING INTRODUCERS |  | 2
Abbott | Canada | MD |  | AMPLATZER STEERABLE DELIVERY SHEATH |  | 2
Abbott | Canada | MD |  | IONICRF GENERATOR |  | 3
Abbott | Canada | MD |  | ENSITE X EP SYSTEM CATHETER CONNECTOR CABLE |  | 2
Abbott | Canada | MD |  | FLEXABILITY ABLATION CATHETER, SENSOR ENABLED |  | 4
Abbott | Canada | MD |  | TACTICATH CONTACT FORCE ABLATION CATHETER, SENSOR ENABLED |  | 4
Abbott | Canada | MD |  | PRESSUREWIRE X |  | 4
Abbott | Canada | MD |  | AMPLATZER CARDIAC PLUG |  | 4
Abbott | Canada | MD |  | ADVISOR FL, SENSOR ENABLED CIRCULAR MAPPING CATHETER |  | 4
Abbott | Canada | MD |  | ADVISOR HD GRID MAPPING CATHETER, SENSOR ENABLED |  | 4
Abbott | Canada | MD |  | SENSOR ENABLED DIAGNOSTIC CATHETER CABLE |  | 2
Abbott | Canada | MD |  | AMPLATZER AMULET LEFT ATRIAL APPENDAGE OCCLUDER |  | 4
Abbott | Canada | MD |  | AMPLATZER VALVULAR PLUG III |  | 4
Abbott | Canada | MD |  | FLEXABILITY ABLATION CATHETER |  | 4
Abbott | Brazil | MD |  | CLINICAL CHEMISTRY CALCIUM / CLINICAL CHEMISTRY CÁLCIO | CÁLCIO | II
Abbott | Brazil | MD |  | ARCHITECT CORTISOL CALIBRATORS - ARCHITECT CORTISOL CALIBRADORES | CORTISOL (CALIBRADOR) | II
Abbott | Brazil | IVD |  | FISH Specimen Pretreatment Reagent Kit / Kit Reagente de Pré-Tratamento de Amostras FISH | TAMPÕES, DILUENTES E DEMAIS SOLUÇÕES PARA ANÁLISE LABORATORIAL | I
Abbott | Brazil | MD |  | Família Alinity m System | Instrumento para análise de ácidos nucleicos | II
Abbott | Brazil | MD |  | Família Alinity m HBV | MONITORAMENTO DE CARGA VIRAL  VÍRUS DE HEPATITE B (HBV) | III
Abbott | Brazil | MD |  | FAMÍLIA ARCHITECT SCC | ANTÍGENO DE CARCINOMA DE CÉLULA ESCAMOSA | III
Abbott | Brazil | MD |  | Família ARCHITECT HBsAg Qualitative II | ANTÍGENO DE SUPERFÍCIE DE VÍRUS DA HEPATITE B (HBSAG) | IV
Abbott | Brazil | IVD |  | ARCHITECT CORTISOL REAGENT KIT / ARCHITECT CORTISOL KIT REAGENTE | CORTISOL | II
Abbott | Brazil | MD |  | ARCHITECT Anti-TPO Calibrators | ANTICORPO ANTI-TIREOPEROXIDASE (CALIBRADOR) | II
Abbott | Brazil | MD |  | ARCHITECT Anti-TPO | ANTICORPO ANTITIREOIDEANO | II
Abbott | Brazil | MD |  | Alinity Trigger Solution | TAMPÕES, DILUENTES E DEMAIS SOLUÇÕES PARA ANÁLISE LABORATORIAL | I
Abbott | Brazil | MD |  | ARCHITECT ProGRP Calibrators / ARCHITECT ProGRP Calibradores | PEPTÍDEO DE LIBERAÇÃO DE GASTRINA | II
Abbott | Brazil | IVD |  | ARCHITECT ProGRP Reagents / ARCHITECT ProGRP Reagentes | PEPTÍDEO DE LIBERAÇÃO DE GASTRINA | II
Abbott | Brazil | MD |  | ARCHITECT ProGRP Controls / ARCHITECT ProGRP Controles | PEPTÍDEO DE LIBERAÇÃO DE GASTRINA | II
Abbott | Brazil | MD |  | SISTEMA DE NEUROESTIMULAÇÃO EON MINI | Gerador de Pulso Implantavel p/ Neuroestimulacao | IV
Abbott | Brazil | MD |  | ABSOLUTE PRO SELF-EXPANDING STENT | STENT PARA ARTÉRIAS PERIFÉRICAS | III
Abbott | Brazil | IVD |  | Optical Calibration Kit | SOLUÇÃO PARA AVALIAÇÃO DE DESEMPENHO DOS COMPONENTES DE EQUIPAMENTOS | I
Abbott | Brazil | MD |  | ARCHITECT BNP CALIBRATORS - ARCHITECT BNP CALIBRADORES | PEPTÍDEO NATRIURÉTICO CEREBRAL HUMANO (BNP) | II
Abbott | Brazil | MD |  | ARCHITECT BNP CONTROLS - ARCHITECT BNP CONTROLES | PEPTÍDEO NATRIURÉTICO CEREBRAL HUMANO (BNP) | II
Abbott | Brazil | IVD |  | ARCHITECT BNP REAGENT/ ARCHITECT BNP REAGENTE | PEPTÍDEO NATRIURÉTICO CEREBRAL HUMANO (BNP) | II
Abbott | Brazil | MD |  | Família Instrumento Alinity i-series | Instrumento destinado a imunoensaios | II
Abbott | Brazil | MD |  | ARCHITECT Estradiol Manual Diluent | TAMPÕES, DILUENTES E DEMAIS SOLUÇÕES PARA ANÁLISE LABORATORIAL | I
Abbott | Brazil | IVD |  | ARCHITECT INSULIN REAGENT KIT - ARCHITECT INSULINA KIT REAGENTE | INSULINA | II
Abbott | Brazil | MD |  | ARCHITECT INSULIN CALIBRATORS - ARCHITECT INSULINA CALIBRADORES | INSULINA (CALIBRADOR) | II
Abbott | Brazil | IVD |  | ARCHITECT CMV IgG Avidity Reagent Kit | CITOMEGALOVÍRUS | IV
Abbott | Brazil | MD |  | ARCHITECT CMV IgG Avidity Calibrator and Controls | CITOMEGALOVÍRUS | IV
Abbott | Brazil | MD |  | ARCHITECT INSULIN CONTROLS - ARCHITECT INSULINA CONTROLES | INSULINA (CONTROLE) | II
Abbott | Brazil | IVD |  | ARCHITECT ESTRADIOL REAGENTS | ESTRADIOL | II
Abbott | Brazil | MD |  | ARCHITECT ESTRADIOL CALIBRRATORS | ESTRADIOL | II
Abbott | Brazil | MD |  | ARCHITECT ESTRADIOL CONTROLS | ESTRADIOL | II
Abbott | Brazil | MD |  | BIOLINE Influenza Ultra | VÍRUS INFLUENZA | III
Abbott | Brazil | MD |  | Família Abbott RealTime CMV | CITOMEGALOVÍRUS | IV
Abbott | Brazil | IVD |  | ARCHITECT iPhenobarbital Reagents/ ARCHITECT iFenobarbital Reagentes | FENOBARBITAL | II
Abbott | Brazil | MD |  | ARCHITECT iPhenobarbital Calibrators / ARCHITECT iFenobarbital Calibradores | FENOBARBITAL | II
Abbott | Brazil | IVD |  | Abbott RealTime HCV Genotype II Amplification Reagent Kit / Abbott RealTime HCV Genótipo II Kit Reagente de Amplificação | ÁCIDO NUCLÉICO DE VÍRUS DE HEPATITE C (HCV) | IV
Abbott | Brazil | MD |  | Abbott RealTime HCV Genotype II Controls / Abbott RealTime HCV Genótipo II Controles | ÁCIDO NUCLÉICO DE VÍRUS DE HEPATITE C (HCV) | IV
Abbott | Brazil | MD |  | Gerador de Pulso Implantável Infinity 5 | SISTEMA DE ESTIMULAÇÃO ELÉTRICA CEREBRAL PROFUNDA | IV
Abbott | Brazil | MD |  | ARCHITECT Anti-HBe CONTROLS / ARCHITECT Anti-HBe CONTROLES | ANTICORPO TOTAL PARA ANTÍGENO E DE VÍRUS DE HEPATITE B (ANTI-HBEAG) | IV
Abbott | Brazil | IVD |  | ARCHITECT iTheophyllin Reagents | TEOFILINA | II
Abbott | Brazil | MD |  | ARCHITECT Anti-HBe CALIBRATOR | ANTICORPO TOTAL PARA ANTÍGENO E DE VÍRUS DE HEPATITE B (ANTI-HBEAG) | IV
Abbott | Brazil | MD |  | MICROALBUMIN CALIBRATORS | ALBUMINA | II
Abbott | Brazil | IVD |  | MICROALBUMIN REAGENT | ALBUMINA | II
Abbott | Brazil | MD |  | MICROALBUMIN CONTROLS | ALBUMINA | II
Abbott | Brazil | MD |  | Família Instrumento Alinity ci-series | Instrumento destinado exclusivamente à união de módulos, integração de analisadores ou de plataformas de teste | I
Abbott | Brazil | MD |  | Família ARCHITECT Rubella IgM | VÍRUS DE RUBÉOLA | III
Abbott | Brazil | MD |  | Família Alinity i Anti-TPO | ANTICORPO ANTITIREOIDEANO | II
Abbott | Brazil | MD |  | XIENCE XPEDITION 48 EVEROLIMUS ELUTING CORONARY STENT | STENT FARMACOLÓGICO PARA ARTÉRIAS CORONÁRIAS | IV
Abbott | Brazil | MD |  | Alinity c-series Detergent B | SOLUÇÃO PARA LIMPEZA DE EQUIPAMENTOS | I
Abbott | Brazil | MD |  | Alinity c-series Maintenance Solutions | SOLUÇÃO PARA LIMPEZA DE EQUIPAMENTOS | I
Abbott | Brazil | MD |  | GERADOR DE PULSO IMPLANTÁVEL BRIO | SISTEMA DE ESTIMULAÇÃO ELÉTRICA CEREBRAL PROFUNDA | IV
Abbott | Brazil | MD |  | INTRODUTOR PEEL-AWAY DI-LOCK | Sistema Introdutor de Cateter | IV
Abbott | Brazil | MD |  | ABBOTT CLINICAL CHEMISTRY COMPLEMENT C4 - COMPLEMENTO C4 ABBOTT BIOQUIMICA | COMPLEMENTO DE COMPONENTE C4 | II
Abbott | Brazil | MD |  | ARCHITECT EBV VCA IgM Controls | VÍRUS EPSTEIN-BARR (EBV) | II
Abbott | Brazil | MD |  | ARCHITECT EBV VCA IgM Calibrators | VÍRUS EPSTEIN-BARR (EBV) | II
Abbott | Brazil | MD |  | ARCHITECT EBV VCA IgG Controls | VÍRUS EPSTEIN-BARR (EBV) | II
Abbott | Brazil | MD |  | ARCHITECT EBV VCA IgG Calibrator | VÍRUS EPSTEIN-BARR (EBV) | II
Abbott | Brazil | MD |  | ARCHITECT EBV VCA IgG | VÍRUS EPSTEIN-BARR (EBV) | II
Abbott | Brazil | MD |  | TactiFlex Cateter de Ablação, Sensor Enabled | CATETER PARA SISTEMA DE ABLACAO CARDIACA POR RADIOFREQUENCIA | IV
Abbott | Brazil | MD |  | Família Alinity i 25-OH Vitamin D | 25 HIDROXIVITAMINA D3 DA VITAMINA D | II
Abbott | Brazil | MD |  | ABBOTT CLINICAL CHEMISTRY IMMUNOGLOBULIN G - IMUNOGLOBULINA G (IgG) ABBOTT QUIMICA | IMUNOGLOBULINA G | II
Abbott | Brazil | MD |  | Alinity Pre-Trigger Solution | TAMPÕES, DILUENTES E DEMAIS SOLUÇÕES PARA ANÁLISE LABORATORIAL | I
Abbott | Brazil | MD |  | Alinity i-series Concentrated Wash Buffer | TAMPÕES, DILUENTES E DEMAIS SOLUÇÕES PARA ANÁLISE LABORATORIAL | I
Abbott | Brazil | MD |  | IMMUNOGLOBULIN A / IMUNOGLOBULINA A | IMUNOGLOBULINA A | II
Abbott | Brazil | MD |  | Família Alinity i Tacrolimus | TACROLIMUS | III
Abbott | Brazil | MD |  | Família Alinity i Sirolimus | SIROLIMUS | III
Abbott | Brazil | MD |  | MULTI-LINK 8 CORONARY STENT | STENT PARA ARTÉRIAS CORONÁRIAS | IV
Abbott | Brazil | MD |  | Alinity c Lactate Dehydrogenase2 | LACTATO DESIDROGENASE (LDH) | II
Abbott | Brazil | IVD |  | Lactate Dehydrogenase2 Reagent Kit | LACTATO DESIDROGENASE (LDH) | II
Abbott | Brazil | MD |  | CELL-DYN SAPPHIRE | Instrumento para análise ou contagem de células e plaquetas | II
Abbott | Brazil | IVD |  | EnSite X EP System Surface Electrode Kit | eletrodo de referência para sistema de mapeamento cardíaco | II
Abbott | Brazil | IVD |  | ARCHITECT Sirolimus Reagent Kit | SIROLIMUS | III
Abbott | Brazil | IVD |  | ARCHITECT Sirolimus Whole Blood Precipitation Reagent | TAMPÕES, DILUENTES E DEMAIS SOLUÇÕES PARA ANÁLISE LABORATORIAL | I
Abbott | Brazil | MD |  | ARCHITECT EBV EBNA-1 IgG Calibrator | VÍRUS EPSTEIN-BARR (EBV) | II
Abbott | Brazil | MD |  | ARCHITECT EBV EBNA-1 IgG Controls | VÍRUS EPSTEIN-BARR (EBV) | II
Abbott | Brazil | MD |  | ARCHITECT EBV EBNA-1 IgG | VÍRUS EPSTEIN-BARR (EBV) | II
Abbott | Brazil | MD |  | Hemoglobin A1c | HEMOGLOBINA GLICADA | II
Abbott | Brazil | MD |  | Hemoglobin A1c Controls | HEMOGLOBINA GLICADA | II
Abbott | Brazil | MD |  | Hemoglobin A1c Calibrators | HEMOGLOBINA GLICADA | II
Abbott | Brazil | MD |  | ARCHITECT Pepsinogen II Controls | PEPSINOGÊNIO II | II
Abbott | Brazil | MD |  | Dragonfly OpStar Imaging Catheter | Cateter de sistema de tomografia de coerência óptica coronariana | IV
Abbott | Brazil | IVD |  | Abbott Cervi-Collect Specimen Collection Kit | FRASCO OU MATERIAL PARA COLETA, ARMAZENAMENTO OU TRANSPORTE DE AMOSTRAS BIOLÓGICAS | I
Abbott | Brazil | MD |  | ARCHITECT Pepsinogen I Calibrators | PEPSINOGÊNIO I | II
Abbott | Brazil | MD |  | ARCHITECT Pepsinogen II | PEPSINOGÊNIO II | II
Abbott | Brazil | MD |  | ARCHITECT Pepsinogen II Calibrators | PEPSINOGÊNIO II | II
Abbott | Brazil | MD |  | ARCHITECT Pepsinogen I | PEPSINOGÊNIO I | II
Abbott | Brazil | MD |  | CREATINE KINASE | CREATINA FOSFOTRANSFERASE (CPK) | II
Abbott | Brazil | MD |  | ARCHITECT HIV Ag/Ab COMBO CALIBRATOR / ARCHITECT HIV Ag/Ac COMBO CALIBRADOR | ANTÍGENO E ANTICORPO DO VÍRUS DA IMUNODEFICIÊNCIA HUMANA ADQUIRIDA TIPO 1 E TIPO 2 (HIV) | IV
Abbott | Brazil | MD |  | ARCHITECT Anti-TPO Controls | ANTICORPO ANTI-TIREOPEROXIDASE (CONTROLE) | II
Abbott | Brazil | IVD |  | Paraffin Pretreatment Reagent Kit / Kit de Pré-Tratamento de Amostras em Parafina | TAMPÕES, DILUENTES E DEMAIS SOLUÇÕES PARA ANÁLISE LABORATORIAL | I
Abbott | Brazil | MD |  | FAMÍLIA ARCHITECT SYSTEM | Instrumento destinado a imunoensaios | II
Abbott | Brazil | MD |  | ABBOTT CLINICAL CHEMISTRY IMMUNOGLOBULIN M - IMUNOGLOBULINA M (IgM) ABBOTT BIOQUIMICA | IMUNOGLOBULINA M | II
Abbott | Brazil | MD |  | EnSite X System Catheter Connector Cable | Cabo-Extensao Para Cateter | II
Abbott | Brazil | MD |  | Tendyne 2Lb. Weight | Instrumental para Válvulas Cardiacas | I
Abbott | Brazil | MD |  | Tendyne Stand | Suporte de Posicionamento | I
Abbott | Brazil | MD |  | SPECIFIC PROTEINS MULTICONSTITUENT CALIBRATOR / CALIBRADOR MULTICONSTITUINTE DE PROTEÍNAS ESPECÍFICAS | PARÂMETROS COMBINADOS NO MESMO PRODUTO - CLASSE II | II
Abbott | Brazil | MD |  | ARCHITECT HIV Ag/Ab COMBO CONTROLS / ARCHITECT HIV Ag/Ac COMBO CONTROLES | ANTÍGENO E ANTICORPO DO VÍRUS DA IMUNODEFICIÊNCIA HUMANA ADQUIRIDA TIPO 1 E TIPO 2 (HIV) | IV
Abbott | Brazil | IVD |  | ARCHITECT HIV Ag/Ab Combo Reagent Kit / ARCHITECT HIV Ag/Ac Combo Kit Reagente | ANTÍGENO E ANTICORPO DO VÍRUS DA IMUNODEFICIÊNCIA HUMANA ADQUIRIDA TIPO 1 E TIPO 2 (HIV) | IV
Abbott | Brazil | MD |  | CELL-DYN HemCal PLUS CALIBRATOR - CELL-DYM HemCal PLUS CALIBRADOR | PARÂMETROS COMBINADOS NO MESMO PRODUTO - CLASSE II | II
Abbott | Brazil | MD |  | CELL-DYN 29 PLUS CONTROL (WITH RETIC) - CELL-DYN 29 PLUS CONTROLE (COM RETIC) | PARÂMETROS COMBINADOS NO MESMO PRODUTO - CLASSE II | II
Abbott | Brazil | MD |  | ARCHITECT SHBG CONTROLS - ARCHITECT SHBG CONTROLES | HORMÔNIO SEXUAL LIGADO A GLOBULINA (SHBG) | II
Abbott | Brazil | IVD |  | ARCHITECT SHBG REAGENT - ARCHITEC SHBG REAGENTE | HORMÔNIO SEXUAL LIGADO A GLOBULINA (SHBG) | II
Abbott | Brazil | MD |  | ARCHITECT SHBG CALIBRATORS - ARCHITECT SHBG CALIBRADORES | HORMÔNIO SEXUAL LIGADO A GLOBULINA (SHBG) | II
Abbott | Brazil | MD |  | FIXADOR CINCH ANCHOR | FIXADOR | III
Abbott | Brazil | MD |  | Família ARCHITECT AFP | ALFAFETOPROTEÍNA (AFP) | III
Abbott | Brazil | MD |  | St. Jude Medical Sistema de Eletrodos e Extensões Infinity DBS 8 Canais | CABO/ELETRODO PARA SISTEMA DE ESTIMULAÇÃO ELÉTRICA CEREBRAL PROFUNDA | IV
Abbott | Brazil | MD |  | Família Instrumento Alinity c-series | Instrumento para análise de bioquímica geral, hormônios, drogas ou proteínas | II
Abbott | Brazil | MD |  | repositioning sleeve | Capa protetora | II
Abbott | Australia | IVD | CT702 | Multiple-viruses IVDs | Multiple-viruses IVDs | Class 3
Abbott | Australia | MD | 48054 | Neural-tissue electrical stimulation lead adaptor | Neural-tissue electrical stimulation lead adaptor | Class IIb
Abbott | Australia | IVD | CT889 | Multiple clinical chemistry constituent IVDs | Multiple clinical chemistry constituent IVDs | Class 2
Abbott | Australia | IVD | CT1237 | Clinical chemistry trace element IVDs | Clinical chemistry trace element IVDs | Class 2
Abbott | Australia | MD | 62423 | SlimTip DRG, Dual Implant Lead Kit, 90cm - Implantable lumbar neuromuscular electrical stimulation system lead | Implantable lumbar neuromuscular electrical stimulation system lead | Class III
Abbott | Australia | MD | 62423 | SlimTip DRG, Dual Implant Lead Kit, 50cm - Implantable lumbar neuromuscular electrical stimulation system lead | Implantable lumbar neuromuscular electrical stimulation system lead | Class III
Abbott | Australia | MD | 61393 | Brio Clinician Programmer Model 6851 - Multi-purpose electrical stimulation system programmer | Multi-purpose electrical stimulation system programmer | Class III
Abbott | Australia | MD | 61393 | Rapid Programmer 3835 - Multi-purpose electrical stimulation system programmer | Multi-purpose electrical stimulation system programmer | Class III
Abbott | Australia | MD | 37307 | Infinity 7 IPG, Model 6662 - Brain electrical stimulation system, antitremor | Brain electrical stimulation system, antitremor | AIMD
Abbott | Australia | MD | 37307 | St Jude Medical Infinity DBS System 8CH Flex Extn - Brain electrical stimulation system, antitremor | Brain electrical stimulation system, antitremor | Class III
Abbott | Australia | MD | 37307 | St Jude Medical Infinity DBS System 8CH Directional Lead - Brain electrical stimulation system, antitremor | Brain electrical stimulation system, antitremor | Class III
Abbott | Australia | MD | 62423 | Quattrode Percutaneous Lead Kit - Implantable lumbar neuromuscular electrical stimulation system lead | Implantable lumbar neuromuscular electrical stimulation system lead | Class III
Abbott | Australia | MD | 58987 | Self-expandable heart valve prosthesis collapsing tool, single-use | Self-expandable heart valve prosthesis collapsing tool, single-use | Class Is
Abbott | Australia | MD | 61785 | TactiFlex Ablation Catheter with Bi-Directional Handle, Sensor Enabled - Cardiac radio-frequency ablation system catheter | Cardiac radio-frequency ablation system catheter | Class III
Abbott | Australia | MD | 61785 | TactiFlex Ablation Catheter with Uni-Directional Handle, Sensor Enabled - Cardiac radio-frequency ablation system catheter | Cardiac radio-frequency ablation system catheter | Class III
Abbott | Australia | IVD | CT749 | Herpes simplex virus (HSV) (Human herpesvirus 1 & 2) IVDs | Herpes simplex virus (HSV) (Human herpesvirus 1 & 2) IVDs | Class 3
Abbott | Australia | MD | 56284 | XIENCE Skypoint Everolimus Eluting Coronary Stent System - Drug-eluting coronary artery stent, non-biodegradable-polymer-coated | Drug-eluting coronary artery stent, non-biodegradable-polymer-coated | Class III
Abbott | Australia | MD | 46225 | Pacing lead suture sleeve | Pacing lead suture sleeve | Class IIb
Abbott | Australia | IVD | CT701 | Infectious disease IVDs | Infectious disease IVDs | Class 1
Abbott | Australia | IVD | CT944 | Software IVDs | Software IVDs | Class 1
Abbott | Australia | IVD | CT772 | Severe acute respiratory syndrome-associated coronavirus IVDs | Severe acute respiratory syndrome-associated coronavirus IVDs | Class 3
Abbott | Australia | MD | 36079 | Catheter introducer, haemostasis valve | Catheter introducer, haemostasis valve | Class IIa
Abbott | Australia | MD | 45418 | AMPLATZER Amulet Left Atrial Appendage Occluder - Cardiac occluder | Cardiac occluder | Class III
Abbott | Australia | MD | 45418 | AMPLATZER Duct Occluder - Cardiac occluder | Cardiac occluder | Class III
Abbott | Australia | MD | 45418 | Amplatzer Multifenestrated Septal Occluder - Cribriform - Cardiac occluder | Cardiac occluder | Class III
Abbott | Australia | MD | 45418 | AMPLATZER PFO Occluder - Cardiac occluder | Cardiac occluder | Class III
Abbott | Australia | MD | 45418 | Amplatzer PI Muscular VSD Occluder - Cardiac occluder | Cardiac occluder | Class III
Abbott | Australia | MD | 45418 | Amplatzer Septal Occluder - Cardiac occluder | Cardiac occluder | Class III
Abbott | Australia | MD | 42417 | Amplatzer Sizing Balloon II - Cardiac sizing catheter | Cardiac sizing catheter | Class III
Abbott | Australia | MD | 45418 | AMPLATZER Muscular VSD Occluder - Cardiac occluder | Cardiac occluder | Class III
Abbott | Australia | MD | 61632 | Amplatzer Vascular Plug 4 - Non-neurovascular embolization plug, metallic | Non-neurovascular embolization plug, metallic | Class III
Abbott | Australia | MD | 61632 | Amplatzer Vascular Plug II - Non-neurovascular embolization plug, metallic | Non-neurovascular embolization plug, metallic | Class III
Abbott | Australia | MD | 61632 | Amplatzer Vascular Plug - Non-neurovascular embolization plug, metallic | Non-neurovascular embolization plug, metallic | Class III
Abbott | Australia | MD | 44783 | Computer application program software, cardiac physiology | Computer application program software, cardiac physiology | Class IIa
Abbott | Australia | MD | 47490 | Coronary optical coherence tomography system | Coronary optical coherence tomography system | Class IIa
Abbott | Australia | IVD | CT732 | Influenza virus IVDs | Influenza virus IVDs | Class 3
Abbott | Australia | MD | 56284 | XIENCE Sierra Everolimus Eluting Coronary Stent System - Drug-eluting coronary artery stent, non-biodegradable-polymer-coated | Drug-eluting coronary artery stent, non-biodegradable-polymer-coated | Class III
Abbott | Australia | IVD | 48366 | Alinity s Anti-HCV Assay - Hepatitis C virus total antibody IVD, kit, chemiluminescent assay | Hepatitis C virus total antibody IVD, kit, chemiluminescent assay | Class 4
Abbott | Australia | IVD | 48321 | Alinity s HBsAg Confirmatory Assay - Hepatitis B virus surface antigen IVD, kit, chemiluminescent immunoassay | Hepatitis B virus surface antigen IVD, kit, chemiluminescent immunoassay | Class 4
Abbott | Australia | IVD | 48321 | Alinity s HBsAg Assay - Hepatitis B virus surface antigen IVD, kit, chemiluminescent immunoassay | Hepatitis B virus surface antigen IVD, kit, chemiluminescent immunoassay | Class 4
Abbott | Australia | IVD | CT701 | Infectious disease IVDs | Infectious disease IVDs | Class 1
Abbott | Australia | MD | 48054 | Neural-tissue electrical stimulation lead adaptor | Neural-tissue electrical stimulation lead adaptor | Class I
Abbott | Australia | MD | 57996 | Implantable stimulator control magnet | Implantable stimulator control magnet | Class I
Abbott | Australia | MD | 42410 | Holder, cable/lead | Holder, cable/lead | Class I
Abbott | Australia | IVD | CT901 | Histology & Cytology IVDs | Histology & Cytology IVDs | Class 1
Abbott | Australia | IVD | CT701 | Infectious disease IVDs | Infectious disease IVDs | Class 1
Abbott | Australia | IVD | CT943 | Instrument/analyser IVDs | Instrument/analyser IVDs | Class 1
Abbott | Australia | MD | 60466 | Vascular graft implantation tool base | Vascular graft implantation tool base | Class I
Abbott | Australia | IVD | 48374 | Alinity m HCV assay - Hepatitis C virus nucleic acid IVD, kit, nucleic acid technique (NAT) | Hepatitis C virus nucleic acid IVD, kit, nucleic acid technique (NAT) | Class 4
Abbott | Australia | MD | 58293 | Epidural needle, non-threaded | Epidural needle, non-threaded | Class IIa
Abbott | Australia | IVD | CT907 | Histology and Cytology ancillary IVDs | Histology and Cytology ancillary IVDs | Class 2
Abbott | Australia | IVD | CT215 | Biological stain IVDs | Biological stain IVDs | Class 2
Abbott | Australia | IVD | CT944 | Software IVDs | Software IVDs | Class 1
Abbott | Australia | IVD | CT850 | Clinical chemistry hormone IVDs | Clinical chemistry hormone IVDs | Class 2
Abbott | Australia | IVD | CT827 | Clinical chemistry enzyme IVDs | Clinical chemistry enzyme IVDs | Class 2
Abbott | Australia | IVD | CT836 | Clinical chemistry electrolyte IVDs | Clinical chemistry electrolyte IVDs | Class 2
Abbott | Australia | IVD | CT947 | Human papilloma virus IVDs | Human papilloma virus IVDs | Class 3
Abbott | Australia | IVD | CT831 | Creatine kinase IVDs | Creatine kinase IVDs | Class 3
Abbott | Australia | MD | 35094 | Catheter guide wire | Catheter guide wire | Class IIa
Abbott | Australia | MD | 35094 | Catheter guide wire | Catheter guide wire | Class IIa
Abbott | Australia | MD | 45419 | Cardiac occluder delivery kit | Cardiac occluder delivery kit | Class IIa
Abbott | Australia | MD | 44063 | Surgical procedure kit, neurosurgical, single-use, non-medicated | Surgical procedure kit, neurosurgical, single-use, non-medicated | Class IIb
Abbott | Australia | MD | 31072 | Bag, medical device, single use | Bag, medical device, single use | Class I
Abbott | Australia | MD | 44063 | Surgical procedure kit, neurosurgical, single-use, non-medicated | Surgical procedure kit, neurosurgical, single-use, non-medicated | Class IIa
Abbott | Australia | MD | 44063 | Surgical procedure kit, neurosurgical, single-use, non-medicated | Surgical procedure kit, neurosurgical, single-use, non-medicated | Class IIa
Abbott | Australia | MD | 44063 | Surgical procedure kit, neurosurgical, single-use, non-medicated | Surgical procedure kit, neurosurgical, single-use, non-medicated | Class IIa
Abbott | Australia | MD | 47143 | Electrosurgical diathermy system cable, single-use | Electrosurgical diathermy system cable, single-use | Class Is
Abbott | Australia | MD | 42410 | Holder, cable/lead | Holder, cable/lead | Class Is
Abbott | Australia | MD | 46355 | Advisor HD Grid Mapping Catheter, Sensor Enabled - Electrophysiology cardiac catheter, single-use | Electrophysiology cardiac catheter, single-use | Class III
Abbott | Australia | MD | 46355 | Advisor FL Circular Mapping Catheter with Bi-Directional Handle, Sensor Enabled - Electrophysiology cardiac catheter, single-use | Electrophysiology cardiac catheter, single-use | Class III
Abbott | Australia | MD | 61785 | FlexAbility Ablation Catheter with Bi-Directional Handle - Cardiac radio-frequency ablation system catheter | Cardiac radio-frequency ablation system catheter | Class III
Abbott | Australia | MD | 61785 | FlexAbility Ablation Catheter with Bi-Directional Handle, Sensor Enabled - Cardiac radio-frequency ablation system catheter | Cardiac radio-frequency ablation system catheter | Class III
Abbott | Australia | MD | 61785 | FlexAbility Ablation Catheter with Uni-Directional Handle - Cardiac radio-frequency ablation system catheter | Cardiac radio-frequency ablation system catheter | Class III
Abbott | Australia | MD | 61785 | FlexAbility Ablation Catheter with Uni-Directional Handle, Sensor Enabled - Cardiac radio-frequency ablation system catheter | Cardiac radio-frequency ablation system catheter | Class III
Abbott | Australia | IVD | CT936 | Specimen receptacle IVDs | Specimen receptacle IVDs | Class 1
Abbott | Australia | IVD | CT889 | Multiple clinical chemistry constituent IVDs | Multiple clinical chemistry constituent IVDs | Class 2
Abbott | Australia | IVD | CT943 | Instrument/analyser IVDs | Instrument/analyser IVDs | Class 1
Abbott | Australia | MD | 57790 | MitraClip NT Clip Delivery System - Mitral valve clip | Mitral valve clip | Class III
Abbott | Australia | MD | 56280 | MitraClip NT System - Mitral valve tissue repair system | Mitral valve tissue repair system | Class III
Abbott | Brazil | MD |  | NycoCard HbA1c Controle | HEMOGLOBINA GLICADA | II
Abbott | Brazil | MD |  | Família Alinity s Anti-HCV II | ANTICORPO TOTAL PARA VÍRUS DE HEPATITE C (ANTI-HCV) | IV
Abbott | Brazil | MD |  | Transferrin / Transferrina | TRANSFERRINA | II
Abbott | Brazil | MD |  | Haptoglobin / Haptoglobina | HAPTOGLOBINA | II
Abbott | Brazil | MD |  | Panbio COVID-19 IgG/IgM Rapid Test Device | CORONAVÍRUS | III
Abbott | Brazil | MD |  | Família Abbott RealTime SARS-CoV-2 | CORONAVÍRUS | III
Abbott | Brazil | MD |  | ABSOLUTE PRO LL SELF-EXPANDING STENT | STENT PARA ARTÉRIAS PERIFÉRICAS | III
Abbott | Brazil | IVD |  | ARCHITECT i Vancomycin Reagents | VANCOMICINA | II
Abbott | Brazil | MD |  | ARCHITECT iVancomycin Calibrators/ ARCHITECT iVancomicina Calibradores | VANCOMICINA | II
Abbott | Brazil | MD |  | ARCHITECT iPhenytoin Calibrators / ARCHITECT iFenitoína Calibradores | FENITOÍNA | II
Abbott | Brazil | MD |  | ARCHITECT iValproic Acid Calibrators / ARCHITECT iÁcido Valpróico Calibradores | ÁCIDO VALPRÓICO | II
Abbott | Brazil | IVD |  | ARCHITECT iValproic Acid Reagent Kit/ ARCHITECT iÁcido Valpróico Kit Reagente | ÁCIDO VALPRÓICO | II
Abbott | Brazil | IVD |  | ARCHITECT iPhenytoin Reagent Kit / ARCHITECT iFenitoína Kit Reagente | FENITOÍNA | II
Abbott | Brazil | MD |  | INVISIBLE TRIAL DBS | Marcapasso Gerador de Pulsos Externos | IV
Abbott | Brazil | MD |  | Invisible Trial DRG | Marcapasso Gerador de Pulsos Externos | IV
Abbott | Brazil | MD |  | INVISIBLE TRIAL SCS | Marcapasso Gerador de Pulsos Externos | IV
Abbott | Brazil | MD |  | Octrode Lead | Eletrodo analgésico para estimulação elétrica da medula espinhal | III
Abbott | Brazil | MD |  | i-STAT BNP Controls | PEPTÍDEO NATRIURÉTICO CEREBRAL HUMANO (BNP) | II
Abbott | Brazil | MD |  | Alinity c-series Acid Wash Solution | SOLUÇÃO PARA LIMPEZA DE EQUIPAMENTOS | I
Abbott | Brazil | MD |  | Alinity c-series Alkaline Wash Solution | SOLUÇÃO PARA LIMPEZA DE EQUIPAMENTOS | I
Abbott | Brazil | MD |  | Família Alinity i Cortisol | CORTISOL | II
Abbott | Brazil | MD |  | Prodigy MRI | Gerador de Pulso Implantavel p/ Neuroestimulacao | IV
Abbott | Brazil | MD |  | Família ARCHITECT B.R.A.H.M.S PCT | PROCALCITONINA PCT | II
Abbott | Brazil | MD |  | Família Alinity i SARS-CoV-2 IgM | CORONAVÍRUS | III
Abbott | Brazil | MD |  | Família SARS-CoV-2 IgM | CORONAVÍRUS | III
Abbott | Brazil | MD |  | Família Alinity i Trab | ANTICORPO ANTI-RECEPTOR DE TSH (TRAb) | II
Abbott | Brazil | MD |  | Família ARCHITECT Trab | ANTICORPO ANTI-RECEPTOR DE TSH (TRAb) | II
Abbott | Brazil | IVD |  | Alinity c Complement C3 Reagent Kit | COMPLEMENTO DE COMPONENTE C3/C3C | II
Abbott | Brazil | IVD |  | Alinity c Apolipoprotein B Reagent Kit | APOLIPOPROTEÍNA B | II
Abbott | Brazil | IVD |  | Alinity c Complement C4 Reagent Kit | COMPLEMENTO DE COMPONENTE C4 | II
Abbott | Brazil | MD |  | Família ID NOW COVID-19 | CORONAVÍRUS | III
Abbott | Brazil | MD |  | Panbio COVID-19 Ag Rapid Test | CORONAVÍRUS | III
Abbott | Brazil | IVD |  | Alinity c Gamma-Glutamyl Transferase2 Reagent Kit | GAMA-GLUTAMIL TRANSPEPTIDASE (GGT) | II
Abbott | Brazil | IVD |  | Gamma-Glutamyl Transferase2 Reagent Kit | GAMA-GLUTAMIL TRANSPEPTIDASE (GGT) | II
Abbott | Brazil | IVD |  | Alinity c Triglyceride2 Reagent Kit | TRIGLICERÍDEO | II
Abbott | Brazil | IVD |  | Triglyceride2 Reagent Kit | TRIGLICERÍDEO | II
Abbott | Brazil | IVD |  | Alanine Aminotransferase2 Reagent Kit | TRANSAMINASE GLUTÂMICA PIRÚVICA (TGP OU ALT) | II
Abbott | Brazil | IVD |  | Alinity c Aspartate Aminotransferase2 Reagent Kit | TRANSAMINASE GLUTÂMICA OXALACÉTICA (TGO OU AST) | II
Abbott | Brazil | IVD |  | Alinity c Alanine Aminotransferase2 Reagent Kit | TRANSAMINASE GLUTÂMICA PIRÚVICA (TGP OU ALT) | II
Abbott | Brazil | MD |  | BIOLINE Dengue Duo 2.0 | DENGUE | III
Abbott | Brazil | MD |  | Sistema de EF EnSite X | Sistema para Mapeamento Cardíaco | II
Abbott | Brazil | IVD |  | Aspartate Aminotransferase2 Reagent Kit | TRANSAMINASE GLUTÂMICA OXALACÉTICA (TGO OU AST) | II
Abbott | Brazil | IVD |  | Alinity c Uric Acid2 Reagent Kit | ÁCIDO ÚRICO | II
Abbott | Brazil | IVD |  | Alinity c Albumin BCP2 Reagent Kit | ALBUMINA | II
Abbott | Brazil | MD |  | Hi-Torque Proceed Guide Wire | Fio Guia | II
Abbott | Brazil | MD |  | Determine HIV Controls | ANTÍGENO E ANTICORPO DO VÍRUS DA IMUNODEFICIÊNCIA HUMANA ADQUIRIDA TIPO 1, TIPO 2 E TIPO 1 SUBGRUPO O (HIV) | IV
Abbott | Brazil | MD |  | Determine HIV Early Detect | ANTÍGENO E ANTICORPO DO VÍRUS DA IMUNODEFICIÊNCIA HUMANA ADQUIRIDA TIPO 1, TIPO 2 E TIPO 1 SUBGRUPO O (HIV) | IV
Abbott | Brazil | MD |  | MitraClip G4 Clip Delivery System | Clip Cirurgico com Aplicador | IV
Abbott | Brazil | MD |  | MitraClip G4 Steerable Guide Catheter | Cateteres | IV
Abbott | Brazil | MD |  | Sensor Enabled Diagnostic Catheter Cable | Cabo-Extensao Para Cateter | II
Abbott | Brazil | MD |  | Amplatzer Piccolo Occluder | Implante Cardiovascular | IV
Abbott | Brazil | MD |  | Família Alinity i DHEA-S | SULFATO DE DEHIDROEPIANDROSTERONA (DHEA-S) | II
Abbott | Brazil | MD |  | Família Alinity i B·R·A·H·M·S PCT | PROCALCITONINA PCT | II
Abbott | Brazil | MD |  | Amplatzer Trevisio Intravascular Delivery System | Introdutores | IV
Abbott | Brazil | MD |  | Unify Assura | DESFIBRILADOR IMPLANTÁVEL PARA TERAPIA DE RESSINCRONIZAÇÃO CARDÍACA | IV
Abbott | Brazil | MD |  | Sensor Enabled Ablation Connection Cable | Cabo-Extensao Para Cateter | II
Abbott | Brazil | MD |  | ARCHITECT Chagas Controls | TRYPANOSOMA CRUZI | IV
Abbott | Brazil | MD |  | ARCHITECT Chagas Calibrator | TRYPANOSOMA CRUZI | IV
Abbott | Brazil | IVD |  | ARCHITECT Chagas Reagents | TRYPANOSOMA CRUZI | IV
Abbott | Brazil | MD |  | Alinity h-series Wright-Giemsa Stain | CORANTES HEMATOPATOLÓGICOS | I
Abbott | Brazil | MD |  | NC TREK RX CORNARY DILATATION CATHETER | CATETER BALÃO PARA ANGIOPLASTIA CORONÁRIA | IV
Abbott | Brazil | MD |  | Penta MRI | Cabo-Eletrodos Implantaveis | IV
Abbott | Brazil | IVD |  | Kit de Limpeza Afinion | SOLUÇÃO PARA LIMPEZA DE EQUIPAMENTOS | I
Abbott | Brazil | MD |  | Urocolor 11 | FITA-TESTE PARA URINA | II
Abbott | Brazil | MD |  | Urocolor 10 | FITA-TESTE PARA URINA | II
Abbott | Brazil | IVD |  | ARCHITECT HBsAg Qualitative II Confirmatory Reagent Kit | ANTÍGENO CONFIRMATÓRIO DE SUPERFÍCIE DE VÍRUS DE HEPATITE B (HBSAG) | IV
Abbott | Brazil | MD |  | Família Alinity i ProGRP | PEPTÍDEO DE LIBERAÇÃO DE GASTRINA | II
Abbott | Brazil | MD |  | ARCHITECT HBsAg Qualitative II Confirmatory Manual Diluent | TAMPÕES, DILUENTES E DEMAIS SOLUÇÕES PARA ANÁLISE LABORATORIAL | I
Abbott | Brazil | MD |  | Dengue Early ELISA | DENGUE | III
Abbott | Brazil | MD |  | Pima CD4 | MARCADOR DE CÉLULA CD4 | III
Abbott | Brazil | MD |  | Padrão de Microesferas Pima | SOLUÇÃO PARA AVALIAÇÃO DE DESEMPENHO DOS COMPONENTES DE EQUIPAMENTOS | I
Abbott | Brazil | MD |  | LEPTOSPIRA IgM ELISA | LEPTOSPIRA SP | III
Abbott | Brazil | MD |  | Dengue IgG Indirect ELISA | DENGUE | III
Abbott | Brazil | MD |  | PIMA | Instrumento para análise ou contagem de células e plaquetas | II
Abbott | Brazil | MD |  | AMPLATZER SIZING BALLOON II | Cateteres | IV
Abbott | Brazil | MD |  | TRIAL LEAD | CABO/ELETRODO PARA SISTEMA DE ESTIMULAÇÃO ELÉTRICA CEREBRAL PROFUNDA | IV
Abbott | Brazil | MD |  | CELL-DYN EMERALD | Instrumento para análise ou contagem de células e plaquetas | II
Abbott | Brazil | MD |  | XIENCE SIERRA EVEROLIMUS ELUTING CORONARY STENT | STENT FARMACOLÓGICO PARA ARTÉRIAS CORONÁRIAS | IV
Abbott | Brazil | MD |  | Família Alinity i SARS-CoV-2 IgG II Quant | CORONAVÍRUS | III
Abbott | Brazil | MD |  | Família ARCHITECT SARS-CoV-2 IgG II Quant | CORONAVÍRUS | III
Abbott | Brazil | MD |  | NycoCard HbA1c | HEMOGLOBINA GLICADA | II
Abbott | Brazil | MD |  | Família Alinity i STAT CK-MB | ATIVIDADE DE ISOENZIMA CREATINOQUINASE | III
Abbott | Brazil | MD |  | BinaxNOW G6PD | DESIDROGENASE GLICOSE-6-FOSFATO (G6PD) | II
Abbott | Brazil | MD |  | Alinity c Creatine Kinase | CREATINA FOSFOTRANSFERASE (CPK) | II
Abbott | Brazil | MD |  | Família Alinity i CEA | ANTÍGENO CARCINOEMBRIONÁRIO | III
Abbott | Brazil | MD |  | Família Alinity i CA 15-3 | ANTÍGENO CA 15-3 | III
Abbott | Brazil | IVD |  | Alinity c Lactate Dehydrogenase Reagent Kit | LACTATO DESIDROGENASE (LDH) | II
Abbott | Brazil | MD |  | Família Alinity i HE4 | PROTEÍNA 4 DE EPIDÍDIMO HUMANO HE4 | III
Abbott | Brazil | MD |  | Família Alinity i Pepsinogen II | PEPSINOGÊNIO II | II
Abbott | Brazil | MD |  | CELL-DYN WBC Lyse / CELL-DYN WBC Lyse | SOLUÇÃO DE LISE PARA HEMATOLOGIA | I
Abbott | Brazil | IVD |  | Dragonfly Optis Imaging Catheter Kit | Cateter de sistema de tomografia de coerência óptica coronariana | IV
Abbott | Brazil | MD |  | RX VIATRAC 14 PLUS PERIPHERAL DILATATION CATHETER | CATETER BALÃO PARA ANGIOPLASTIA PERIFÉRICA | II
Abbott | Brazil | MD |  | Família Alinity i Intact PTH | HORMÔNIO PARATIREÓIDEO INTACTO (iPTH) | II
Abbott | Brazil | IVD |  | Alinity c Uric Acid Reagent Kit | ÁCIDO ÚRICO | II
Abbott | Brazil | IVD |  | Alinity c Aspartate Aminotransferase Reagent Kit | TRANSAMINASE GLUTÂMICA OXALACÉTICA (TGO OU AST) | II
Abbott | Brazil | MD |  | Família Alinity i Free T4 | TIROXINA LIVRE | II
Abbott | Brazil | MD |  | Família Alinity i CA 125 II | ANTÍGENO CA 125 | III
Abbott | Brazil | MD |  | Família Alinity i CA 19-9XR | ANTÍGENO CA 19-9 | III
Abbott | Brazil | MD |  | Família Alinity i TSH | HORMÔNIO ESTIMULANTE DE TIREÓIDE (TSH) | II
Abbott | Brazil | MD |  | Família Alinity i BNP | PEPTÍDEO NATRIURÉTICO CEREBRAL HUMANO (BNP) | II
Abbott | Brazil | MD |  | Família Alinity i Estradiol | ESTRADIOL | II
Abbott | Brazil | IVD |  | Alinity c Apolipoprotein A1 Reagent Kit | APOLIPOPROTEÍNA A-I | II
Abbott | Brazil | MD |  | Família Alinity i Urine NGAL | GELATINASE NEUTROFÍLICA ASSOCIADA A LIPOCALINA (NGAL) | II
Abbott | Brazil | MD |  | FAMÍLIA ARCHITECT 25-OH Vitamin D | 25 HIDROXIVITAMINA D3 DA VITAMINA D | II
Abbott | Australia | IVD | 48321 | Alinity i HBsAg Next Qualitative Assay - Hepatitis B virus surface antigen IVD, kit, chemiluminescent immunoassay | Hepatitis B virus surface antigen IVD, kit, chemiluminescent immunoassay | Class 4
Abbott | Australia | IVD | 48321 | Alinity i HBsAg Next Confirmatory Assay - Hepatitis B virus surface antigen IVD, kit, chemiluminescent immunoassay | Hepatitis B virus surface antigen IVD, kit, chemiluminescent immunoassay | Class 4
Abbott | Australia | MD | 64970 | Proclaim DRG IPG, Model 3664 - Analgesic spinal cord electrical stimulation system pulse generator implantable | Analgesic spinal cord electrical stimulation system pulse generator implantable | Class III
Abbott | Australia | MD | 64970 | Proclaim XR 5 Implantable Pulse Generator Model 3660 - Analgesic spinal cord electrical stimulation system pulse generator implantable | Analgesic spinal cord electrical stimulation system pulse generator implantable | Class III
Abbott | Australia | MD | 64970 | Proclaim XR 7 Implantable Pulse Generator model 3662 - Analgesic spinal cord electrical stimulation system pulse generator implantable | Analgesic spinal cord electrical stimulation system pulse generator implantable | Class III
Abbott | Australia | MD | 37307 | Brio IPG Model 6788 - Brain electrical stimulation system, antitremor | Brain electrical stimulation system, antitremor | Class III
Abbott | Australia | MD | 37307 | Infinity 7 IPG, Model 6662 - Brain electrical stimulation system, antitremor | Brain electrical stimulation system, antitremor | Class III
Abbott | Australia | MD | 64970 | Prodigy MRI IPG, model 3772 - Analgesic spinal cord electrical stimulation system pulse generator implantable | Analgesic spinal cord electrical stimulation system pulse generator implantable | Class III
Abbott | Australia | MD | 45418 | Amplatzer™ Talisman™ PFO Occluder - Cardiac occluder | Cardiac occluder | Class III
Abbott | Australia | MD | 45419 | Amplatzer™ Talisman™ Delivery Sheath - Cardiac occluder delivery kit | Cardiac occluder delivery kit | Class III
Abbott | Australia | MD | 46355 | Inquiry Steerable Diagnostic Catheter - Electrophysiology cardiac catheter, single-use | Electrophysiology cardiac catheter, single-use | Class III
Abbott | Australia | MD | 17846 | TriClip Steerable Guide Catheter Model Number TSGC0205 - Catheter, intravascular, guiding | Catheter, intravascular, guiding | Class III
Abbott | Australia | MD | 57790 | TriClip Delivery System - Mitral valve clip | Mitral valve clip | Class III
Abbott | Australia | IVD | CT791 | Mycobacteria IVDs | Mycobacteria IVDs | Class 3
Abbott | Australia | MD | 45418 | Amplatzer Valvular Plug III - Cardiac occluder | Cardiac occluder | Class III
Abbott | Australia | MD | 47490 | Coronary optical coherence tomography system | Coronary optical coherence tomography system | Class IIb
Abbott | Australia | IVD | CT945 | General laboratoryware IVDs | General laboratoryware IVDs | Class 1
Abbott | Australia | IVD | CT943 | Instrument/analyser IVDs | Instrument/analyser IVDs | Class 1
Abbott | Australia | IVD | CT943 | Instrument/analyser IVDs | Instrument/analyser IVDs | Class 1
Abbott | Australia | MD | 37039 | Holder, <specify> | Holder, <specify> | Class I
Abbott | Australia | MD | 56304 | Biodegradable drug-eluting coronary artery stent | Biodegradable drug-eluting coronary artery stent | Class I
Abbott | Australia | IVD | CT945 | General laboratoryware IVDs | General laboratoryware IVDs | Class 1
Abbott | Australia | IVD | CT860 | Clinical chemistry therapeutic drug monitoring IVDs | Clinical chemistry therapeutic drug monitoring IVDs | Class 2
Abbott | Australia | IVD | CT353 | Bacterial infectious disease IVDs | Bacterial infectious disease IVDs | Class 2
Abbott | Australia | IVD | CT732 | Influenza virus IVDs - Influenza virus IVDs | Influenza virus IVDs | Class 3
Abbott | Australia | IVD | CT850 | Clinical chemistry hormone IVDs | Clinical chemistry hormone IVDs | Class 2
Abbott | Australia | IVD | CT943 | Instrument/analyser IVDs - Instrument/analyser IVDs | Instrument/analyser IVDs | Class 1
Abbott | Australia | IVD | CT353 | Bacterial infectious disease IVDs - Bacterial infectious disease IVDs | Bacterial infectious disease IVDs | Class 2
Abbott | Australia | MD | 56284 | Xience Xpedition SV Everolimus Eluting Coronary Stent System - Drug-eluting coronary artery stent, non-biodegradable-polymer-coated | Drug-eluting coronary artery stent, non-biodegradable-polymer-coated | Class III
Abbott | Australia | MD | 56284 | Xience Xpedition LL Everolimus Eluting Coronary Stent System - Drug-eluting coronary artery stent, non-biodegradable-polymer-coated | Drug-eluting coronary artery stent, non-biodegradable-polymer-coated | Class III
Abbott | Australia | MD | 56284 | Xience Xpedition Everolimus Eluting Coronary Stent System - Drug-eluting coronary artery stent, non-biodegradable-polymer-coated | Drug-eluting coronary artery stent, non-biodegradable-polymer-coated | Class III
Abbott | Australia | IVD | CT889 | Multiple clinical chemistry constituent IVDs | Multiple clinical chemistry constituent IVDs | Class 2
Abbott | Australia | IVD | CT833 | Clinical chemistry substrate IVDs | Clinical chemistry substrate IVDs | Class 3
Abbott | Australia | IVD | CT845 | Clinical chemistry tumour marker IVDs | Clinical chemistry tumour marker IVDs | Class 2
Abbott | Australia | IVD | CT846 | Prostate specific marker IVDs | Prostate specific marker IVDs | Class 3
Abbott | Australia | IVD | CT771 | Rubella virus IVDs | Rubella virus IVDs | Class 3
Abbott | Australia | IVD | CT355 | Viral infectious disease IVDs | Viral infectious disease IVDs | Class 2
Abbott | Australia | MD | 45851 | Xact Carotid Stent System - Stent, vascular, carotid artery | Stent, vascular, carotid artery | Class III
Abbott | Australia | MD | 44841 | Emboshield NAV6 Embolic Protection System - Emboli capture guidewire | Emboli capture guidewire | Class III
Abbott | Australia | MD | 40509 | Fluid delivery mount, <specify> | Fluid delivery mount, <specify> | Class I
Abbott | Australia | MD | 56284 | Xience Prime SV Everolimus Eluting Coronary Stent System - Drug-eluting coronary artery stent, non-biodegradable-polymer-coated | Drug-eluting coronary artery stent, non-biodegradable-polymer-coated | Class III
Abbott | Australia | MD | 56284 | XIENCE Prime LL Everolimus Eluting Coronary Stent System - Drug-eluting coronary artery stent, non-biodegradable-polymer-coated | Drug-eluting coronary artery stent, non-biodegradable-polymer-coated | Class III
Abbott | Australia | IVD | 48316 | Alinity i Anti-HBs Assay - Hepatitis B virus surface total antibody IVD, kit, chemiluminescent immunoassay | Hepatitis B virus surface total antibody IVD, kit, chemiluminescent immunoassay | Class 4
Abbott | Australia | IVD | 48321 | Alinity i HBsAg Qualitative II Assay - Hepatitis B virus surface antigen IVD, kit, chemiluminescent immunoassay | Hepatitis B virus surface antigen IVD, kit, chemiluminescent immunoassay | Class 4
Abbott | Australia | IVD | 48321 | Alinity i HBsAg Qualitative II Confirmatory Assay - Hepatitis B virus surface antigen IVD, kit, chemiluminescent immunoassay | Hepatitis B virus surface antigen IVD, kit, chemiluminescent immunoassay | Class 4
Abbott | Australia | IVD | 59861 | Alinity i Syphilis TP Assay - Treponema pallidum immunoglobulin G (IgG)/IgM antibody IVD, kit, chemiluminescent immunoassay | Treponema pallidum immunoglobulin G (IgG)/IgM antibody IVD, kit, chemiluminescent immunoassay | Class 4
Abbott | Australia | IVD | 48446 | Alinity i HIV Ag/Ab Combo - HIV1/HIV2 antigen/antibody IVD, kit, chemiluminescent immunoassay | HIV1/HIV2 antigen/antibody IVD, kit, chemiluminescent immunoassay | Class 4
Abbott | Canada | MD |  | AMPLATZER TALISMAN SYSTEM |  | 4
Abbott | Canada | MD |  | NAVITOR TRANSCATHETER AORTIC VALVE IMPLANTATION SYSTEM |  | 4
Abbott | Canada | MD |  | HOLDER HANDLES |  | 2
Abbott | Canada | MD |  | EPIC PLUS HEART VALVE SIZER SET |  | 2
Abbott | Canada | MD |  | EPIC PLUS/EPIC PLUS SUPRA STENTED PORCINE TISSUE VALVES |  | 4
Abbott | Canada | MD |  | CELL-DYN SAPPHIRE SYSTEM |  | 2
Abbott | Canada | MD |  | CELL-DYN EMERALD SYSTEM |  | 2
Abbott | Canada | MD |  | CELL-DYN RUBY HAEMATOLOGY SYSTEM |  | 2
Abbott | Canada | MD |  | CELL-DYN EMERALD 22 SYSTEM |  | 2
Abbott | Canada | MD |  | ALINITY H SYSTEM REAGENTS AND SOLUTIONS |  | 2
Abbott | Canada | MD |  | I-STAT SYSTEM |  | 3
Abbott | Canada | IVD |  | I-STAT TBI PLASMA |  | 3
Abbott | Canada | MD |  | I-STAT BETA-HCG |  | 2
Abbott | Canada | IVD |  | I-STAT TRICONTROLS |  | 2
Abbott | Canada | MD |  | MEDISENSE GLUCOSE & KETONE CONTROL SOLUTIONS (HI/LO) |  | 3
Abbott | Canada | MD |  | ALINITY S SYSTEM |  | 4
Abbott | Canada | MD |  | ENSITE NAVX SURFACE ELECTRODE KITS |  | 2
Abbott | Canada | MD |  | ENSITE X EP SYSTEM SURFACE ELECTRODE KIT |  | 2
Abbott | Canada | MD |  | ENSITE PRECISION SURFACE ELECTRODE KIT |  | 2
Abbott | Canada | MD |  | INQUIRY STEERABLE DIAGNOSTIC CATHETERS |  | 4
Abbott | Canada | IVD |  | ARCHITECT "I" INSULIN ASSAY |  | 2
Abbott | Brazil | MD |  | Família ABBOTT RealTime EBV | VÍRUS EPSTEIN-BARR (EBV) | II
Abbott | Brazil | MD |  | ARCHITECT CONCENTRATED WASH BUFFER - ARCHITECT TAMPAO DE LAVAGEM CONCENTRADO | TAMPÕES, DILUENTES E DEMAIS SOLUÇÕES PARA ANÁLISE LABORATORIAL | I
Abbott | Brazil | MD |  | IBI - 1100 - CATETER DIAGNOSTICO INQUIRY DEFLECTIVEL | Cateteres | IV
Abbott | Brazil | MD |  | Cateter de Imagem Dragonfly Optis | Cateteres | IV
Abbott | Brazil | MD |  | ARCHITECT TRIGGER SOLUTION - ARCHITECT SOLUÇÃO DEFLAGADORA | TAMPÕES, DILUENTES E DEMAIS SOLUÇÕES PARA ANÁLISE LABORATORIAL | I
Abbott | Brazil | MD |  | ARCHITECT MULTI-ASSAY MANUAL DILUENT - ARCHITECT DILUENTE MANUAL MULTI ENSAIO | TAMPÕES, DILUENTES E DEMAIS SOLUÇÕES PARA ANÁLISE LABORATORIAL | I
Abbott | Brazil | MD |  | Conjunto de Medidores de Válvula Cardíaca Epic Plus E2000 | Medidor para Valvula Cardiaca | I
Abbott | Brazil | MD |  | ACID PHOSPHATASE | FOSFATASE ÁCIDA TOTAL (PAT) | II
Abbott | Brazil | IVD |  | ABBOTT REALTIME HBV AMPLIFICATION REAGENT KIT - ABBOTT REALTIME HBV KIT REAGENTE DE AMPLIFICAÇÃO | MONITORAMENTO DE CARGA VIRAL  VÍRUS DE HEPATITE B (HBV) | III
Abbott | Brazil | MD |  | ARCHITECT Pre-Trigger Solution / ARCHITECT Solução Pré-Deflagradora | TAMPÕES, DILUENTES E DEMAIS SOLUÇÕES PARA ANÁLISE LABORATORIAL | I
Abbott | Brazil | IVD |  | Cholesterol2 Reagent Kit | COLESTEROL TOTAL | II
Abbott | Brazil | IVD |  | Amylase2 Reagent Kit | AMILASE | II
Abbott | Brazil | MD |  | ARCHITECT iTheophyllin Calibrators/ ARCHITECT iTeofilina Calibradores | TEOFILINA | II
Abbott | Brazil | MD |  | i-STAT ACT Controls | TEMPO DE COAGULAÇÃO ATIVADA | III
Abbott | Brazil | MD |  | ARCHITECT iDigoxin Calibrators/ ARCHITECT iDigoxina Calibradores | DIGOXINA | II
Abbott | Brazil | MD |  | FREESTYLE CONTROL SOLUTION / SOLUÇÃO CONTROLE FREESTYLE | AUTOTESTE PARA CORPOS CETÔNICOS E GLICOSE | III
Abbott | Brazil | IVD |  | Alinity m Sample Prep Kit 2 | TAMPÕES, DILUENTES E DEMAIS SOLUÇÕES PARA ANÁLISE LABORATORIAL | I
Abbott | Brazil | MD |  | i-STAT Cardiac Markers Controls | PARÂMETROS COMBINADOS NO MESMO PRODUTO - CLASSE III | III
Abbott | Brazil | MD |  | ARCHITECT HE4 CALIBRATORS / ARCHITECT HE4 CALIBRADORES | PROTEÍNA 4 DE EPIDÍDIMO HUMANO HE4 | III
Abbott | Brazil | IVD |  | ARCHITECT HE4 REAGENT KIT / ARCHITECT HE4 KIT REAGENTE | PROTEÍNA 4 DE EPIDÍDIMO HUMANO HE4 | III
Abbott | Brazil | MD |  | ARCHITECT HE4 CONTROLS / ARCHITECT HE4 CONTROLES | PROTEÍNA 4 DE EPIDÍDIMO HUMANO HE4 | III
Abbott | Brazil | MD |  | Familía ARCHITECT Syphilis TP | TREPONEMA PALLIDUM | IV
Abbott | Brazil | IVD |  | Alinity m Sample Prep Kit 1 | TAMPÕES, DILUENTES E DEMAIS SOLUÇÕES PARA ANÁLISE LABORATORIAL | I
Abbott | Brazil | MD |  | Família Alinity i Progesterone | PROGESTERONA | II
Abbott | Brazil | MD |  | Família Alinity i FSH | HORMÔNIO FOLÍCULO ESTIMULANTE (FSH) | II
Abbott | Brazil | MD |  | Família Alinity i Cyfra 21-1 | CITOQUERATINA | II
Abbott | Brazil | MD |  | FREESTYLE LITE BLOOD GLUCOSE TEST STRIPS / FREESTYLE LITE TIRAS-TESTE PARA GLICOSE NO SANGUE | AUTOTESTE PARA GLICOSE | III
Abbott | Brazil | MD |  | PRECISION XCEED PRO BLOOD GLUCOSE TEST STRIP / PRECISION XCEED PRO TIRAS TESTE DE GLICOSE NO SANGUE | GLICOSE - POINT OF CARE TESTING (PROFISSIONAL) | III
Abbott | Brazil | MD |  | DETERGENT B / DETERGENTE B | TAMPÕES, DILUENTES E DEMAIS SOLUÇÕES PARA ANÁLISE LABORATORIAL | I
Abbott | Brazil | MD |  | ARCHITECT HOMOCYSTEINE CONTROLS / ARCHITECT HOMOCISTEÍNA CONTROLES | HOMOCISTEÍNA | II
Abbott | Brazil | MD |  | ARCHITECT HOMOCYSTEINE CALIBRATORS / ARCHITECT HOMOCISTEÍNA CALIBRADORES | HOMOCISTEÍNA | II
Abbott | Brazil | IVD |  | ARCHITECT HOMOCYSTEINE REAGENT KIT / ARCHITECT HOMOCISTEÍNA KIT REAGENTE | HOMOCISTEÍNA | II
Abbott | Brazil | IVD |  | Creatinine2 Reagent Kit | CREATININA | II
Abbott | Brazil | IVD |  | Uric Acid2 Reagent Kit | ÁCIDO ÚRICO | II
Abbott | Brazil | IVD |  | Albumin BCP2 Reagent Kit | ALBUMINA | II
Abbott | Brazil | MD |  | Freestyle librelink | Software | III
Abbott | Brazil | MD |  | ARCHITECT HBsAg | ANTÍGENO DE SUPERFÍCIE DE VÍRUS DA HEPATITE B (HBSAG) | IV
Abbott | Brazil | IVD |  | INTRODUTOR TRANSSEPTAL SWARTZ COM MALHA INTERNA | KIT PARA INTRODUÇÃO DE CATETER VASCULAR, NÃO DIRIGÍVEL | IV
Abbott | Brazil | IVD |  | Abbott mSample Preparation System DBS Buffer Kit | TAMPÕES, DILUENTES E DEMAIS SOLUÇÕES PARA ANÁLISE LABORATORIAL | I
Abbott | Brazil | IVD |  | Vysis CLL FISH Probe Kit | SONDAS PARA MARCADORES DE LEUCEMIAS E LINFOMAS | III
Abbott | Brazil | MD |  | ARCHITECT HBeAg | ANTÍGENO E DE VÍRUS DE HEPATITE B (HBEAG) | IV
Abbott | Brazil | MD |  | Família Alinity i Prolactin | PROLACTINA | II
Abbott | Brazil | MD |  | Família ARCHITECT Anti-HCV | ANTICORPO TOTAL PARA VÍRUS DE HEPATITE C (ANTI-HCV) | IV
Abbott | Brazil | MD |  | Família ARCHITECT Anti-HBs | ANTÍGENO DE SUPERFÍCIE DE VÍRUS DA HEPATITE B (HBSAG) | IV
Abbott | Brazil | MD |  | Família ARCHITECT HCV Ag | ANTÍGENO DE VÍRUS DE HEPATITE C (HCV) | IV
Abbott | Brazil | MD |  | CABO ELETRODO LAMITRODE | CABO/ELETRODO PARA DESFIBRILAÇÃO ENDOCARDÍACA | IV
Abbott | Brazil | MD |  | CABO-ELETRODO PERCUTANEO | Cabo-Eletrodos Implantaveis | IV
Abbott | Brazil | MD |  | Família Alinity i Total B-hCG | BETA GONADOTROFINA CORIÔNICA HUMANA (BHCG) | II
Abbott | Brazil | MD |  | Família ARCHITECT Toxo IgG | TOXOPLASMA GONDII | IV
Abbott | Brazil | MD |  | Família Alinity i Anti-HBc II | ANTICORPO TOTAL NUCLEAR PARA VÍRUS DE HEPATITE B (ANTI-HBCAG) | IV
Abbott | Brazil | MD |  | Família Alinity i Syphilis TP | TREPONEMA PALLIDUM | IV
Abbott | Brazil | MD |  | Família Alinity i HBsAg Quantitative V.1 Confirmatory | ANTÍGENO CONFIRMATÓRIO DE SUPERFÍCIE DE VÍRUS DE HEPATITE B (HBSAG) | IV
Abbott | Brazil | MD |  | Família Alinity i HIV Ag/Ab Combo | ANTÍGENO E ANTICORPO DO VÍRUS DA IMUNODEFICIÊNCIA HUMANA ADQUIRIDA TIPO 1 E TIPO 2 (HIV) | IV
Abbott | Brazil | MD |  | Família Alinity i Anti-HCV | ANTICORPO TOTAL PARA VÍRUS DE HEPATITE C (ANTI-HCV) | IV
Abbott | Brazil | MD |  | Família Alinity i HBsAg Qualitative II Confirmatory | ANTÍGENO CONFIRMATÓRIO DE SUPERFÍCIE DE VÍRUS DE HEPATITE B (HBSAG) | IV
Abbott | Brazil | MD |  | Família Alinity i HBeAg | ANTÍGENO E DE VÍRUS DE HEPATITE B (HBEAG) | IV
Abbott | Brazil | MD |  | Família Alinity i HBsAg Qualitative II | ANTÍGENO DE SUPERFÍCIE DE VÍRUS DA HEPATITE B (HBSAG) | IV
Abbott | Brazil | MD |  | Família Alinity i HBsAg Quantitative | ANTÍGENO DE SUPERFÍCIE DE VÍRUS DA HEPATITE B (HBSAG) | IV
Abbott | Brazil | MD |  | Família Alinity i Anti-HBs | ANTICORPO TOTAL PARA ANTÍGENO S DE VÍRUS DE HEPATITE B (ANTI-HBSAG) | IV
Abbott | Brazil | MD |  | Família Alinity i rHTLV-I/II | ANTICORPO PARA VÍRUS MÚLTIPLOS DE T-LINFOTRÓPICO HUMANO (HTLV) | IV
Abbott | Brazil | MD |  | Família Alinity i Anti-HBc IgM | IMUNOGLOBULINA M NUCLEAR PARA VÍRUS DE HEPATITE B (ANTI-HBC IGM) | IV
Abbott | Brazil | MD |  | Família Alinity i Anti-HBe | ANTICORPO TOTAL PARA ANTÍGENO E DE VÍRUS DE HEPATITE B (ANTI-HBEAG) | IV
Abbott | Brazil | MD |  | i-STAT BNP CARTRIDGE | PEPTÍDEO NATRIURÉTICO CEREBRAL HUMANO (BNP) | II
Abbott | Brazil | MD |  | i-STAT CHEM 8+ CARTRIDGE | PARÂMETROS COMBINADOS NO MESMO PRODUTO - CLASSE II | II
Abbott | Brazil | MD |  | Amplatzer Steerable Delivery Sheath | CATETER GUIA INTRAVASCULAR | IV
Abbott | Brazil | IVD |  | FREESTYLE LIBRE PRO SISTEMA FLASH DE MONITORAMENTO DE GLICOSE - Kit Sensor | GLICOSE - POINT OF CARE TESTING (PROFISSIONAL) | III
Abbott | Brazil | IVD |  | FREESTYLE LIBRE SISTEMA FLASH DE MONITORAMENTO DE GLICOSE - Kit Sensor | AUTOTESTE PARA GLICOSE | III
Abbott | Brazil | MD |  | BinaxNOW Nasopharyngeal Swab Pack | MEIOS DE CULTURA E DISPOSITIVOS DESTINADOS EXCLUSIVAMENTE AO TRANSPORTE DE MATERIAIS CLÍNICOS | I
Abbott | Brazil | MD |  | RX HERCULINK ELITE PERIPHERAL STENT | STENT PARA ARTÉRIAS PERIFÉRICAS | III
Abbott | Brazil | MD |  | RX ACCULINK CAROTID STENT | STENT PARA ARTÉRIAS PERIFÉRICAS | IV
Abbott | Brazil | MD |  | i-STAT Creatinine Cartridge | CREATININA | II
Abbott | Brazil | IVD |  | Alinity c Gamma-Glutamyl Transferase Reagent Kit | GAMA-GLUTAMIL TRANSPEPTIDASE (GGT) | II
Abbott | Brazil | IVD |  | Alinity c Activated Alanine Aminotransferase Reagent Kit | TRANSAMINASE GLUTÂMICA PIRÚVICA (TGP OU ALT) | II
Abbott | Brazil | MD |  | Família Alinity i Ferritin | FERRITINA | II
Abbott | Brazil | MD |  | Família Alinity i Total T3 | TRIIODOTIRONINA (T3) | II
Abbott | Brazil | IVD |  | Alinity c Total Bilirubin Reagent Kit | BILIRRUBINA | II
Abbott | Brazil | MD |  | Família Alinity i Total T4 | TIROXINA (T4) | II
Abbott | Brazil | MD |  | HI-TORQUE WHISPER EXTRA SUPPORT GUIDE WIRE | FIO GUIA CARDIOVASCULAR | IV
Abbott | Brazil | MD |  | XIENCE PRIME EVEROLIMUS ELUTING CORONARY STENT | STENT FARMACOLÓGICO PARA ARTÉRIAS CORONÁRIAS | IV
Abbott | Brazil | MD |  | SISTEMA POSICIONAMENTO DE ELETRODO EPIDUCER | Introdutores | IV
Abbott | Brazil | MD |  | HI-TORQUE INFILTRAC Guide Wire | FIO GUIA CARDIOVASCULAR | IV
Abbott | Brazil | MD |  | Família Alinity i EBV VCA IgM | VÍRUS EPSTEIN-BARR (EBV) | II
Abbott | Brazil | MD |  | FREESTYLE LIBRE PRO SISTEMA FLASH DE MONITORAMENTO DE GLICOSE | GLICOSE - POINT OF CARE TESTING (PROFISSIONAL) | III
Abbott | Brazil | MD |  | Família Alinity i EBV VCA IgG | VÍRUS EPSTEIN-BARR (EBV) | II
Abbott | Brazil | MD |  | Família Alintiy i Insulin | INSULINA | II
Abbott | Brazil | IVD |  | Alinity c Lipid Multiconstituent Calibrator Kit | PARÂMETROS COMBINADOS NO MESMO PRODUTO - CLASSE II | II
Abbott | Brazil | MD |  | Família Alinity i AFP | ALFAFETOPROTEÍNA (AFP) | III
Abbott | Brazil | MD |  | LIPID MULTICONSTITUENT CALIBRATOR | PARÂMETROS COMBINADOS NO MESMO PRODUTO - CLASSE II | II
Abbott | Brazil | MD |  | ARCHITECT Galectin-3 Calibrators | GALECTINA-3 | II
Abbott | Brazil | IVD |  | ARCHITECT Galectin-3 Reagent Kit | GALECTINA-3 | II
Abbott | Brazil | MD |  | NYCOCARD® LEITOR II | Instrumento para análise de bioquímica geral, hormônios, drogas ou proteínas | II
Abbott | Brazil | MD |  | Família Alinity i Active B12 | TRANSCOBALAMINA S | II
Abbott | Brazil | IVD |  | Alinity c Phosphorous Reagent Kit | FÓSFORO/FOSFATO INORGÂNICO | II
Abbott | Brazil | MD |  | Afinion 2 | Instrumento destinado a imunoensaios | II
Abbott | Brazil | MD |  | HI-TORQUE PILOT GUIDE WIRE | Fio Guia | IV
Abbott | Brazil | IVD |  | Alinity c Albumin BCP Reagent Kit | ALBUMINA | II
Abbott | Brazil | MD |  | Consolidated Chemistry Calibrator | PARÂMETROS COMBINADOS NO MESMO PRODUTO - CLASSE II | II
Abbott | Brazil | MD |  | HI-TORQUE COMMAND GUIDE WIRE | FIO GUIA CARDIOVASCULAR | II
Abbott | Brazil | MD |  | SISTEMA DE POSICIONAMENTO DE ELETRODO EPIDUCER 1773 | Introdutores | IV
Abbott | Brazil | MD |  | LibreView | Software | I
Abbott | Brazil | MD |  | Família Alinity i TBI (GFAP, UCH-L1) | PARÂMETROS COMBINADOS NO MESMO PRODUTO - CLASSE II | II
Abbott | Brazil | MD |  | Alinity c Urine/CSF Protein | PROTEÍNA TOTAL | II
Abbott | Brazil | MD |  | Familia Alinity c Transferrin | TRANSFERRINA | II
Abbott | Brazil | IVD |  | Alinity c Total Bilirubin Reagent | BILIRRUBINA | II
Abbott | Brazil | MD |  | Família ID NOW Strep A 2 | STREPTOCOCCUS | III
Abbott | Brazil | IVD |  | ARCHITECT RUBELLA IgG REAGENT KIT / ARCHITECT RUBÉOLA IgG KIT REAGENTE | VÍRUS DE RUBÉOLA | III
Abbott | Brazil | MD |  | ARCHITECT RUBELLA IgG CONTROLS / ARCHITECT RUBÉOLA IgG CONTROLES | VÍRUS DE RUBÉOLA | III
Abbott | Brazil | MD |  | ARCHITECT RUBELLA IgG CALIBRATORS / ARCHITECT RUBÉOLA IgG CALIBRADORES | VÍRUS DE RUBÉOLA | III
Abbott | Brazil | MD |  | Família de controles: i-STAT Total b-hCG Control | BETA GONADOTROFINA CORIÔNICA HUMANA (BHCG) | II
Abbott | Brazil | MD |  | FREESTYLE OPTIUM H BLOOD B-KETONE TEST STRIP / FREESTYLE OPTIUM H TIRA-TESTE DE BETA-CETONA NO SANGUE | CETONA | II
Abbott | Brazil | MD |  | FREESTYLE OPTIUM H BLOOD GLUCOSE TEST STRIPS / FREESTYLE OPTIUM H TIRAS-TESTE PARA GLICOSE NO SANGUE | GLICOSE - POINT OF CARE TESTING (PROFISSIONAL) | III
Abbott | Brazil | IVD |  | Albumin BCG2 Reagent Kit | ALBUMINA | II
Abbott | Brazil | IVD |  | Alinity m Multi-Collect Specimen Collection Kit | FRASCO OU MATERIAL PARA COLETA, ARMAZENAMENTO OU TRANSPORTE DE AMOSTRAS BIOLÓGICAS | I
Abbott | Brazil | MD |  | ABBOTT REALTIME HBV CONTROLS / ABBOTT REALTIME HBV CONTROLES | MONITORAMENTO DE CARGA VIRAL  VÍRUS DE HEPATITE B (HBV) | III
Abbott | Brazil | MD |  | ABBOTT REALTIME HBV CALIBRATOR / ABBOTT REALTIME HBV CALIBRADOR | MONITORAMENTO DE CARGA VIRAL  VÍRUS DE HEPATITE B (HBV) | III
Abbott | Brazil | MD |  | Família Abbott RealTime HIV-1 | MONITORAMENTO DE CARGA VIRAL  VÍRUS DE IMUNODEFICIÊNCIA HUMANA TIPO 1 (HIV-1) | III
Abbott | Brazil | MD |  | Alinity m Diluent Solution | TAMPÕES, DILUENTES E DEMAIS SOLUÇÕES PARA ANÁLISE LABORATORIAL | I
Abbott | Brazil | MD |  | Alinity m Lysis Solution | TAMPÕES, DILUENTES E DEMAIS SOLUÇÕES PARA ANÁLISE LABORATORIAL | I
Abbott | Brazil | MD |  | Alinity m Ethanol Solution | TAMPÕES, DILUENTES E DEMAIS SOLUÇÕES PARA ANÁLISE LABORATORIAL | I
Abbott | Brazil | MD |  | Alinity m Vapor Barrier Solution | TAMPÕES, DILUENTES E DEMAIS SOLUÇÕES PARA ANÁLISE LABORATORIAL | I
Abbott | Canada | MD |  | OPTIS MOBILE NEXT IMAGING SYSTEM |  | 3
Abbott | Canada | MD |  | OPTIS INTEGRATED NEXT IMAGING SYSTEM |  | 3
Abbott | Canada | MD |  | ULTIRI MEASUREMENT SYSTEM |  | 3
Abbott | Canada | MD |  | OPTIS MOBILE SYSTEM |  | 3
Abbott | Canada | MD |  | OPTIS INTEGRATED SYSTEM |  | 3
Abbott | Canada | MD |  | APTIVUE SOFTWARE UPGRADE KIT |  | 3
Abbott | Canada | MD |  | DRAGONFLY IMAGING CATHETER |  | 4
Abbott | Canada | IVD |  | BINAXNOW MALARIA |  | 2
Abbott | Canada | MD |  | BINAXNOW MALARIA POSITIVE CONTROL KIT |  | 2
Abbott | Canada | IVD |  | NMP22 BLADDERCHEK |  | 3
Abbott | Canada | IVD |  | BINAXNOW RSV CARD |  | 2
Abbott | Canada | IVD |  | ALERE BINAXNOW STREPTOCOCCUS PNEUMONIAE ANTIGEN CARD |  | 3
Abbott | Canada | IVD |  | BINAXNOW LEGIONELLA URINARY ANTIGEN CARD |  | 3
Abbott | Canada | MD |  | ID NOW |  | 3
Abbott | Canada | IVD |  | BINAXNOW G6PD TEST |  | 2
Abbott | Canada | IVD |  | CLEARVIEW PBP2A SA CULTURE COLONY TEST |  | 3
Abbott | Canada | MD |  | DIGIVAL |  | 3
Abbott | Canada | MD |  | NEUROSTIMULATION TRIAL SYSTEM |  | 3
Abbott | Canada | MD |  | PROCLAIM DRG IMPLANTABLE PULSE GENERATOR |  | 4
Abbott | Canada | MD |  | DRG EXTERNAL PULSE GENERATOR |  | 3
Abbott | Canada | MD |  | DRG LEADS AND ACCESSORIES |  | 4
Abbott | Canada | MD |  | LEAD AND EXTENSION KITS FOR DEEP BRAIN STIMULATION (DBS) SYSTEMS |  | 4
Abbott | Canada | MD |  | ST. JUDE MEDICAL CLINICIAN PROGRAMMER |  | 3
Abbott | Canada | MD |  | ST. JUDE MEDICAL PATIENT CONTROLLER |  | 3
Abbott | Canada | MD |  | PRODIGY NEUROSTIMULATION SYSTEM |  | 4
Abbott | Canada | MD |  | SWIFT-LOCK ANCHOR |  | 3
Abbott | Canada | MD |  | PORT PLUG |  | 3
Abbott | Canada | MD |  | RAPID PROGRAMMER |  | 4
Abbott | Canada | MD |  | LEAD ANCHOR |  | 3
Abbott | Canada | MD |  | EPIDUCER GUIDE WIRE |  | 2
Abbott | Canada | MD |  | NERVE STIMULATOR LEAD EXTENSIONS |  | 4
Abbott | Canada | MD |  | EON MINI NEUROSTIMULATION SYSTEM |  | 4
Abbott | Canada | MD |  | STYLETS |  | 2
Abbott | Canada | MD |  | INTRODE-AK LEAD INTRODUCER |  | 2
Abbott | Canada | MD |  | TUNNELLING TOOL |  | 2
Abbott | Canada | MD |  | GUIDE WIRE FOR PERCUTANEOUS LEADS |  | 2
Abbott | Canada | MD |  | EPIDURAL NEEDLE |  | 2
Abbott | Canada | MD |  | IS-1 POCKET ADAPTER |  | 4
Abbott | Canada | MD |  | ANS NEUROSTIMULATION LEAD KITS |  | 4
Abbott | Canada | MD |  | STRAIN RELIEF |  | 3
Abbott | Canada | MD |  | LEAD DELIVERY SYSTEM |  | 2
Abbott | Canada | MD |  | TRIAL CABLE |  | 2
Abbott | Canada | MD |  | LAMITRODE S SERIES LEAD KITS |  | 4
Abbott | Canada | MD |  | LAMITRODE C SERIES LEADS |  | 4
Abbott | Canada | MD |  | LEADS AND EXTENSIONS |  | 4
Abbott | Canada | MD |  | MULTIPROGRAM TRIAL STIMULATOR |  | 4
Abbott | Canada | MD |  | PATIENT MANUAL AND MAGNET |  | 2
Abbott | Canada | MD |  | DEEP BRAIN STIMULATON (DBS) EXTERNAL PULSE GENERATOR |  | 3
Abbott | Canada | MD |  | INFINITY IMPLANTABLE PULSE GENERATOR |  | 4
Abbott | Canada | MD |  | GUARDIAN CRANIAL BURR HOLE COVER SYSTEM |  | 4
Abbott | Canada | MD |  | PROCLAIM IMPLANTABLE PULSE GENERATORS |  | 4
Abbott | Canada | MD |  | FREESTYLE BLOOD GLUCOSE TEST STRIPS |  | 3
Abbott | Canada | MD |  | FREESTYLE ADC DATA COMMUNICATION CABLES |  | 2
Abbott | Canada | MD |  | FREESTYLE LIBRE FLASH GLUCOSE MONITORING SYSTEM |  | 3
Abbott | Canada | MD |  | FREESTYLE LIBRE 2 FLASH GLUCOSE MONITORING SYSTEM |  | 3
Abbott | Canada | MD |  | FREESTYLE PRECISION NEO BLOOD GLUCOSE AND KETONE MONITORING SYSTEM |  | 3
Abbott | Canada | MD |  | FREESTYLE PRECISION PRO BLOOD GLUCOSE AND BETA-KETONE MONITORING SYSTEM |  | 3
Abbott | Canada | MD |  | FREESTYLE BLOOD GLUCOSE MONITORING SYSTEMS |  | 3
Abbott | Canada | MD |  | FREESTYLE LIBRE PRO FLASH GLUCOSE MONITORING SYSTEM |  | 3
Abbott | Canada | MD |  | FREESTYLE LANCING DEVICE II |  | 2
Abbott | Canada | IVD |  | PATH VYSION HER-2 DNA PROBE KIT (LSI HER-2/NEU SPECTRUM ORANGE/CEP 17 SPECTRUM GREEN) |  | 3
Abbott | Canada | IVD |  | ANEU VYSION MULTICOLOUR DNA PROBE KIT |  | 3
Abbott | Canada | IVD |  | ABBOTT REAL TIME HIV-1 |  | 3
Abbott | Canada | MD |  | ABBOTT M2000 SYSTEM |  | 3
Abbott | Canada | IVD |  | UROVYSION BLADDER CANCER KIT |  | 3
Abbott | Canada | MD |  | PROBECHEK CONTROL SLIDES |  | 3
Abbott | Canada | MD |  | INSTRUMENT SOFTWARE |  | 3
Abbott | Canada | MD |  | CERVI-COLLECT SPECIMEN COLLECTION KITS |  | 2
Abbott | Canada | MD |  | ABBOTT MULTI-COLLECT SPECIMEN COLLECTION KIT |  | 2
Abbott | Canada | IVD |  | FISH SPECIMEN PRETREATMENT REAGENT KIT |  | 2
Abbott | Canada | IVD |  | ABBOTT REALTIME HBV |  | 3
Abbott | Canada | IVD |  | ABBOTT REALTIME CT/NG |  | 3
Abbott | Canada | IVD |  | ABBOTT REAL TIME HCV |  | 3
Abbott | Canada | MD |  | CEP CHROMOSOME ENUMERATION DNA FISH PROBES |  | 2
Abbott | Canada | MD |  | VYSIS LSI FISH PROBES |  | 2
Abbott | Canada | IVD |  | VYSIS TELVYSION DNA PROBES |  | 2
Abbott | Canada | MD |  | VYSIS LSI FISH PROBE KITS |  | 2
Abbott | Canada | IVD |  | VYSIS ALK BREAK APART FISH PROBE KIT |  | 3
Abbott | Canada | MD |  | VYSIS LSI PROBES (ASR) |  | 2
Abbott | Canada | IVD |  | ABBOTT REALTIME CMV |  | 3
Abbott | Canada | IVD |  | ALINITY M STI |  | 3
Abbott | Canada | IVD |  | ALINITY M HBV |  | 3
Abbott | Canada | MD |  | ABBOTT REALTIME EBV |  | 3
Abbott | Canada | IVD |  | ABBOTT REALTIME IDH2 |  | 3
Abbott | Canada | MD |  | ALINITY M SYSTEM |  | 4
Abbott | Canada | IVD |  | ALINITY M STI |  | 3
Abbott | Canada | IVD |  | ALINITY M HR HPV |  | 3
Abbott | Canada | MD |  | ALINITY M MULTI-COLLECT SPECIMEN COLLECTION KIT |  | 2
Abbott | Canada | IVD |  | ALINITY M HCV (CONFIRMATORY) |  | 4
Abbott | Canada | IVD |  | ALINITY M HIV-1 ASSAY |  | 4
Abbott | Canada | IVD |  | ALINITY M HCV ASSAY |  | 3
Abbott | Canada | MD |  | ABBOTT REALTIME CT/NG (US) |  | 3
Abbott | Canada | MD |  | ABBOTT M24SP SYSTEM |  | 3
Abbott | Canada | MD |  | ABBOTT REALTIME MAXCYCLE |  | 3
Abbott | Canada | MD |  | ABBOTT VP 2000 PROCESSOR |  | 2
Abbott | Canada | MD |  | VYSIS LSI AND/OR CEP PROBE KITS (ASR) |  | 2
Abbott | Canada | MD |  | ABBOTT MULTI-COLLECT SPECIMEN COLLECTION KIT (US) |  | 2
Abbott | Canada | MD |  | URACIL-N-GLYCOSYLASE (UNG) |  | 3
Abbott | Canada | MD |  | PROBECHEK CONTROL SLIDES |  | 2
Abbott | Brazil | MD |  | Amplatzer - Fio Guia II | FIO GUIA CARDIOVASCULAR | IV
Abbott | Brazil | MD |  | Amplatzer Dispositivo de Oclusão do Canal PDA | Implante Cardiovascular | IV
Abbott | Brazil | MD |  | Amplatzer Fio Guia | FIO GUIA CARDIOVASCULAR | IV
Abbott | Brazil | MD |  | Amplatzer - Septal Occluder ASD | Proteses Cardiovasculares | IV
Abbott | Brazil | MD |  | Creatinine / Creatinina | CREATININA | II
Abbott | Brazil | MD |  | BinaxNOW Streptococcus pneumoniae | STREPTOCOCCUS | III
Abbott | Brazil | IVD |  | ABBOTT CLINICAL CHEMISTRY LIPASE REAGENT KIT/LIPASE REAGENTE ABBOTT BIOQUIMICA | LIPASE | II
Abbott | Brazil | MD |  | MULTI-LINK 8 SV CORONARY STENT | STENT PARA ARTÉRIAS CORONÁRIAS | IV
Abbott | Brazil | MD |  | ABBOTT CLINICAL CHEMISTRY APOLIPOPROTEIN B - APOLIPOPROTEÍNA B - ABBOTT BIOQUIMICA | APOLIPOPROTEÍNA B | II
Abbott | Brazil | MD |  | ABBOTT CLINICAL CHEMISTRY APO A1/APO B CALIBRATOR/APO A1/APO B CALIBRADOR ABBOTT BIOQUIMICA | APOLIPOPROTEÍNA A-I | II
Abbott | Brazil | MD |  | AMPLATZER CARDIAC PLUG ACP | Proteses Cardiovasculares | IV
Abbott | Brazil | IVD |  | Alinity c Haptoglobin Reagent Kit | HAPTOGLOBINA | II
Abbott | Brazil | MD |  | COPILOT BLEEDBACK CONTROL VALVE | Valvula Hemostatica | II
Abbott | Brazil | MD |  | CELL-DYN 22 Plus Calibrator | CALIBRADORES E PADRÕES MULTIPARÂMETRO DE UMA OU MAIS CONCENTRAÇÕES - CLASSE II | II
Abbott | Brazil | MD |  | Rheumatoid Factor | FATOR REUMATÓIDE | II
Abbott | Brazil | MD |  | BIOLINE HIV/Syphilis Duo | ANTICORPOS PARA HIV E SÍFILIS | IV
Abbott | Brazil | MD |  | ARCHITECT Anti-CCP Controls / ARCHITECT Anti-CCP Controles | ANTI-PEPTÍDEO CITRULINADO CÍCLICO (ANTI-CCP) | II
Abbott | Brazil | IVD |  | ARCHITECT Anti-CCP Reagents / ARCHITECT Anti-CCP Reagentes | ANTI-PEPTÍDEO CITRULINADO CÍCLICO (ANTI-CCP) | II
Abbott | Brazil | MD |  | ARCHITECT Anti-CCP Calibrators / ARCHITECT Anti-CCP Calibradores | ANTI-PEPTÍDEO CITRULINADO CÍCLICO (ANTI-CCP) | II
Abbott | Brazil | MD |  | SISTEMA INTRODUTOR TORQVUE AMPLATZER | Introdutores | IV
Abbott | Brazil | IVD |  | INTRODUTOR ENGAGE TR | KIT PARA INTRODUÇÃO DE CATETERES / KIT DE SUPORTE A CATETERIZAÇÃO | IV
Abbott | Brazil | MD |  | Família Alinity i HAVAb IgG | VÍRUS DA HEPATITE A (HAV) | III
Abbott | Brazil | IVD |  | Vysis EGR1 FISH Probe Kit, SC | SONDAS PARA MARCADORES DE LEUCEMIAS E LINFOMAS | III
Abbott | Brazil | MD |  | PROBECHECK 10 % TRISOMY 8/12 | MUTAÇÕES (GÊNICAS, ESTRUTURAIS, NUMÉRICAS OU ANEUPLOIDIAS) | III
Abbott | Brazil | IVD |  | CEP 8 SPECTRUMORANGE DNA PROBE KIT | MUTAÇÕES (GÊNICAS, ESTRUTURAIS, NUMÉRICAS OU ANEUPLOIDIAS) | III
Abbott | Brazil | IVD |  | VP 2000 Pretreatment Kit | TAMPÕES, DILUENTES E DEMAIS SOLUÇÕES PARA ANÁLISE LABORATORIAL | I
Abbott | Brazil | IVD |  | Vysis CLL FISH Probe Kit | SONDAS PARA MARCADORES DE LEUCEMIAS E LINFOMAS | III
Abbott | Brazil | MD |  | i-STAT CARTRIDGE TROPONIN I (cTnI) | TROPONINA | III
Abbott | Brazil | MD |  | Dispositivo de Oclusão (VSD) Muscular Amplatzer | Proteses Cardiovasculares | IV
Abbott | Brazil | MD |  | Amplatzer - Bainha Introdutora TorVue 45x45 | Introdutores | IV
Abbott | Brazil | MD |  | m-PIMA Analyser | Instrumento para análise de ácidos nucleicos | II
Abbott | Brazil | MD |  | CN-Free HGB NOC Lyse | SOLUÇÃO DE LISE PARA HEMATOLOGIA | I
Abbott | Brazil | MD |  | Amplatzer - Dispositivo de oclusão PFO | Proteses Cardiovasculares | IV
Abbott | Brazil | MD |  | Amplatzer - Sistema Introdutor com Cateter Impulsor Torqvue | Sistema Introdutor de Cateter | IV
Abbott | Brazil | MD |  | XIENCE XPEDITION EVEROLIMUS ELUTING CORONARY STENT | STENT FARMACOLÓGICO PARA ARTÉRIAS CORONÁRIAS | IV
Abbott | Brazil | MD |  | Prodigy IPG | Gerador de Pulso Implantavel p/ Neuroestimulacao | IV
Abbott | Brazil | MD |  | Adapter Cable | Cabos | I
Abbott | Brazil | MD |  | ICT CALIBRATOR/ICT CALIBRADOR | PARÂMETROS COMBINADOS NO MESMO PRODUTO - CLASSE II | II
Abbott | Brazil | MD |  | ABBOTT REALTIME HCV CALIBRATORS / ABBOTT REALTIME HCV CALIBRADORES | MONITORAMENTO DE CARGA VIRAL  VÍRUS DE HEPATITE C (HCV) | III
Abbott | Brazil | IVD |  | ARCHITECT TOXO IgG Avidity Reagents | TOXOPLASMA GONDII | IV
Abbott | Brazil | MD |  | ARCHITECT TOXO IgG Avidity Calibrator and Controls | TOXOPLASMA GONDII | IV
Abbott | Brazil | MD |  | Alinity h-series Smear Fix | TAMPÕES, DILUENTES E DEMAIS SOLUÇÕES PARA ANÁLISE LABORATORIAL | I
Abbott | Brazil | MD |  | ARCHITECT T-UPTAKE CALIBRATORS / ARCHITECT T-UPTAKE CALIBRADORES | TIROXINA (T4) | II
Abbott | Brazil | MD |  | ARCHITECT T-UPTAKE CONTROLS / ARCHITECT T-UPTAKE CONTROLES | TIROXINA (T4) | II
Abbott | Brazil | IVD |  | ARCHITECT T-UPTAKE REAGENT / ARCHITECT T-UPTAKE REAGENTE | TIROXINA (T4) | II
Abbott | Brazil | MD |  | FREESTYLE FREEDOM LITE BLOOD GLUCOSE MONIT SYSTEM/ SIST MONIT GLICOSE NO SG FREESTYLE FREEDOM LITE | Instrumento autoteste para glicose | III
Abbott | Brazil | MD |  | Vysis ALK | SONDAS PARA MARCADORES DE PATOLOGIAS E NEOPLASIAS DO SISTEMA RESPIRATÓRIO | III
Abbott | Brazil | MD |  | CELL-DYN Emerald 22 Easy Cleaner | SOLUÇÃO PARA LIMPEZA DE EQUIPAMENTOS | I
Abbott | Brazil | MD |  | Cell-Dyn Emerald 22 Diluent | TAMPÕES, DILUENTES E DEMAIS SOLUÇÕES PARA ANÁLISE LABORATORIAL | I
Abbott | Brazil | MD |  | Cell-Dyn Emerald 22 Lyse | SOLUÇÃO DE LISE PARA HEMATOLOGIA | I
Abbott | Brazil | IVD |  | INTRODUTOR ENGAGE | KIT PARA INTRODUÇÃO DE CATETERES / KIT DE SUPORTE A CATETERIZAÇÃO | IV
Abbott | Brazil | MD |  | Amplatzer Dispositivo de Oclusão de Canal - ADO II | Proteses Cardiovasculares | IV
Abbott | Brazil | MD |  | Família Alinity m EBV | VÍRUS EPSTEIN-BARR (EBV) | II
Abbott | Brazil | MD |  | Alinity m CMV | CITOMEGALOVÍRUS | IV
Abbott | Brazil | IVD |  | ARCHITECT CA 15-3 REAGENTS / ARCHITECT CA 15-3 REAGENTES | ANTÍGENO CA 15-3 | III
Abbott | Brazil | MD |  | Tubos Capilares | FRASCO OU MATERIAL PARA COLETA, ARMAZENAMENTO OU TRANSPORTE DE AMOSTRAS BIOLÓGICAS | I
Abbott | Brazil | MD |  | ARCHITECT STAT Myoglobin Controls - ARCHITECT STAT Mioglobina Controles | MIOGLOBINA | II
Abbott | Brazil | MD |  | ARCHITECT DHEA-S CALIBRATORS - ARCHITECT DHEA-S CALIBRADORES | SULFATO DE DEHIDROEPIANDROSTERONA (DHEA-S) | II
Abbott | Brazil | MD |  | ARCHITECT DHEA-S CONTROLS - ARCHITECT DHEA-S CONTROLES | SULFATO DE DEHIDROEPIANDROSTERONA (DHEA-S) | II
Abbott | Brazil | IVD |  | ARCHITECT DHEA-S REAGENT KIT - ARCHITECT DHEA-S KIT REAGENTE | SULFATO DE DEHIDROEPIANDROSTERONA (DHEA-S) | II
Abbott | Brazil | MD |  | ARCHITECT CA 15-3 CALIBRATORS - ARCHITECT CA 15-3 CALIBRADORES | ANTÍGENO CA 15-3 | III
Abbott | Brazil | MD |  | HI-TORQUE SUPRA CORE 35 GUIDE WIRE | FIO GUIA CARDIOVASCULAR | IV
Abbott | Brazil | MD |  | ARCHITECT CA 15-3 CONTROLS / ARCHITECT CA 15-3 CONTROLES | ANTÍGENO CA 15-3 | III
Abbott | Brazil | IVD |  | ARCHITECT STAT MYOGLOBIN REAGENT KIT - ARCHITECT MIOGLOBINA KIT REAGENTE | MIOGLOBINA | II
Abbott | Brazil | MD |  | ARCHITECT STAT MYOGLOBIN CALIBRATORS - ARCHITECT STAT MIOGLOBINA CALIBRADORES | MIOGLOBINA | II
Abbott | Brazil | IVD |  | ARCHITECT Anti-HBe REAGENTS | ANTICORPO TOTAL PARA ANTÍGENO E DE VÍRUS DE HEPATITE B (ANTI-HBEAG) | IV
Abbott | Brazil | MD |  | PROCLAIM XR | Gerador de Pulso Implantavel p/ Neuroestimulacao | IV
Abbott | Brazil | MD |  | Família Alinity i Folate | FOLATO | II
Abbott | Brazil | MD |  | Dispositivo de Oclusão de VSD Membranoso Amplatzer | Proteses Cardiovasculares | IV
Abbott | Brazil | MD |  | Família Alinity i Toxo IgM | TOXOPLASMA GONDII | IV
Abbott | Brazil | MD |  | Família Alinity i HAVAb IgM | VÍRUS DA HEPATITE A (HAV) | III
Abbott | Brazil | MD |  | Família Alinity i Toxo IgG Avidity | TOXOPLASMA GONDII | IV
Abbott | Brazil | MD |  | Família Alinity i Toxo IgG | TOXOPLASMA GONDII | IV
Abbott | Brazil | MD |  | Família Alinity i Rubella IgM | VÍRUS DE RUBÉOLA | III
Abbott | Brazil | MD |  | Família Alinity i CMV IgG Avidity | CITOMEGALOVÍRUS | IV
Abbott | Brazil | MD |  | Família Alinity c ICT Serum e Urine Calibrator | ELETRÓLITOS | II
Abbott | Brazil | MD |  | Família Alinity i CMV IgG | CITOMEGALOVÍRUS | IV
Abbott | Brazil | MD |  | Alinity c-series ICT Reference Solution | TAMPÕES, DILUENTES E DEMAIS SOLUÇÕES PARA ANÁLISE LABORATORIAL | I
Abbott | Brazil | MD |  | ARCHITECT ANTI-TG CONTROLS / ARCHITECT ANTI-TG CONTROLES | TIREOGLOBULINA (TG) - CLASSE II | II
Abbott | Brazil | MD |  | IonicRF Generator | Gerador de Radiofreqüência para Neurocirurgia | III
Abbott | Brazil | IVD |  | ARCHITECT Cyclosporine Whole Blood Precipitation Reagent / ARCHITECT Ciclosporina Reagente de Precipitação para Sangue Total | TAMPÕES, DILUENTES E DEMAIS SOLUÇÕES PARA ANÁLISE LABORATORIAL | I
Abbott | Brazil | IVD |  | ARCHITECT Cyclosporine Reagent Kit / ARCHITECT Ciclosporina Kit Reagente | CICLOSPORINA | III
Abbott | Brazil | MD |  | ARCHITECT Cyclosporine Calibrators / ARCHITECT Ciclosporina Calibradores | CICLOSPORINA | III
Abbott | Brazil | MD |  | CELL-DYN 22 Plus Control | CONTROLES MULTIPARÂMETROS DE UMA OU MAIS CONCENTRAÇÕES - CLASSE II | II
Abbott | Brazil | IVD |  | ID NOW Influenza A&B Control Swab Kit | VÍRUS INFLUENZA | III
Abbott | Brazil | MD |  | Família i-STAT CK-MB Controls | ATIVIDADE DE ISOENZIMA CREATINOQUINASE | III
Abbott | Brazil | MD |  | i-STAT CK-MB Cartridge | ATIVIDADE DE ISOENZIMA CREATINOQUINASE | III
Abbott | Brazil | MD |  | ARCHITECT PIVKA-II | DES-GAMA-CARBOXI PROTROMBINA (DCP) - PROTEÍNA INDUZIDA PELA AUSÊNCIA DE VITAMINA K OU ANTAGONISTA-II (PIVKA-II) | III
Abbott | Brazil | IVD |  | Abbott RealTime CT/NG Amplification Reagent Kit / Abbott RealTime CT/NG Kit Reagente de Amplificação | CHLAMYDIA | III
Abbott | Brazil | MD |  | Abbott RealTime CT/NG Controls / Abbott RealTime CT/NG Controles | CHLAMYDIA | III
Abbott | Brazil | MD |  | EMBOSHIELD NAV6 EMBOLIC PROTECTION | FILTRO INTRAVASCULAR E DISPOSITIVOS ASSOCIADOS | IV
Abbott | Brazil | MD |  | CheckNOW HIV SELF TEST | AUTOTESTE PARA ANTICORPOS DO VÍRUS DE IMUNODEFICIÊNCIA HUMANA (HIV) | IV
Abbott | Brazil | MD |  | Alinity mp System | Instrumento para preparo e processamento de amostras  fase pré-analítica | I
Abbott | Brazil | MD |  | Família ARCHITECT Free T3 | TRIIODOTIRONINA (T3) LIVRE | II
Abbott | Brazil | MD |  | Família ARCHITECT Total T3 | TRIIODOTIRONINA (T3) | II
Abbott | Brazil | MD |  | Família Alinity i CMV IgM | CITOMEGALOVÍRUS | IV
Abbott | Brazil | MD |  | Família ARCHITECT Tacrolimus | TACROLIMUS | III
Abbott | Brazil | MD |  | ARCHITECT PROGESTERONE MANUAL DILUENT | TAMPÕES, DILUENTES E DEMAIS SOLUÇÕES PARA ANÁLISE LABORATORIAL | I
Abbott | Brazil | MD |  | Família Architect HSV-2 IgG | HERPES VÍRUS (HHV 2 a 5) | III
Abbott | Brazil | MD |  | Família Architect HSV-1 IgG | HERPES VÍRUS (HHV 2 a 5) | III
Abbott | Brazil | MD |  | ABBOTT CLINICAL CHEMISTRY ACID WASH - ABBOTT BIOQUÍMICA SOLUÇÃO DE LAVAGEM ÁCIDA | SOLUÇÃO PARA LIMPEZA DE EQUIPAMENTOS | I
Abbott | Brazil | MD |  | HIV 1/2 3.0 Teste Imunocromatográfico | ANTICORPO DO VIRUS DA IMUNODEFICIÊNCIA HUMANA ADQUIRIDA TIPO 1, TIPO 2 E TIPO 1 SUBGRUPO O (HIV) | IV
Abbott | Brazil | MD |  | BIOLINE Influenza Ag A/B/A (H1N1) | VÍRUS INFLUENZA | III
Abbott | Brazil | MD |  | BIOLINE Dengue NS1 Ag | DENGUE | III
Abbott | Brazil | MD |  | Bioline Chagas Ab Rapid | TRYPANOSOMA CRUZI | IV
Abbott | Brazil | MD |  | Família Alinity i Anti-Tg | ANTICORPO ANTITIREOIDEANO | II
Abbott | Brazil | MD |  | HI-TORQUE BALANCE MIDDLEWEIGHT ELITE GUIDE WIRE (WITH MARKER) | FIO GUIA CARDIOVASCULAR | IV
Abbott | Brazil | IVD |  | Alinity c Iron Calibrator kit | FERRO | II
Abbott | Brazil | MD |  | Família Alinity c Microalbumin | ALBUMINA | II
Abbott | Brazil | IVD |  | Total Protein2 Reagent Kit | PROTEÍNA TOTAL | II
Abbott | Brazil | IVD |  | Urea Nitrogen2 Reagent Kit | URÉIA | II
Abbott | Brazil | MD |  | Família Alinity i Thyroglobulin | TIREOGLOBULINA (TG) - CLASSE III | III
Abbott | Brazil | MD |  | Amplatzer Talisman PFO Occluder | Proteses Cardiovasculares | IV
Abbott | Brazil | MD |  | Família ARCHITECT Thyroglobulin (TG) | TIREOGLOBULINA (TG) - CLASSE II | II
Abbott | Brazil | MD |  | Simplicity III  Eletrodo Descartável de Radiofrequência NeuroTherm | CABO/ELETRODO ELETROCIRÚRGICO (Potência maior que 50W) | III
Abbott | Brazil | MD |  | Advisor VL, Sensor Enabled Circular Mapping Catheter | Cateteres | IV
Abbott | Brazil | MD |  | Curativo adesivo - Penso adesivo | Curativo | I
Abbott | Brazil | MD |  | ID NOW Influenza A&B 2 | VÍRUS INFLUENZA | III
Abbott | Brazil | MD |  | ID NOW RSV | VÍRUS SINCICIAL RESPIRATÓRIO (VSR) | II
Abbott | Brazil | MD |  | Família ID NOW COVID-19 2.0 | CORONAVÍRUS | III
Abbott | Brazil | MD |  | Transplant Pretreatment Tubes | FRASCO OU MATERIAL PARA COLETA, ARMAZENAMENTO OU TRANSPORTE DE AMOSTRAS BIOLÓGICAS | I
Abbott | Brazil | MD |  | Família Panbio COVID-19/Flu A&B Rapid Panel | CORONAVÍRUS | III
Abbott | Brazil | MD |  | Quadra Assura MP MRI | DESFIBRILADOR IMPLANTÁVEL PARA TERAPIA DE RESSINCRONIZAÇÃO CARDÍACA | IV
Abbott | Brazil | IVD |  | Total Bilirubin2 Reagent Kit | BILIRRUBINA | II
Abbott | Brazil | MD |  | Alinity c Total Bilirubin2 | BILIRRUBINA | II
Abbott | Brazil | MD |  | Panbio COVID-19 IgG/IgM Rapid Test Device 2.0 | CORONAVÍRUS | III
Abbott | Brazil | MD |  | Família Alinity i Anti-CCP | ANTI-PEPTÍDEO CITRULINADO CÍCLICO (ANTI-CCP) | II
Abbott | Brazil | IVD |  | ARCHITECT iGentamicin Reagent Kit | GENTAMICINA | II
Abbott | Brazil | MD |  | ARCHITECT iGentamicin Calibrators | GENTAMICINA | II
Abbott | Brazil | MD |  | Bioline RSV | VÍRUS SINCICIAL RESPIRATÓRIO (VSR) | II
Abbott | Brazil | MD |  | i-STAT CARTRIDGE CG8 + | PARÂMETROS COMBINADOS NO MESMO PRODUTO - CLASSE II | II
Abbott | Brazil | MD |  | Família Alinity c Carbon Dioxide | DIÓXIDO DE CARBONO | II
Abbott | Brazil | IVD |  | Alinity c Direct Bilirubin Reagent Kit | BILIRRUBINA | II
Abbott | Brazil | IVD |  | M24SP | EQUIPAMENTO PARA PREPARO DE AMOSTRAS PARA DIAGNÓSTICO IN VITRO | I
Abbott | Brazil | MD |  | M2000SP | Instrumento para preparo e processamento de amostras  fase pré-analítica | I
Abbott | Brazil | MD |  | Família Alinity i SHBG | HORMÔNIO SEXUAL LIGADO A GLOBULINA (SHBG) | II
Abbott | Brazil | MD |  | Família Alinity i Total PSA | ANTÍGENO PROSTÁTICO ESPECÍFICO (PSA) | III
Abbott | Brazil | MD |  | Família Alinity i Free PSA | ANTÍGENO PROSTÁTICO ESPECÍFICO (PSA) LIVRE | III
Abbott | Brazil | MD |  | Família Alinity i T-Uptake | TIROXINA (T4) | II
Abbott | Brazil | IVD |  | Alinity c Lactic Acid2 Reagent Kit | LACTATO | II
Abbott | Brazil | IVD |  | Lactic Acid2 Reagent Kit | LACTATO | II
Abbott | Brazil | MD |  | ABBOTT CLINICAL CHEMISTRY LIPASE CALIBRATOR - LIPASE CALIBRADOR ABBOTT BIOQUIMICA | LIPASE | II
Abbott | Brazil | MD |  | ARCHITECT CA125 II CALIBRATORS - ARCHITECT CA125 II CALIBRADORES | ANTÍGENO CA 125 | III
Abbott | Brazil | MD |  | ARCHITECT CA 125 II CONTROLS - ARCHITECT CA 125 II CONTROLES | ANTÍGENO CA 125 | III
Abbott | Brazil | IVD |  | Alinity i Cyclosporine Whole Blood Precipitation Reagent Kit | TAMPÕES, DILUENTES E DEMAIS SOLUÇÕES PARA ANÁLISE LABORATORIAL | I
Abbott | Brazil | MD |  | Família Alinity i NSE | ENOLASE NEURÔNIO ESPECÍFICA (NSE) - CLASSE II | II
Abbott | Brazil | MD |  | Família Alinity i Cyclosporine | CICLOSPORINA | III
Abbott | Brazil | MD |  | ARCHITECT CYFRA 21-1 Calibrators | CITOQUERATINA | II
Abbott | Brazil | IVD |  | ARCHITECT CYFRA 21-1 Reagents | CITOQUERATINA | II
Abbott | Brazil | MD |  | ARCHITECT CYFRA 21-1 Controls | CITOQUERATINA | II
Abbott | Brazil | IVD |  | Alinity c Iron2 Reagent Kit | FERRO | II
Abbott | Brazil | IVD |  | Iron2 Reagent Kit | FERRO | II
Abbott | Brazil | IVD |  | Alkaline Phosphatase2 Reagent Kit | FOSFATASE ALCALINA (FAL OU ALP) | II
Abbott | Brazil | IVD |  | Alinity c Alkaline Phosphatase2 Reagent Kit | FOSFATASE ALCALINA (FAL OU ALP) | II
Abbott | Brazil | IVD |  | ARCHITECT CA125 II REAGENT KIT - ARCHITECT CA125 II KIT REAGENTE | ANTÍGENO CA 125 | III
Abbott | Brazil | MD |  | Família ARCHITECT CMV IgM | CITOMEGALOVÍRUS | IV
Abbott | Brazil | MD |  | ALKALINE PHOSPHATASE/FOSFATASE ALCALINA | FOSFATASE ALCALINA (FAL OU ALP) | II
Abbott | Brazil | MD |  | CONJUNTO DE MEDIDORES DE ANEL PARA ANULOPLASTIA SJM TAILOR | Medidor para Valvula Cardiaca | I
Abbott | Brazil | IVD |  | Architect LH Reagent Kit | HORMÔNIO LUTEINIZANTE (LH) | II
Abbott | Brazil | MD |  | Architect LH Calibrators | HORMÔNIO LUTEINIZANTE (LH) | II
Abbott | Brazil | IVD |  | Abbott Multi-Collect Specimen Collection Kit | FRASCO OU MATERIAL PARA COLETA, ARMAZENAMENTO OU TRANSPORTE DE AMOSTRAS BIOLÓGICAS | I
Abbott | Brazil | MD |  | ID NOW Instrument | Instrumento para análise de ácidos nucleicos | II
Abbott | Brazil | MD |  | Cateter de Ablação FlexAbilitySE | CATETER PARA SISTEMA DE ABLACAO CARDIACA POR RADIOFREQUENCIA | IV
Abbott | Brazil | MD |  | EQUIPO FLEXIFLO COM ADAPTADOR DE ROSCA PARA BOMBA DE NUTRICAO ENTERAL PATROL | Equipos | II
Abbott | Brazil | MD |  | Eletrodo de Implante SlimTipTM DRG | Cabo-Eletrodos Implantaveis | IV
Abbott | Brazil | MD |  | AMYLASE / AMILASE | AMILASE | II
Abbott | Brazil | MD |  | ICT Cleaning Fluid / ICT Fluido de Limpeza | SOLUÇÃO PARA LIMPEZA DE EQUIPAMENTOS | I
Abbott | Brazil | MD |  | ICT Reference Solution / ICT Solução de Referência | TAMPÕES, DILUENTES E DEMAIS SOLUÇÕES PARA ANÁLISE LABORATORIAL | I
Abbott | Brazil | MD |  | ICT SAMPLE DILUENT / ICT DILUENTE DE AMOSTRA | TAMPÕES, DILUENTES E DEMAIS SOLUÇÕES PARA ANÁLISE LABORATORIAL | I
Abbott | Brazil | IVD |  | WBC REAGENT PART B | TAMPÕES, DILUENTES E DEMAIS SOLUÇÕES PARA ANÁLISE LABORATORIAL | I
Abbott | Brazil | IVD |  | WBC REAGENT PART A | TAMPÕES, DILUENTES E DEMAIS SOLUÇÕES PARA ANÁLISE LABORATORIAL | I
Abbott | Brazil | MD |  | GLUCOSE / GLICOSE | GLICOSE | II
Abbott | Brazil | MD |  | PHOSPHORUS / FÓSFORO | FÓSFORO/FOSFATO INORGÂNICO | II
Abbott | Brazil | MD |  | TOTAL PROTEIN / PROTEÍNA TOTAL | PROTEÍNA TOTAL | II
Abbott | Brazil | MD |  | Gamma-Glutamyl Transferase / Gama-Glutamil Transferase | GAMA-GLUTAMIL TRANSPEPTIDASE (GGT) | II
Abbott | Brazil | MD |  | LACTATE DEHYDROGENASE / LACTATO DESIDROGENASE | LACTATO DESIDROGENASE (LDH) | II
Abbott | Brazil | MD |  | UREA NITROGEN / URÉIA NITROGENADA | URÉIA | II
Abbott | Brazil | MD |  | ALBUMIN BCG / ALBUMINA BCG | ALBUMINA | II
Abbott | Brazil | MD |  | ICT URINE CALIBRATOR / ICT URINA CALIBRADOR | PARÂMETROS COMBINADOS NO MESMO PRODUTO - CLASSE II | II
Abbott | Brazil | MD |  | BOMBA PARA NUTRICAO ENTERAL FLEXIFLO PATROL | Bomba Para Nutricao | II
Abbott | Brazil | IVD |  | CN-Free Hemoglobin Reagent | SOLUÇÃO DE LISE PARA HEMATOLOGIA | I
Abbott | Brazil | MD |  | DILUENT/SHEATH CD Sapphire and CD Ruby | TAMPÕES, DILUENTES E DEMAIS SOLUÇÕES PARA ANÁLISE LABORATORIAL | I
Abbott | Brazil | MD |  | ARCHITECT FSH CALIBRATORS | HORMÔNIO FOLÍCULO ESTIMULANTE (FSH) | II
Abbott | Brazil | IVD |  | ARCHITECT FSH REAGENTS | HORMÔNIO FOLÍCULO ESTIMULANTE (FSH) | II
Abbott | Brazil | MD |  | ARCHITECT PROLACTIN CALIBRATORS | PROLACTINA | II
Abbott | Brazil | MD |  | ARCHITECT PROLACTIN CONTROLS | PROLACTINA | II
Abbott | Brazil | IVD |  | ARCHITECT PROLACTIN REAGENTS | PROLACTINA | II
Abbott | Brazil | MD |  | ARCHITECT TOTAL BETA-hCG CONTROLS | BETA GONADOTROFINA CORIÔNICA HUMANA (BHCG) | II
Abbott | Brazil | IVD |  | ARCHITECT TOTAL BETA-hCG REAGENTS | BETA GONADOTROFINA CORIÔNICA HUMANA (BHCG) | II
Abbott | Brazil | MD |  | ARCHITECT TOTAL BETA-hCG CALIBRATORS | BETA GONADOTROFINA CORIÔNICA HUMANA (BHCG) | II
Abbott | Brazil | MD |  | ARCHITECT CEA CALIBRATORS | ANTÍGENO CARCINOEMBRIONÁRIO | III
Abbott | Brazil | MD |  | ARCHITECT CEA Controls | ANTÍGENO CARCINOEMBRIONÁRIO | III
Abbott | Brazil | MD |  | ARCHITECT TSH CALIBRATORS / ARCHITECT TSH CALIBRATORES | HORMÔNIO ESTIMULANTE DE TIREÓIDE (TSH) | II
Abbott | Brazil | MD |  | EQUIPO COM LANCETA PARA BOMBA DE NUTRICAO ENTERAL FLEXIFLO PATROL | Equipos | II
Abbott | Brazil | MD |  | ARCHITECT PROGESTERONE CALIBRATORS | PROGESTERONA | II
Abbott | Brazil | IVD |  | ARCHITECT PROGESTERONE REAGENTS | PROGESTERONA | II
Abbott | Brazil | MD |  | ARCHITECT PROGESTERONE CONTROLS | PROGESTERONA | II
Abbott | Brazil | IVD |  | ARCHITECT FREE T4 REAGENTS | TIROXINA LIVRE | II
Abbott | Brazil | MD |  | ARCHITECT FREE T4 CONTROLS | TIROXINA LIVRE | II
Abbott | Brazil | MD |  | SONDA NASOENTERAL FLEXIFLO 8Fr-10Fr-12Fr | Sondas | II
Abbott | Brazil | MD |  | CHOLESTEROL/COLESTEROL | COLESTEROL TOTAL | II
Abbott | Brazil | MD |  | TRIGLYCERIDE | TRIGLICERÍDEO | II
Abbott | Brazil | MD |  | AGULHA TRANSSEPTAL BRK | Agulhas | IV
Abbott | Brazil | IVD |  | UROVYSION BLADDER CANCER RECURRENCE KIT | ANTÍGENO ASSOCIADO AO TUMOR DE BEXIGA | III
Abbott | Brazil | MD |  | i-STAT KAOLIN ACT CARTRIDGE | TEMPO DE COAGULAÇÃO ATIVADA | III
Abbott | Brazil | MD |  | i-STAT PT/INR Cartridge | TEMPO DE PROTROMBINA (TP) | III
Abbott | Brazil | MD |  | ARCHITECT Active-B12 Controls | VITAMINA B12 (ÁCIDO FÓLICO) | II
Abbott | Brazil | MD |  | ARCHITECT Active-B12 Calibrators | VITAMINA B12 (ÁCIDO FÓLICO) | II
Abbott | Brazil | IVD |  | ARCHITECT Active-B12 Reagents | VITAMINA B12 (ÁCIDO FÓLICO) | II
Abbott | Brazil | MD |  | ULTRA HDL / HDL ULTRA | LIPOPROTEÍNA DE ALTA DENSIDADE (HDL) | II
Abbott | Brazil | MD |  | ICT MODULE / MODULO ICT | Instrumento destinado a imunoensaios | II
Abbott | Brazil | MD |  | STARCLOSE SE VASCULAR CLOSURE SYSTEM | Suturador Vascular | IV
Abbott | Brazil | MD |  | Alinity h-series Control 29P | PARÂMETROS COMBINADOS NO MESMO PRODUTO - CLASSE II | II
Abbott | Brazil | MD |  | Alinity h-series HemCal | PARÂMETROS COMBINADOS NO MESMO PRODUTO - CLASSE II | II
Abbott | Brazil | IVD |  | ARCHITECT INTACT PTH REAGENT KIT/ ARCHITECT INTACT PTH KIT REAGENTE | HORMÔNIO PARATIREÓIDEO INTACTO (iPTH) | II
Abbott | Brazil | MD |  | ARCHITECT INTACT PTH CALIBRATORS / ARCHITECT INTACT PTH CALIBRADORES | HORMÔNIO PARATIREÓIDEO INTACTO (iPTH) | II
Abbott | Brazil | MD |  | ARCHITECT INTACT PTH CONTROLES / ARCHITECT INTACT PTH CONTROLES | HORMÔNIO PARATIREÓIDEO INTACTO (iPTH) | II
Abbott | Brazil | IVD |  | ARCHITECT Urine NGAL Reagents / ARCHITECT Urina NGAL Reagentes | GELATINASE NEUTROFÍLICA ASSOCIADA A LIPOCALINA (NGAL) | II
Abbott | Brazil | MD |  | ARCHITECT Urine NGAL Calibrators / ARCHITECT Urina NGAL Calibradores | GELATINASE NEUTROFÍLICA ASSOCIADA A LIPOCALINA (NGAL) | II
Abbott | Brazil | MD |  | ARCHITECT Urine NGAL Controls / ARCHITECT Urina NGAL Controles | GELATINASE NEUTROFÍLICA ASSOCIADA A LIPOCALINA (NGAL) | II
Abbott | Brazil | MD |  | Família Alinity i Pepsinogen I | PEPSINOGÊNIO I | II
Abbott | Brazil | IVD |  | Alinity c Immunoglobulin A Reagent Kit | IMUNOGLOBULINA A | II
Abbott | Brazil | IVD |  | Alinity c Immunoglobulin G Reagent Kit | IMUNOGLOBULINA G | II
Abbott | Brazil | IVD |  | Alinity c Immunoglobulin M Reagent Kit | IMUNOGLOBULINA M | II
Abbott | Brazil | IVD |  | Alinity c Activated Aspartate Aminotransferase Reagent Kit | TRANSAMINASE GLUTÂMICA OXALACÉTICA (TGO OU AST) | II
Abbott | Brazil | MD |  | ARCHITECT Anti-HBc II Calibrator / ARCHITECT Anti-HBc II Calibrador | ANTICORPO TOTAL NUCLEAR PARA VÍRUS DE HEPATITE B (ANTI-HBCAG) | IV
Abbott | Brazil | MD |  | ARCHITECT Anti-HBc II Controls / ARCHITECT Anti-HBc II Controles | ANTICORPO TOTAL NUCLEAR PARA VÍRUS DE HEPATITE B (ANTI-HBCAG) | IV
Abbott | Brazil | MD |  | ARCHITECT rHTLV-I/II Calibrator/ARCHITECT rHTLV-I/II Calibrador | ANTICORPO PARA VÍRUS MÚLTIPLOS DE T-LINFOTRÓPICO HUMANO (HTLV) | IV
Abbott | Brazil | IVD |  | ARCHITECT Anti-HBc II Reagent Kit | ANTICORPO TOTAL NUCLEAR PARA VÍRUS DE HEPATITE B (ANTI-HBCAG) | IV
Abbott | Brazil | MD |  | Família Alinity i 2nd Generation Testosterone | TESTOSTERONA | II
Abbott | Brazil | MD |  | Família Instrumento Alinity hq System | Instrumento para análise ou contagem de células e plaquetas | II
Abbott | Brazil | IVD |  | Vysis Paraffin Pretreatment IV & Post-Hybridization Wash Buffer Kit | HIBRIDIZAÇÃO IN SITU - REAGENTES COMPLEMENTARES | I
Abbott | Canada | MD |  | HI-TORQUE STEELCORE 18 GUIDE WIRE |  | 2
Abbott | Canada | MD |  | HI-TORQUE GUIDE WIRES WITH MICROGLIDE COATING |  | 2
Abbott | Canada | MD |  | INDEFLATOR PLUS |  | 2
Abbott | Canada | MD |  | HI-TORQUE ALL STAR, GUIDE WIRES |  | 2
Abbott | Canada | MD |  | HI-TORQUE GUIDE WIRES WITH HYDROCOAT |  | 2
Abbott | Canada | MD |  | ACS III-TORQUE BALANCE HEAVY WEIGHT GUIDE WIRE WITH HYDROCOAT |  | 2
Abbott | Canada | MD |  | HI-TORQUE GUIDE WIRES WITH HYDROCOAT |  | 2
Abbott | Canada | MD |  | ACS HI-TORQUE BALANCE WIRES WITH HYDROCOAT |  | 2
Abbott | Canada | MD |  | HI-TORQUE BALANCE GUIDE WITH WIRE MICROGLIDE COATING |  | 2
Abbott | Canada | MD |  | HI-TORQUE SUPRA CORE 35, GUIDE WIRES WITH MICROGLIDE COATING |  | 2
Abbott | Canada | MD |  | ACS ROTATING HEMOSTATIC VALVE |  | 2
Abbott | Canada | MD |  | HI-TORQUE SPARTACORE 14 GUIDE WIRE WITH MICROGLIDE COATING |  | 2
Abbott | Canada | MD |  | 20/30 PRIORITY PACK, 20/30 INDEFLATOR |  | 2
Abbott | Canada | MD |  | TORQUE DEVICE |  | 2
Abbott | Canada | MD |  | HI-TORQUE GUIDE WIRES WITH MICROGLIDE COATING |  | 2
Abbott | Canada | MD |  | RX VIATRAC 14 PERIPHERAL DILATATION CATHETER |  | 4
Abbott | Canada | MD |  | PROSTAR XL VASCULAR SURGICAL DEVICE |  | 3
Abbott | Canada | MD |  | PRIORITY PACK ACCESSORY KIT WITH COPILOT |  | 2
Abbott | Canada | MD |  | GUIDE WIRE ACCESSORY KIT WITH COPILOT |  | 2
Abbott | Canada | MD |  | GRAFTMASTER RX CORONARY STENT GRAFT SYSTEM |  | 4
Abbott | Canada | MD |  | HI-TORQUE GUIDE WIRES WITH HYDROPHILIC COATING |  | 2
Abbott | Canada | MD |  | PERCLOSE PROGLIDE SUTURE-MEDIATED CLOSURE SYSTEM |  | 4
Abbott | Canada | MD |  | STARCLOSE VASCULAR CLOSURE SYSTEM |  | 4
Abbott | Canada | MD |  | HI-TORQUE GUIDE WIRE |  | 2
Abbott | Canada | MD |  | MULTI-LINK VISION CORONARY STENTS |  | 4
Abbott | Canada | MD |  | HI-TORQUE VERSACORE GUIDE WIRE |  | 2
Abbott | Canada | MD |  | LOC GUIDE WIRE EXTENSION |  | 2
Abbott | Canada | MD |  | HI-TORQUE WINN GUIDE WIRE |  | 2
Abbott | Canada | MD |  | HI-TORQUE PROGRESS GUIDE WIRES |  | 2
Abbott | Canada | MD |  | HI-TORQUE BALANCE MIDDLEWEIGHT UNIVERSAL GUIDE WIRE WITH HYDROPHILIC COATING |  | 2
Abbott | Canada | MD |  | HI-TORQUE BALANCE MIDDLEWEIGHT UNIVERSAL II GUIDE WIRE |  | 2
Abbott | Canada | MD |  | SUPERA PERIPHERAL STENT SYSTEM |  | 4
Abbott | Canada | MD |  | HI-TORQUE BALANCE MIDDLEWEIGHT ELITE GUIDE WIRE |  | 2
Abbott | Canada | MD |  | TREK RX AND MINI TREKRX CORONARY DILATATION CATHETERS |  | 4
Abbott | Canada | MD |  | TREK AND MINI TREK OTW CORONARY DILATATION CATHETERS |  | 4
Abbott | Canada | MD |  | BARE WIRE FILTER DELIVERY WIRES |  | 2
Abbott | Canada | MD |  | XACT CAROTID STENT SYSTEM |  | 4
Abbott | Canada | MD |  | EMBOSHIELD NAV6 EMBOLIC PROTECTION SYSTEM |  | 4
Abbott | Canada | MD |  | OMNILINK ELITE VASCULAR BALLOON-EXPANDABLE STENT SYSTEM |  | 4
Abbott | Canada | MD |  | ABSOLUTE PRO PERIPHERAL SELF-EXPANDING STENT SYSTEM |  | 4
Abbott | Canada | MD |  | RX ACCULINK CAROTID STENT SYSTEM |  | 4
Abbott | Canada | MD |  | NC TREK RX CORONARY DILATATION CATHETERS |  | 4
Abbott | Canada | MD |  | RX HERCULINK ELITE RENAL AND BILIARY STENT SYSTEM |  | 4
Abbott | Canada | MD |  | ARMADA PTA CATHETERS (OTW) |  | 4
Abbott | Canada | MD |  | XIENCE XPEDITION EVEROLIMUS ELUTING CORONARY STENT SYSTEM |  | 4
Abbott | Canada | MD |  | HI TORQUE COMMAND GUIDE WIRE |  | 2
Abbott | Canada | MD |  | HI TORQUE PILOT GUIDE WIRE WITH HYDROPHILIC COATING |  | 2
Abbott | Canada | MD |  | HI-TORQUE VERSATURN GUIDE WIRE |  | 2
Abbott | Canada | MD |  | ARMADA 18 PTA CATHETER |  | 4
Abbott | Canada | MD |  | XPERT PRO PERIPHERAL SELF-EXPANDING STENT SYSTEM |  | 4
Abbott | Canada | MD |  | HI-TORQUE POWERTURN GUIDE WIRES |  | 2
Abbott | Canada | MD |  | HI-TORQUE COMMAND 18 GUIDE WIRE |  | 2
Abbott | Canada | MD |  | MITRACLIP DELIVERY SYSTEM |  | 4
Abbott | Canada | MD |  | TRICLIP SYSTEM |  | 4
Abbott | Canada | MD |  | XIENCE PRO A EVEROLIMUS ELUTING CORONARY STENT SYSTEM |  | 4
Abbott | Canada | MD |  | TRICLIP G4 SYSTEM |  | 4
Abbott | Canada | MD |  | PERCLOSE PROSTYLE SUTURE-MEDIATED CLOSURE AND REPAIR SYSTEM |  | 4
Abbott | Brazil | MD |  | Família Alinity c Prealbumin | PRÉ-ALBUMINA (TRANSTIRETINA) | II
Abbott | Brazil | MD |  | Família Alinity i PIVKA-II | DES-GAMA-CARBOXI PROTROMBINA (DCP) - PROTEÍNA INDUZIDA PELA AUSÊNCIA DE VITAMINA K OU ANTAGONISTA-II (PIVKA-II) | III
Abbott | Brazil | MD |  | HI-TORQUE COMMAND 18 Guide Wire | Fio Guia | II
Abbott | Brazil | MD |  | Armada 18 PTA Catheter | CATETER BALÃO PARA ANGIOPLASTIA PERIFÉRICA | II
Abbott | Brazil | MD |  | Família Alinity i STAT High Sensitive Troponin-I | TROPONINA | III
Abbott | Brazil | MD |  | Bioline HAV IgG/IgM | VÍRUS DA HEPATITE A (HAV) | III
Abbott | Brazil | MD |  | Bioline HBsAg WB | ANTÍGENO DE SUPERFÍCIE DE VÍRUS DA HEPATITE B (HBSAG) | IV
Abbott | Brazil | IVD |  | EnSite Precision Surface Electrode Kit | eletrodo de referência para sistema de mapeamento cardíaco | II
Abbott | Brazil | IVD |  | Alinity c Urea Nitrogen2 Reagent Kit | URÉIA | II
Abbott | Brazil | MD |  | Sistema de Troca TorqVue Amplatzer - EITV | Introdutores | IV
Abbott | Brazil | MD |  | Família Alinity i Galectin-3 | GALECTINA-3 | II
Abbott | Brazil | MD |  | Bainha Introdutora Amplatzer TorqVue 2 | Introdutores | IV
Abbott | Brazil | MD |  | Família Alinity i HSV-2 IgG | HERPES VÍRUS (HHV 2 a 5) | III
Abbott | Brazil | MD |  | Família Alinity i HSV-1 IgG | HERPES VÍRUS (HHV 2 a 5) | III
Abbott | Brazil | MD |  | i-STAT Total b-hCG Cartridge | BETA GONADOTROFINA CORIÔNICA HUMANA (BHCG) | II
Abbott | Brazil | MD |  | Afinion CRP Controle | PROTEÍNA C REATIVA | II
Abbott | Brazil | MD |  | Afinion Painel Lipídico Controle | PARÂMETROS COMBINADOS NO MESMO PRODUTO - CLASSE II | II
Abbott | Brazil | MD |  | Afinion ACR Controle | PARÂMETROS COMBINADOS NO MESMO PRODUTO - CLASSE II | II
Abbott | Brazil | MD |  | Afinion ACR | PARÂMETROS COMBINADOS NO MESMO PRODUTO - CLASSE II | II
Abbott | Brazil | MD |  | Afinion CRP | PROTEÍNA C REATIVA | II
Abbott | Brazil | MD |  | CATÉTER ARMADA 14 OTW PTA | CATETER BALÃO PARA ANGIOPLASTIA PERIFÉRICA | II
Abbott | Brazil | MD |  | CATÉTER ARMADA 35 OTW PTA | CATETER BALÃO PARA ANGIOPLASTIA PERIFÉRICA | II
Abbott | Brazil | MD |  | Ellipse DR | DESFIBRILADOR IMPLANTÁVEL DE CÂMARA DUPLA | IV
Abbott | Brazil | MD |  | Ellipse VR | DESFIBRILADOR IMPLANTÁVEL DE CÂMARA ÚNICA | IV
Abbott | Brazil | MD |  | Afinion Painel Lipídico | PARÂMETROS COMBINADOS NO MESMO PRODUTO - CLASSE II | II
Abbott | Brazil | IVD |  | ARCHITECT C PEPTIDE REAGENTS | PEPTÍDEO C | II
Abbott | Brazil | IVD |  | Alinity c Amylase2 Reagent Kit | AMILASE | II
Abbott | Brazil | MD |  | FreeStyle Precision Pro Blood Ketones Test Strips / FreeStyle Precision Pro Tiras-Teste de Cetona no Sangue | CETONA | II
Abbott | Brazil | MD |  | FREESTYLE PRECISION PRO BLOOD GLUCOSE TEST STRIP / FREESTYLE PRECISION PRO TIRAS TESTE DE GLICOSE NO SANGUE | GLICOSE - POINT OF CARE TESTING (PROFISSIONAL) | III
Abbott | Brazil | IVD |  | FREESTYLE PRECISION PRO BLOOD GLUCOSE AND B-KETONE MONITORING METER KIT / SISTEMA DE MONITORIZAÇÃO DE GLICOSE E B-CETONA FREESTYLE PRECISION PRO | INSTRUMENTO PARA GLICOSE E CORPOS CETÔNICOS - POINT OF CARE TESTING (PROFISSIONAL) | III
Abbott | Brazil | MD |  | Família Alinity i C-Peptide | PEPTÍDEO C | II
Abbott | Brazil | MD |  | HI-TORQUE BALANCE MIDDLEWEIGHT UNIVERSAL II GUIDE WIRE | FIO GUIA CARDIOVASCULAR | IV
Abbott | Brazil | MD |  | Panbio COVID-19 Ag Rapid Test Device (Nasal) | CORONAVÍRUS | III
Abbott | Brazil | MD |  | ARCHITECT FSH CONTROLS | HORMÔNIO FOLÍCULO ESTIMULANTE (FSH) | II
Abbott | Brazil | MD |  | Família Panbio COVID-19 IgG Test | CORONAVÍRUS | III
Abbott | Brazil | MD |  | Família Alinity i STAT Myoglobin | MIOGLOBINA | II
Abbott | Brazil | IVD |  | Alinity c Albumin BCG2 Reagent Kit | ALBUMINA | II
Abbott | Brazil | MD |  | Epic Plus Aortic | PRÓTESE VALVULAR CARDÍACA BIOLÓGICA | IV
Abbott | Brazil | MD |  | Epic  Plus Mitral | PRÓTESE VALVULAR CARDÍACA BIOLÓGICA | IV
Abbott | Brazil | MD |  | Epic Plus Supra | PRÓTESE VALVULAR CARDÍACA BIOLÓGICA | IV
Abbott | Brazil | MD |  | Cateter de Ablação TactiCath SE | Cateteres | IV
Abbott | Brazil | MD |  | Introdutor Hemostático Ultimum EV | Introdutores | IV
Abbott | Brazil | IVD |  | Alinity c Creatinine2 Reagent Kit | CREATININA | II
Abbott | Brazil | MD |  | LIFT | Suporte de Posicionamento | I
Abbott | Brazil | MD |  | Alinity s Concentrated Wash Buffer | TAMPÕES, DILUENTES E DEMAIS SOLUÇÕES PARA ANÁLISE LABORATORIAL | I
Abbott | Brazil | IVD |  | Alinity s HBsAg Confirmatory Reagent Kit | ANTÍGENO CONFIRMATÓRIO DE SUPERFÍCIE DE VÍRUS DE HEPATITE B (HBSAG) | IV
Abbott | Brazil | MD |  | Família Alinity s HbsAg | ANTÍGENO DE SUPERFÍCIE DE VÍRUS DA HEPATITE B (HBSAG) | IV
Abbott | Brazil | MD |  | Família Alinity s HIV Ag/Ab Combo | ANTÍGENO E ANTICORPO DO VÍRUS DA IMUNODEFICIÊNCIA HUMANA ADQUIRIDA TIPO 1, TIPO 2 E TIPO 1 SUBGRUPO O (HIV) | IV
Abbott | Brazil | MD |  | Família Alinity s Chagas | TRYPANOSOMA CRUZI | IV
Abbott | Brazil | MD |  | Família Alinity s Syphilis | TREPONEMA PALLIDUM | IV
Abbott | Brazil | MD |  | Família Alinity s HTLV I/II | ANTICORPO PARA VÍRUS MÚLTIPLOS DE T-LINFOTRÓPICO HUMANO (HTLV) | IV
Abbott | Brazil | MD |  | AMPLATZER VASCULAR PLUG AVP II | Proteses Cardiovasculares | IV
Abbott | Brazil | MD |  | Afinion HbA1c Controle | HEMOGLOBINA GLICADA | II
Abbott | Brazil | MD |  | Afinion HbA1c | HEMOGLOBINA GLICADA | II
Abbott | Brazil | MD |  | Alere Afinion | Instrumento destinado a imunoensaios | II
Abbott | Brazil | MD |  | Família Alinity i SCC | ANTÍGENO DE CARCINOMA DE CÉLULA ESCAMOSA | III
Abbott | Brazil | MD |  | PANBIO HIV SELF TEST | AUTOTESTE PARA ANTICORPOS DO VÍRUS DE IMUNODEFICIÊNCIA HUMANA (HIV) | IV
Abbott | Brazil | MD |  | ARCHITECT PROBE CONDITIONING SOLUTION | SOLUÇÃO PARA LIMPEZA DE EQUIPAMENTOS | I
Abbott | Brazil | MD |  | PressureWire X Wireless | Fio Guia | IV
Abbott | Brazil | MD |  | Bioline Rota/Adeno | PARÂMETROS COMBINADOS NO MESMO PRODUTO - CLASSE II | II
Abbott | Brazil | MD |  | Adaptador 8 Canais | Adaptadores | IV
Abbott | Brazil | MD |  | Electrophysiology Cable | Cabo de Interconexão de Dispositivos Médicos (Exclusivamente Elétrico) | I
Abbott | Brazil | IVD |  | ANEUVYSION MULTICOLOR DNA PROBE KIT(ANEUVYSION KIT DE SONDA DE DNA MULTICOR) | MUTAÇÕES (GÊNICAS, ESTRUTURAIS, NUMÉRICAS OU ANEUPLOIDIAS) | III
Abbott | Brazil | MD |  | FIO GUIA HYDROSTEER | FIO GUIA CARDIOVASCULAR | IV
Abbott | Brazil | IVD |  | CELL DYN RETICULOCYTE REAGENT | CORANTES CITOLÓGICOS | I
Abbott | Brazil | MD |  | I-STAT CARTRIDGE CG4+ | PARÂMETROS COMBINADOS NO MESMO PRODUTO - CLASSE II | II
Abbott | Brazil | MD |  | MITRACLIP NT CLIP DELIVERY SYSTEM | Clip Cirurgico com Aplicador | IV
Abbott | Brazil | MD |  | STEERABLE GUIDE CATHETER | Cateteres | IV
Abbott | Brazil | MD |  | Amplatzer Vascular Plug AVP | Proteses Cardiovasculares | IV
Abbott | Brazil | MD |  | Família Alinity i Free T3 | TRIIODOTIRONINA (T3) LIVRE | II
Abbott | Brazil | MD |  | CELL-DYN Emerald CN-Free Lyse / CELL-DYN Esmeralda CN-Free Lisante | SOLUÇÃO DE LISE PARA HEMATOLOGIA | I
Abbott | Brazil | MD |  | CELL-DYN Emerald Diluent / CELL-DYN Esmeralda Diluente | TAMPÕES, DILUENTES E DEMAIS SOLUÇÕES PARA ANÁLISE LABORATORIAL | I
Abbott | Brazil | MD |  | CELL-DYN Emerald Cleaner / CELL-DYN Esmeralda Limpador | SOLUÇÃO PARA LIMPEZA DE EQUIPAMENTOS | I
Abbott | Brazil | MD |  | ARCHITECT Toxo IgM Calibrator / ARCHITECT Toxo IgM Calibrador | TOXOPLASMA GONDII | IV
Abbott | Brazil | IVD |  | ARCHITECT Toxo IgM Reagent Kit / ARCHITECT Toxo IgM Kit Reagente | TOXOPLASMA GONDII | IV
Abbott | Brazil | MD |  | Amplatzer Amulet Delivery Sheath | Introdutores | IV
Abbott | Brazil | MD |  | ARCHITECT Toxo IgM Controls/ ARCHITECT Toxo IgM Controles | TOXOPLASMA GONDII | IV
Abbott | Brazil | MD |  | Alanine Aminotransferase | TRANSAMINASE GLUTÂMICA PIRÚVICA (TGP OU ALT) | II
Abbott | USA | MD | MAF | Multi-Link 8-;Multi-Link Mini Vision;MULTI-LINK 8 Stent System;Multi-Link Vision- | Stent, Coronary | 3
Abbott | USA | MD | MGB | StarClose SE Vascular ClosureSystem | Device, Hemostasis, Vascular | 3
Abbott | USA | MD | DYG | Graftmaster RX;Graftmaster | Catheter, Flow Directed | 2
Abbott | USA | MD | NIQ | XIENCE V, OTW Drug Eluting Stent System;Xience Nano;XIENCE V Everolimus Eluting Coronar;XIENCE V, RX Drug Eluting Stent System;Xience V | Coronary Drug-Eluting Stent | 3
Abbott | USA | MD | FGE | RX Herculink Elite Biliary Stent Sy | Stents, Drains And Dilators For The Biliary Ducts | 2
Abbott | USA | MD | MGB | Perclose ProStyle Suture-Mediated Closue and Repair System;ProGlide;Prostar XL 10 F;Perclose AT | Device, Hemostasis, Vascular | 3
Abbott | USA | MD | DQY | Armada 14 PTA Catheter | Catheter, Percutaneous | 2
Abbott | USA | MD | NIQ | XIENCE SIERRA Drug Eluting Stent System;Xience ProS;Xience Prime;Xience Xpedition Coronary Drug-Eluting Stent System;XIENCE ALPINE Drug Eluting Stent System;XIENCE PRIME Drug Eluting Stent System;XIENCE XPEDITION Drug Eluting Stent System;XIENCE Skypoint Drug Eluting Stent System | Coronary Drug-Eluting Stent | 3
Abbott | USA | MD | NIO | Omnilink Elite | Stent, Iliac | 3
Abbott | USA | IVD | OQO | IMDX HSV 1/2 for Abbott m2000 System Combined App Spec CD ROM (8N19-01);IMDX HSV 1/2 for Abbott m2000 (8N19-85) | Herpes Simplex Virus Nucleic Acid Amplification Assay | 2
Abbott | USA | MD | LIT | Armada 18 PTA Catheter | Catheter, Angioplasty, Peripheral, Transluminal | 2
Abbott | USA | IVD | PNK | Vysis CLL FISH Probe Kit | Fluorescence In Situ Hybridization, Chromosome 17p Deletion (Tp53) | 3
Abbott | USA | IVD | POA | Abbott RealTime ZIKA EUA Amplificaion Reagent Kit 09N27-090;Abbott RealTime ZIKA EUA Control Reagent Kit 09N27-80;Abbott RealTime ZIKA EUA Application Specificaftion CD-ROM 09N27 | Reagents, Zika Virus Nucleic Acid | N
Abbott | USA | IVD | PAB | Abbott RealTime CMV CD Rom 09N21;Abbott RealTime CMV Control Kit 09N21-080;Abbott RealTime CMV Amplification Reagent Kit 9N21-090;Abbott RealTime CMV Calibrator Kit 09N21-070 | Cytomegalovirus (Cmv) Dna Quantitative Assay | 3
Abbott | USA | IVD | OOI | Alinity m Multi-Collect Specimen Collection Kit;Alinity m Vapor Barrier Solution;Alinity m STI Application Specification File;Alinity m Lysis Solution;Alinity m Sample Prep Kit 1;Alinity m STI Amplification Reagent Kit;Alinity m Diluent Solution;Alinity m Bottle for Ethanol Use;Alinity m System;Alinity m STI Control Kit;Alinity m Ethanol Solution | Real Time Nucleic Acid Amplification System | 2
Abbott | USA | IVD | PAB | Alinity m Vapor Barrier Solution;Alinity m Lysis Solution;Alinity m Sample Prep Kit 2;Alinity m CMV Control Kit;Alinity m CMV Amplification Reagent Kit;Alinity m Diluent Solution;Alinity m CMV Calibrator Kit;Alinity m System;Alinity m Specimen Dilution Kit I;Alinity m CMV Application Specification File | Cytomegalovirus (Cmv) Dna Quantitative Assay | 3
Abbott | USA | IVD | QLX | Alinity m EBV AMP Kit;Alinity m EBV CAL Kit;Alinity m EBV Application Specification File;Alinity m EBV CTRL Kit | Nucleic Acid Amplification Test For The Quantitation Of Epstein-Barr Virus (Ebv) Dna | 2
Abbott | USA | IVD | QTP | Alinity m MPXV CTRL Kit;Alinity m MPXV AMP Kit;Alinity m MPXV Application Specification File | Reagents, Monkeypox Virus Nucleic Acid. | N
Abbott | Australia | MD | 48054 | Neural-tissue electrical stimulation lead adaptor | Neural-tissue electrical stimulation lead adaptor | Class IIb
Abbott | Australia | MD | 35094 | HI-TORQUE INFILTRAC Guide Wire with Hydrophilic Coating - Catheter guide wire | Catheter guide wire | Class III
Abbott | Australia | MD | 35094 | HI-TORQUE INFILTRAC PLUS Guide Wire with Hydrophilic Coating - Catheter guide wire | Catheter guide wire | Class III
Abbott | Australia | MD | 64970 | Prodigy MRI IPG, model 3772 - Analgesic spinal cord electrical stimulation system pulse generator implantable | Analgesic spinal cord electrical stimulation system pulse generator implantable | AIMD
Abbott | Australia | MD | 62423 | Penta 3mm Lead 60cm model 3228 - Implantable lumbar neuromuscular electrical stimulation system lead | Implantable lumbar neuromuscular electrical stimulation system lead | Class III
Abbott | Australia | MD | 37307 | 4 Channel DBS Lead - Brain electrical stimulation system, antitremor | Brain electrical stimulation system, antitremor | Class III
Abbott | Australia | MD | 37307 | 4 Channel DBS Extension Kit - Brain electrical stimulation system, antitremor | Brain electrical stimulation system, antitremor | Class III
Abbott | Australia | MD | 62423 | Lamitrode 88 Lead Kit model 3288 - Implantable lumbar neuromuscular electrical stimulation system lead | Implantable lumbar neuromuscular electrical stimulation system lead | Class III
Abbott | Australia | MD | 65308 | Extension, Dual 4 Channel - Spinal cord/peripheral nerve implantable analgesic electrical stimulation system lead extension | Spinal cord/peripheral nerve implantable analgesic electrical stimulation system lead extension | Class III
Abbott | Australia | MD | 65308 | Lead extension - Spinal cord/peripheral nerve implantable analgesic electrical stimulation system lead extension | Spinal cord/peripheral nerve implantable analgesic electrical stimulation system lead extension | Class III
Abbott | Australia | MD | 37307 | Brio IPG Model 6788 - Brain electrical stimulation system, antitremor | Brain electrical stimulation system, antitremor | AIMD
Abbott | Australia | MD | 61393 | Eon Patient Programmer Model 3851 - Multi-purpose electrical stimulation system programmer | Multi-purpose electrical stimulation system programmer | Class III
Abbott | Australia | MD | 35094 | Hi-Torque TurnTrac Guide Wire Fully Coated - Catheter guide wire | Catheter guide wire | Class III
Abbott | Australia | MD | 35094 | Hi-Torque TurnTrac Guide Wire Uncoated Tip - Catheter guide wire | Catheter guide wire | Class III
Abbott | Australia | MD | 17184 | Voyager NC Coronary Dilatation Catheters - Catheter, angioplasty, balloon dilatation | Catheter, angioplasty, balloon dilatation | Class III
Abbott | Australia | MD | 35094 | Hi-Torque Floppy II Guide Wires with Hydrocoat Hydrophilic Coating - Catheter guide wire | Catheter guide wire | Class III
Abbott | Australia | MD | 35094 | Hi-Torque Floppy II 0.014 Guide Wires - Catheter guide wire | Catheter guide wire | Class III
Abbott | Australia | MD | 35094 | Hi Torque Pilot Guide Wire with Hydrophilic Coating - Catheter guide wire | Catheter guide wire | Class III
Abbott | Australia | MD | 35094 | HI-TORQUE BALANCE MIDDLEWEIGHT UNIVERSAL II Guide Wire - Catheter guide wire | Catheter guide wire | Class III
Abbott | Australia | MD | 34179 | MULTI-LINK 8 SV Coronary Stent System - Stent, vascular, coronary artery | Stent, vascular, coronary artery | Class III
Abbott | Australia | IVD | CT701 | Infectious disease IVDs | Infectious disease IVDs | Class 1
Abbott | Australia | MD | 47135 | Intravascular catheter guidewire extension | Intravascular catheter guidewire extension | Class IIa
Abbott | Australia | IVD | CT860 | Clinical chemistry therapeutic drug monitoring IVDs | Clinical chemistry therapeutic drug monitoring IVDs | Class 2
Abbott | Australia | MD | 34179 | MULTI-LINK 8 Coronary Stent System - Stent, vascular, coronary artery | Stent, vascular, coronary artery | Class III
Abbott | Australia | MD | 17541 | Catheter balloon inflation system, single-use | Catheter balloon inflation system, single-use | Class IIa
Abbott | Australia | MD | 46916 | Peripheral vasculature guidewire placement catheter | Peripheral vasculature guidewire placement catheter | Class IIa
Abbott | Australia | MD | 58865 | Vascular introducer kit | Vascular introducer kit | Class IIa
Abbott | Australia | IVD | CT936 | Specimen receptacle IVDs | Specimen receptacle IVDs | Class 1
Abbott | Australia | IVD | CT287 | Clinical Chemistry IVDs | Clinical Chemistry IVDs | Class 1
Abbott | Australia | IVD | CT881 | Red and white cell metabolic enzyme and haemolysis IVDs | Red and white cell metabolic enzyme and haemolysis IVDs | Class 2
Abbott | Australia | MD | 47411 | Femoral Artery Closure Kit | Femoral Artery Closure Kit | Class IIb
Abbott | Australia | MD | 35375 | Valve, stopcock, general-purpose | Valve, stopcock, general-purpose | Class IIa
Abbott | Australia | MD | 35375 | Valve, stopcock, general-purpose | Valve, stopcock, general-purpose | Class IIa
Abbott | Australia | MD | 46455 | Torque manipulating device | Torque manipulating device | Class IIa
Abbott | Australia | MD | 17541 | Catheter balloon inflation system, single-use | Catheter balloon inflation system, single-use | Class IIa
Abbott | Australia | IVD | CT943 | Instrument/analyser IVDs - Instrument/analyser IVDs | Instrument/analyser IVDs | Class 1
Abbott | Australia | IVD | CT945 | General laboratoryware IVDs | General laboratoryware IVDs | Class 1
Abbott | Australia | IVD | CT945 | General laboratoryware IVDs | General laboratoryware IVDs | Class 1
Abbott | Australia | MD | 44841 | RX Accunet Embolic Protection System - Emboli capture guidewire | Emboli capture guidewire | Class III
Abbott | Australia | MD | 17184 | RX Powersail - Catheter, angioplasty, balloon dilatation | Catheter, angioplasty, balloon dilatation | Class III
Abbott | Australia | MD | 45851 | RX Acculink 10101 - Stent, vascular, carotid artery | Stent, vascular, carotid artery | Class III
Abbott | Australia | MD | 44841 | Emboshield ERX 014 - Emboli capture guidewire | Emboli capture guidewire | Class III
Abbott | Australia | MD | 17184 | Catheter, angioplasty, balloon dilatation | Catheter, angioplasty, balloon dilatation | Class IIa
Abbott | Australia | MD | 44081 | Information system software, application program, home healthcare | Information system software, application program, home healthcare | Class I
Abbott | Australia | MD | 34179 | MULTI-LINK 8 LL Coronary Stent System - Stent, vascular, coronary artery | Stent, vascular, coronary artery | Class III
Abbott | Australia | IVD | CT701 | Infectious disease IVDs | Infectious disease IVDs | Class 1
Abbott | Australia | IVD | CT936 | Specimen receptacle IVDs | Specimen receptacle IVDs | Class 1
Abbott | Australia | IVD | CT701 | Infectious disease IVDs | Infectious disease IVDs | Class 1
Abbott | Australia | IVD | CT287 | Clinical Chemistry IVDs | Clinical Chemistry IVDs | Class 1
Abbott | Australia | MD | 61785 | TactiCath Contact Force Ablation Catheter with Uni-Directional Handle, Sensor Enabled - Cardiac radio-frequency ablation system catheter | Cardiac radio-frequency ablation system catheter | Class III
Abbott | Australia | MD | 61785 | TactiCath Contact Force Ablation Catheter with Bi-Directional Handle, Sensor Enabled - Cardiac radio-frequency ablation system catheter | Cardiac radio-frequency ablation system catheter | Class III
Abbott | Australia | IVD | CT287 | Clinical Chemistry IVDs | Clinical Chemistry IVDs | Class 1
Abbott | Australia | IVD | CT943 | Instrument/analyser IVDs | Instrument/analyser IVDs | Class 1
Abbott | Australia | IVD | CT936 | Specimen receptacle IVDs | Specimen receptacle IVDs | Class 1
Abbott | Australia | MD | 63283 | FlexNav Delivery System - Transcatheter heart valve prosthesis implantation catheter | Transcatheter heart valve prosthesis implantation catheter | Class III
Abbott | Australia | MD | 36079 | Fast-Cath Duo and Fast-Cath Trio Hemostasis Introducer - Catheter introducer, haemostasis valve | Catheter introducer, haemostasis valve | Class III
Abbott | Australia | MD | 36079 | FastCath Guiding Introducer - Catheter introducer, haemostasis valve | Catheter introducer, haemostasis valve | Class III
Abbott | Australia | MD | 36079 | FastCath Hemostasis Introducer - Catheter introducer, haemostasis valve | Catheter introducer, haemostasis valve | Class III
Abbott | Australia | MD | 36079 | FastCath Transseptal Guiding Introducer - Catheter introducer, haemostasis valve | Catheter introducer, haemostasis valve | Class III
Abbott | Australia | MD | 36079 | Swartz Braided LAMP Transseptal Guiding Introducer - Catheter introducer, haemostasis valve | Catheter introducer, haemostasis valve | Class III
Abbott | Australia | MD | 36079 | Swartz Braided Transseptal Guiding Introducer - Catheter introducer, haemostasis valve | Catheter introducer, haemostasis valve | Class III
Abbott | Australia | MD | 37307 | Infinity 7 IPG, header M, Model 6663 - Brain electrical stimulation system, antitremor | Brain electrical stimulation system, antitremor | AIMD
Abbott | Australia | MD | 37307 | Infinity 7 IPG, header M, Model 6663 - Brain electrical stimulation system, antitremor | Brain electrical stimulation system, antitremor | Class III
Abbott | Australia | MD | 52747 | Femoral artery suture implantation set | Femoral artery suture implantation set | Class IIb
Abbott | Australia | MD | 56284 | XIENCE Alpine Everolimus Eluting Coronary Stent System - Drug-eluting coronary artery stent, non-biodegradable-polymer-coated | Drug-eluting coronary artery stent, non-biodegradable-polymer-coated | Class III
Abbott | Australia | IVD | CT945 | General laboratoryware IVDs | General laboratoryware IVDs | Class 1
Abbott | Australia | MD | 59016 | FreeStyle Libre 2 Flash Glucose Monitoring System Sensor - Subcutaneous glucose sensor | Subcutaneous glucose sensor | Class III
Abbott | Australia | MD | 58115 | Peripheral vascular guidewire | Peripheral vascular guidewire | Class IIa
Abbott | Australia | MD | 47491 | Dragonfly Optis Kit, Model C408646 - Coronary optical coherence tomography system catheter | Coronary optical coherence tomography system catheter | Class III
Abbott | Australia | MD | 58115 | Peripheral vascular guidewire | Peripheral vascular guidewire | Class IIa
Abbott | Canada | MD |  | NEUROSTIMULATION LEAD KITS |  | 4
Abbott | Canada | MD |  | NEUROSPHERE PATIENT CONTROLLER |  | 3
Abbott | Canada | MD |  | NEUROSPHERE CLINICIAN PROGRAMMER |  | 3
Abbott | Canada | MD |  | ETERNA IMPLANTABLE PULSE GENERATOR |  | 4
Abbott | Canada | MD |  | JETI HYDRODYNAMIC THROMBECTOMY SYSTEM |  | 2
Abbott | Canada | MD |  | ENSITE X EP SYSTEM |  | 3
Abbott | Canada | MD |  | ENSITE X EP SYSTEM |  | 3
Abbott | Canada | MD |  | FREESTYLE CONTROL SOLUTIONS |  | 3
Abbott | Canada | MD |  | ABBOTT DIABETES CARE DATA CABLES |  | 2
Abbott | Canada | MD |  | FREESTYLE 200 LANCING DEVICES |  | 2
Abbott | Canada | IVD |  | ALINITY I IMMUNOSUPPRESSANT ACCESSORIES |  | 3
Abbott | Australia | MD | 61393 | St. Jude Medical Patient Controller App, Model 3875 - Multi-purpose electrical stimulation system programmer | Multi-purpose electrical stimulation system programmer | Class III
Abbott | Australia | MD | 61393 | St. Jude Medical Clinician Programmer App, Model 3874 - Multi-purpose electrical stimulation system programmer | Multi-purpose electrical stimulation system programmer | Class III
Abbott | Australia | MD | 58884 | Self-care monitoring web-based application software | Self-care monitoring web-based application software | Class IIb
Abbott | Australia | MD | 58115 | Peripheral vascular guidewire | Peripheral vascular guidewire | Class IIa
Abbott | Australia | IVD | CT747 | Epstein-Barr virus (Human herpesvirus 4) IVDs | Epstein-Barr virus (Human herpesvirus 4) IVDs | Class 3
Abbott | Australia | MD | 35094 | Hi-Torque Balance Middleweight Universal Guide Wire with Hydrocoat Hydrophilic Coating - Catheter guide wire | Catheter guide wire | Class III
Abbott | Australia | MD | 35094 | Hi-Torque Balance Trek Guide Wire with Hydrocoat Hydrophilic Coating - Catheter guide wire | Catheter guide wire | Class III
Abbott | Australia | MD | 35094 | Hi-Torque Cross-It 100XT Guide Wire with Hydrocoat Hydrophilic Coating - Catheter guide wire | Catheter guide wire | Class III
Abbott | Australia | MD | 35094 | Hi-Torque Cross-It 200XT Guide Wire with Hydrocoat Hydrophilic Coating - Catheter guide wire | Catheter guide wire | Class III
Abbott | Australia | MD | 35094 | Hi-Torque Cross-It 300XT Guide Wire with Hydrocoat Hydrophilic Coating - Catheter guide wire | Catheter guide wire | Class III
Abbott | Australia | MD | 35094 | Hi-Torque Cross-It 400XT Guide Wire with Hydrocoat Hydrophilic Coating - Catheter guide wire | Catheter guide wire | Class III
Abbott | Australia | MD | 35094 | Hi-Torque Extra S'Port Guide Wire - Catheter guide wire | Catheter guide wire | Class III
Abbott | Australia | MD | 35094 | Hi-Torque Extra S'Port Guide Wire with Hydrocoat Hydrophilic Coating - Catheter guide wire | Catheter guide wire | Class III
Abbott | Australia | MD | 35094 | Hi-Torque Flexi-Wire Guide Wire with Hydrocoat Hydrophilic Coating - Catheter guide wire | Catheter guide wire | Class III
Abbott | Australia | MD | 35094 | Hi-Torque Floppy II Extra Support Guide Wire - Catheter guide wire | Catheter guide wire | Class III
Abbott | Australia | MD | 35094 | Hi-Torque Floppy II Extra Support Guide Wire with Hydrocoat Hydrophilic Coating - Catheter guide wire | Catheter guide wire | Class III
Abbott | Australia | MD | 35094 | Hi-Torque Intermediate Guide Wires with Hydrocoat Hydrophilic Coating - Catheter guide wire | Catheter guide wire | Class III
Abbott | Australia | MD | 35094 | Hi-Torque Ironman Guide Wire - Catheter guide wire | Catheter guide wire | Class III
Abbott | Australia | MD | 35094 | Hi-Torque Standard Guide Wires - Catheter guide wire | Catheter guide wire | Class III
Abbott | Australia | MD | 35094 | Hi-Torque Standard Wire with Hydrocoat Hydrophilic Coating - Catheter guide wire | Catheter guide wire | Class III
Abbott | Australia | MD | 35094 | Hi-Torque Traverse Guide Wire with Hydrocoat Hydrophilic Coating - Catheter guide wire | Catheter guide wire | Class III
Abbott | Australia | MD | 35094 | Hi-Torque Traverse Guide Wires - Catheter guide wire | Catheter guide wire | Class III
Abbott | Australia | MD | 35094 | Hi-Torque Whisper Extra Support Guide Wire with Hydrocoat Hydrophilic Coating - Catheter guide wire | Catheter guide wire | Class III
Abbott | Australia | MD | 35094 | Hi-Torque Whisper MS Guide Wire with Hydrocoat Hydrophilic Coating - Catheter guide wire | Catheter guide wire | Class III
Abbott | Australia | MD | 35094 | Hi-Torque Wiggle Guide Wires - Catheter guide wire | Catheter guide wire | Class III
Abbott | Australia | MD | 35094 | Hi-Torque Balance Heavyweight Guide Wire with Hydrocoat Hydrophilic Coating - Catheter guide wire | Catheter guide wire | Class III
Abbott | Australia | MD | 35094 | Hi-Torque Balance Guide Wire with Hydrocoat Hydrophilic Coating - Catheter guide wire | Catheter guide wire | Class III
Abbott | Australia | MD | 35094 | Hi-Torque Balance Guide Wire - Catheter guide wire | Catheter guide wire | Class III
Abbott | Australia | MD | 35094 | Hi-Torque All Star Guide Wire - Catheter guide wire | Catheter guide wire | Class III
Abbott | Australia | MD | 35094 | Hi Torque Iron Man Guide Wire with Hydrocoat Hydrophilic Coating - Catheter guide wire | Catheter guide wire | Class III
Abbott | Australia | MD | 35094 | Hi-Torque Balance Middleweight Guide Wire with Hydrocoat Hydrophilic Coating - Catheter guide wire | Catheter guide wire | Class III
Abbott | Australia | MD | 35094 | Hi-Torque Balance Middleweight Guide Wire - Catheter guide wire | Catheter guide wire | Class III
Abbott | Australia | MD | 35094 | Hi-Torque Whisper LS Guide Wire with Hydrocoat Hydrophilic Coating - Catheter guide wire | Catheter guide wire | Class III
Abbott | Australia | MD | 47804 | Jot Dx Insertable Cardiac Monitor Model DM4500 - Implantable cardiac monitor | Implantable cardiac monitor | Class III
Abbott | Australia | MD | 47805 | myMerlin Mobile Application Model APP1000 (Android) - Implantable cardiac monitor patient programmer | Implantable cardiac monitor patient programmer | Class III
Abbott | Australia | MD | 47805 | myMerlin Mobile Application Model APP1001 (iOS) - Implantable cardiac monitor patient programmer | Implantable cardiac monitor patient programmer | Class III
Abbott | Australia | MD | 60246 | Tendyne Mitral Valve Delivery System - Mitral transcatheter heart valve bioprosthesis | Mitral transcatheter heart valve bioprosthesis | Class III
Abbott | Australia | MD | 60246 | Tendyne Apical Pad - Mitral transcatheter heart valve bioprosthesis | Mitral transcatheter heart valve bioprosthesis | Class III
Abbott | Australia | MD | 60246 | Tendyne Retrieval System - Mitral transcatheter heart valve bioprosthesis | Mitral transcatheter heart valve bioprosthesis | Class III
Abbott | Australia | MD | 37265 | Ellipse DR ICD Model CD2377-36C - Defibrillator, implantable, automatic, dual-chamber | Defibrillator, implantable, automatic, dual-chamber | Class III
Abbott | Australia | MD | 37265 | Ellipse DR ICD Model CD2377-36QC - Defibrillator, implantable, automatic, dual-chamber | Defibrillator, implantable, automatic, dual-chamber | Class III
Abbott | Australia | MD | 35852 | Ellipse VR ICD Model CD1377-36C - Defibrillator, implantable, automatic | Defibrillator, implantable, automatic | Class III
Abbott | Australia | MD | 35852 | Ellipse VR ICD Model CD1377-36QC - Defibrillator, implantable, automatic | Defibrillator, implantable, automatic | Class III
Abbott | Australia | MD | 37265 | Fortify Assura DR ICD Model CD2359-40C - Defibrillator, implantable, automatic, dual-chamber | Defibrillator, implantable, automatic, dual-chamber | Class III
Abbott | Australia | MD | 35852 | Fortify Assura VR ICD Model CD1359-40C - Defibrillator, implantable, automatic | Defibrillator, implantable, automatic | Class III
Abbott | Australia | MD | 35852 | Fortify Assura VR ICD Model CD1359-40QC - Defibrillator, implantable, automatic | Defibrillator, implantable, automatic | Class III
Abbott | Australia | MD | 37265 | Fortify Assura DR ICD Model CD2359-40QC - Defibrillator, implantable, automatic, dual-chamber | Defibrillator, implantable, automatic, dual-chamber | Class III
Abbott | Australia | MD | 47270 | Quadra Assura MP CRT-D Model CD3371-40QC - Biventricular pacemaker/defibrillator | Biventricular pacemaker/defibrillator | Class III
Abbott | Australia | MD | 47270 | Unify Assura CRT-D Model CD3361-40C - Biventricular pacemaker/defibrillator | Biventricular pacemaker/defibrillator | Class III
Abbott | Australia | MD | 47270 | Unify Assura CRT-D Model CD3361-40QC - Biventricular pacemaker/defibrillator | Biventricular pacemaker/defibrillator | Class III
Abbott | Australia | MD | 47270 | Quadra Assura MP CRT-D Model CD3371-40C - Biventricular pacemaker/defibrillator | Biventricular pacemaker/defibrillator | Class III
Abbott | Australia | MD | 57790 | TriClip™ G4 Delivery System - Mitral valve clip | Mitral valve clip | Class III
Abbott | Australia | MD | 17846 | TriClip™ G4 Steerable Guide Catheter - Catheter, intravascular, guiding | Catheter, intravascular, guiding | Class III
Abbott | Australia | MD | 60245 | Navitor Transcatheter Aortic Heart Valve - Aortic transcatheter heart valve bioprosthesis, stent-like framework | Aortic transcatheter heart valve bioprosthesis, stent-like framework | Class III
Abbott | Australia | MD | 60246 | Tendyne Mitral Valve - Mitral transcatheter heart valve bioprosthesis | Mitral transcatheter heart valve bioprosthesis | Class III
Abbott | Australia | IVD | CT945 | General laboratoryware IVDs | General laboratoryware IVDs | Class 1
Abbott | Australia | IVD | CT945 | General laboratoryware IVDs | General laboratoryware IVDs | Class 1
Abbott | Australia | IVD | CT943 | Instrument/analyser IVDs | Instrument/analyser IVDs | Class 1
Abbott | Australia | IVD | CT944 | Software IVDs | Software IVDs | Class 1
Abbott | Australia | IVD | CT215 | Biological stain IVDs | Biological stain IVDs | Class 2
Abbott | Australia | IVD | CT907 | Histology and Cytology ancillary IVDs | Histology and Cytology ancillary IVDs | Class 2
Abbott | Australia | IVD | 48298 | ARCHITECT Anti-HBc IgM (6C33) - Hepatitis B virus core immunoglobulin M (IgM) antibody IVD, kit, chemiluminescent immunoassay | Hepatitis B virus core immunoglobulin M (IgM) antibody IVD, kit, chemiluminescent immunoassay | Class 4
Abbott | Australia | IVD | CT869 | Clinical chemistry autoimmune IVDs | Clinical chemistry autoimmune IVDs | Class 2
Abbott | Australia | IVD | CT833 | Clinical chemistry substrate IVDs | Clinical chemistry substrate IVDs | Class 2
Abbott | Australia | IVD | CT943 | Instrument/analyser IVDs | Instrument/analyser IVDs | Class 1
Abbott | Australia | IVD | 49713 | ARCHITECT CMV IgG (6C15) - Cytomegalovirus (CMV) immunoglobulin G (IgG) antibody IVD, kit, chemiluminescent immunoassay | Cytomegalovirus (CMV) immunoglobulin G (IgG) antibody IVD, kit, chemiluminescent immunoassay | Class 4
Abbott | Australia | IVD | CT850 | Clinical chemistry hormone IVDs - Clinical chemistry hormone IVDs | Clinical chemistry hormone IVDs | Class 3
Abbott | Australia | IVD | CT850 | Clinical chemistry hormone IVDs | Clinical chemistry hormone IVDs | Class 2
Abbott | Australia | IVD | CT929 | Acquired genetic alteration IVDs - Acquired genetic alteration IVDs | Acquired genetic alteration IVDs | Class 3
Abbott | Australia | IVD | CT974 | Clinical chemistry-specific protein IVDs | Clinical chemistry-specific protein IVDs | Class 2
Abbott | Australia | IVD | CT836 | Clinical chemistry electrolyte IVDs | Clinical chemistry electrolyte IVDs | Class 2
Abbott | Australia | MD | 17184 | NC TREK RX Dilatation Catheter - Catheter, angioplasty, balloon dilatation | Catheter, angioplasty, balloon dilatation | Class III
Abbott | Australia | MD | 35094 | HI-TORQUE Balance Middleweight Elite Guide Wire - Catheter guide wire | Catheter guide wire | Class III
Abbott | Australia | MD | 34179 | MULTI-LINK VISION coronary stent - Prosthesis, internal, stent, cardiovascular | Stent, vascular, coronary artery | Class III
Abbott | Australia | MD | 34179 | MULTI-LINK MINI VISION Coronary Stent System - Prosthesis, internal, stent, cardiovascular | Stent, vascular, coronary artery | Class III
Abbott | Australia | MD | 17184 | M31 - Catheter, angioplasty, balloon dilatation | Catheter, angioplasty, balloon dilatation | Class III
Abbott | Australia | IVD | CT866 | Immunosuppressant therapeutic drug monitoring IVDs | Immunosuppressant therapeutic drug monitoring IVDs | Class 3
Abbott | Australia | IVD | CT850 | Clinical chemistry hormone IVDs | Clinical chemistry hormone IVDs | Class 2
Abbott | Australia | IVD | CT869 | Clinical chemistry autoimmune IVDs | Clinical chemistry autoimmune IVDs | Class 2
Abbott | Australia | IVD | CT943 | Instrument/analyser IVDs | Instrument/analyser IVDs | Class 1
Abbott | Australia | MD | 17184 | NC TREK RX Coronary Dilatation Catheter - Catheter, angioplasty, balloon dilatation | Catheter, angioplasty, balloon dilatation | Class III
Abbott | Australia | IVD | CT820 | Toxoplasma IVDs | Toxoplasma IVDs | Class 3
Abbott | Australia | IVD | CT974 | Clinical chemistry-specific protein IVDs | Clinical chemistry-specific protein IVDs | Class 2
Abbott | Australia | MD | 17184 | TREK OTW Coronary Dilitation Catheter - Catheter, angioplasty, balloon dilatation | Catheter, angioplasty, balloon dilatation | Class III
Abbott | Australia | IVD | CT847 | Clinical chemistry vitamin and mineral IVDs | Clinical chemistry vitamin and mineral IVDs | Class 2
Abbott | Australia | IVD | CT943 | Instrument/analyser IVDs | Instrument/analyser IVDs | Class 1
Abbott | Australia | IVD | CT833 | Clinical chemistry substrate IVDs | Clinical chemistry substrate IVDs | Class 2
Abbott | Australia | MD | 35094 | Catheter guide wire | Catheter guide wire | Class IIa
Abbott | Australia | MD | 17184 | Catheter, angioplasty, balloon dilatation | Catheter, angioplasty, balloon dilatation | Class IIa
Abbott | Australia | MD | 36035 | Prosthesis, internal, stent, vascular | Prosthesis, internal, stent, vascular | Class IIb
Abbott | Australia | MD | 46455 | Torque manipulating device | Torque manipulating device | Class IIa
Abbott | Australia | MD | 36061 | Intraocular lens inserter | Intraocular lens inserter | Class I
Abbott | Australia | MD | 17184 | VOYAGER RX CORONARY DILATATION CATHETER - Catheter, angioplasty, balloon dilatation | Catheter, angioplasty, balloon dilatation | Class III
Abbott | Australia | MD | 17184 | VOYAGER OTW CORONARY DILATATION CATHETER - Catheter, angioplasty, balloon dilatation | Catheter, angioplasty, balloon dilatation | Class III
Abbott | Australia | MD | 35375 | Valve, stopcock, general-purpose | Valve, stopcock, general-purpose | Class IIa
Abbott | Australia | MD | 16767 | Container, <specify> | Container, <specify> | Class I
Abbott | Canada | MD |  | ARCHITECT &quot;I&quot; SYSTEM |  | 3
Abbott | Canada | MD |  | ARCHITECT C 16000 SYSTEM |  | 2
Abbott | Australia | MD | 35094 | Hi-Torque Supra Core 35 Guide Wire - Catheter guide wire | Catheter guide wire | Class III
Abbott | Australia | IVD | CT827 | Clinical chemistry enzyme IVDs | Clinical chemistry enzyme IVDs | Class 2
Abbott | Australia | MD | 35094 | Hi-Torque Spartacore Guide Wire - Catheter guide wire | Catheter guide wire | Class III
Abbott | Australia | MD | 35094 | Hi-Torque Steelcore 18 Guide Wire - Catheter guide wire | Catheter guide wire | Class III
Abbott | Australia | MD | 35094 | Hi-Torque Winn Guide Wire - Catheter guide wire | Catheter guide wire | Class III
Abbott | Australia | IVD | CT850 | Clinical chemistry hormone IVDs | Clinical chemistry hormone IVDs | Class 2
Abbott | Australia | IVD | CT845 | Clinical chemistry tumour marker IVDs | Clinical chemistry tumour marker IVDs | Class 2
Abbott | Australia | IVD | 48321 | ARCHITECT HBsAg Qualitative II assay - Hepatitis B virus surface antigen IVD, kit, chemiluminescent immunoassay | Hepatitis B virus surface antigen IVD, kit, chemiluminescent immunoassay | Class 4
Abbott | Australia | IVD | 48321 | ARCHITECT HBsAg Qualitative II Confirmatory assay - Hepatitis B virus surface antigen IVD, kit, chemiluminescent immunoassay | Hepatitis B virus surface antigen IVD, kit, chemiluminescent immunoassay | Class 4
Abbott | Canada | MD |  | ABBOTT PRISM SYSTEM |  | 4
Abbott | Australia | IVD | 48366 | Alinity i Anti-HCV Assay - Hepatitis C virus total antibody IVD, kit, chemiluminescent assay | Hepatitis C virus total antibody IVD, kit, chemiluminescent assay | Class 4
Abbott | Australia | IVD | 48298 | Alinity i Anti-HBc IgM Assay - Hepatitis B virus core immunoglobulin M (IgM) antibody IVD, kit, chemiluminescent immunoassay | Hepatitis B virus core immunoglobulin M (IgM) antibody IVD, kit, chemiluminescent immunoassay | Class 4
Abbott | Australia | IVD | 48304 | Alinity i Anti-HBc II Assay - Hepatitis B virus core total antibody IVD, kit, chemiluminescent immunoassay | Hepatitis B virus core total antibody IVD, kit, chemiluminescent immunoassay | Class 4
Abbott | Australia | IVD | CT1236 | Clinical chemistry biological screening IVDs | Clinical chemistry biological screening IVDs | Class 2
Abbott | Australia | IVD | 48524 | Alinity i rHTLV I/II - Human T-cell lymphotrophic virus 1 & 2 (HTLV1 & HTLV2) antibody IVD, kit, chemiluminescent immunoassay | Human T-cell lymphotrophic virus 1 & 2 (HTLV1 & HTLV2) antibody IVD, kit, chemiluminescent immunoassay | Class 4
Abbott | Australia | MD | 47932 | Multiple peripheral arteries stent | Multiple peripheral arteries stent | Class IIb
Abbott | Canada | MD |  | MITRACLIP G4 SYSTEM |  | 4
Abbott | Canada | MD |  | ARCHITECT I SYSTEM |  | 3
Abbott | Canada | IVD |  | ARCHITECT ANTI-TG |  | 2
Abbott | Canada | IVD |  | ARCHITECT ANTI-TPO |  | 2
Abbott | Canada | IVD |  | ARCHITECT CORTISOL |  | 2
Abbott | Canada | IVD |  | ALINITY I CYCLOSPORINE ASSAY |  | 3
Abbott | Canada | IVD |  | ARCHITECT TBI (GFAP AND UCH-L1) |  | 2
Abbott | Canada | IVD |  | ALINITY M CMV |  | 3
Abbott | Canada | MD |  | ALINITY H SYSTEM |  | 2
Abbott | UK | MD | 64461 | Enteral feeding noninvasive-component set | Enteral feeding noninvasive-component set | Class IIa
Abbott | UK | MD | 60715 | Enteral feeding pole | Enteral feeding pole | Class I
Abbott | UK | MD | 11675 | Enteral feeding bag/bottle | Enteral feeding bag/bottle | Class I
Abbott | UK | IVD | 37974 | Microscope slide maker/stainer IVD | Microscope slide maker/stainer IVD | IVD General
Abbott | UK | IVD | 35476 | Haematological cell analyser IVD | Haematological cell analyser IVD | IVD General
Abbott | UK | IVD | 55866 | Full blood count IVD, control | Full blood count IVD, control | IVD General
Abbott | UK | IVD | 55860 | Platelet count IVD, kit, cell count | Platelet count IVD, kit, cell count | IVD General
Abbott | UK | MD | 14435 | Deionization water purification system | Deionization water purification system | Class I
Abbott | UK | IVD | 55865 | Full blood count IVD, calibrator | Full blood count IVD, calibrator | IVD General
Abbott | UK | MD | 14435 | Deionization water purification system | Deionization water purification system | Class I
Abbott | UK | IVD | 59119 | Phosphate buffer/Sorenson buffer solution IVD | Phosphate buffer/Sorenson buffer solution IVD | IVD General
Abbott | UK | IVD | 58236 | Buffered wash solution IVD, automated/semi-automated system | Buffered wash solution IVD, automated/semi-automated system | IVD General
Abbott | UK | IVD | 30537 | Reticulocyte count IVD, control | Reticulocyte count IVD, control | IVD General
Abbott | UK | IVD | 61165 | Blood cell lysis reagent IVD | Blood cell lysis reagent IVD | IVD General
Abbott | UK | IVD | 43587 | Biological stain IVD | Biological stain IVD | IVD General
Abbott | UK | IVD | 57724 | Reagent grade alcohol solution IVD | Reagent grade alcohol solution IVD | IVD General
Abbott | UK | IVD | 58237 | Buffered sample diluent IVD, automated/semi-automated system | Buffered sample diluent IVD, automated/semi-automated system | IVD General
Abbott | UK | MD | 65480 | Vascular guidewire introduction sleeve | Vascular guidewire introduction sleeve | Class I
Abbott | UK | MD | 58115 | Peripheral vascular guidewire, manual | Peripheral vascular guidewire, manual | Class III
Abbott | UK | MD | 17184 | Peripheral angioplasty balloon catheter, basic | Peripheral angioplasty balloon catheter, basic | Class IIa
Abbott | UK | MD | 63225 | Implantable vascular closure clip | Implantable vascular closure clip | Class IIb
Abbott | UK | MD | 52747 | Femoral vessel suture implantation set | Femoral vessel suture implantation set | Class IIb
Abbott | UK | MD | 44841 | Embolic protection filtering guidewire | Embolic protection filtering guidewire | Class III
Abbott | UK | MD | 58971 | Drug-eluting infrapopliteal artery stent, non-bioabsorbable | Drug-eluting infrapopliteal artery stent, non-bioabsorbable | Class III
Abbott | UK | MD | 61281 | Peripheral vascular guidewire extension | Peripheral vascular guidewire extension | Class I
Abbott | UK | MD | 47732 | Coronary angioplasty balloon catheter, basic | Coronary angioplasty balloon catheter, basic | Class III
Abbott | UK | MD | 17541 | Catheter/overtube balloon inflator, single-use | Catheter/overtube balloon inflator, single-use | Class IIa
Abbott | UK | MD | 60466 | Cardiovascular implant implantation tool base | Cardiovascular implant implantation tool base | Class I
Abbott | UK | MD | 35094 | Cardiac/peripheral vascular guidewire, single-use | Cardiac/peripheral vascular guidewire, single-use | Class III
Abbott | UK | MD | 53616 | Bare-metal coronary artery stent | Bare-metal coronary artery stent | Class III
Abbott | UK | MD | 46007 | Cardiac mapping system reference patch | Cardiac mapping system reference patch | System or Procedure Pack
Abbott | UK | MD | 46007 | Cardiac mapping system reference patch | Cardiac mapping system reference patch | Class I
Abbott | UK | MD | 43267 | Patient positioning sensor | Patient positioning sensor | Class I
Abbott | UK | MD | 42513 | Mobile medical equipment stand, non-powered | Mobile medical equipment stand, non-powered | Class I
Abbott | UK | MD | 37050 | Medical table clamp | Medical table clamp | Class I
Abbott | UK | MD | 58865 | Vascular catheter introduction set, nonimplantable | Vascular catheter introduction set, nonimplantable | Class III
Abbott | UK | MD | 61931 | Percutaneous radio-frequency ablation probe, denervation, monopolar, single-use | Percutaneous radio-frequency ablation probe, denervation, monopolar, single-use | Class IIb
Abbott | UK | MD | 58739 | Percutaneous radio-frequency ablation probe cannula, single-use | Percutaneous radio-frequency ablation probe cannula, single-use | Class IIa
Abbott | UK | MD | 61952 | Frame/rail/pole device holder | Frame/rail/pole device holder | Class I
Abbott | UK | MD | 58494 | Electrosurgical return electrode, single-use | Electrosurgical return electrode, single-use | Class IIb
Abbott | UK | MD | 47487 | Electrical-only medical device connection cable, reusable | Electrical-only medical device connection cable, reusable | Class I
Abbott | UK | MD | 42417 | Cardiac sizing catheter | Cardiac sizing catheter | Class III
Abbott | UK | MD | 61785 | Cardiac radio-frequency ablation system catheter | Cardiac radio-frequency ablation system catheter | Class III
Abbott | UK | MD | 61785 | Cardiac radio-frequency ablation system catheter | Cardiac radio-frequency ablation system catheter | Class III
Abbott | UK | MD | 46355 | Cardiac mapping catheter, percutaneous, single-use | Cardiac mapping catheter, percutaneous, single-use | Class III
Abbott | UK | MD | 46355 | Cardiac mapping catheter, percutaneous, single-use | Cardiac mapping catheter, percutaneous, single-use | Class III
Abbott | UK | MD | 45418 | Cardiac defect occluder | Cardiac defect occluder | Class III
Abbott | UK | MD | 47247 | Cardiac transseptal access set | Cardiac transseptal access set | Class III
Abbott | UK | MD | 61632 | Non-neurovascular embolization plug, metallic | Non-neurovascular embolization plug, metallic | Class IIb
Abbott | UK | MD | 60246 | Mitral transcatheter heart valve bioprosthesis | Mitral transcatheter heart valve bioprosthesis | Class III
Abbott | UK | MD | 57790 | Heart valve clip | Heart valve clip | Class III
Abbott | UK | MD | 60466 | Cardiovascular implant implantation tool base | Cardiovascular implant implantation tool base | Class I
Abbott | UK | MD | 45419 | Cardiac occluder delivery kit | Cardiac occluder delivery kit | Class III
Abbott | UK | MD | 60245 | Aortic transcatheter heart valve bioprosthesis, stent-like framework | Aortic transcatheter heart valve bioprosthesis, stent-like framework | Class III
Abbott | UK | MD | 17846 | Vascular guide-catheter, single-use | Vascular guide-catheter, single-use | Class III
Abbott | UK | MD | 63283 | Transcatheter heart valve bioprosthesis implantation catheter | Transcatheter heart valve bioprosthesis implantation catheter | Class III
Abbott | UK | MD | 58987 | Self-expandable heart valve bioprosthesis collapsing tool, single-use | Self-expandable heart valve bioprosthesis collapsing tool, single-use | Class I
Abbott | UK | MD | 45418 | Cardiac defect occluder | Cardiac defect occluder | Class III
Abbott | UK | IVD | 55862 | Reticulocyte count IVD, kit, cell count | Reticulocyte count IVD, kit, cell count | IVD General
Abbott | UK | IVD | 55858 | White blood cell count IVD, kit, cell count | White blood cell count IVD, kit, cell count | IVD General
Abbott | UK | IVD | 59058 | Wash/cleaning solution IVD, automated/semi-automated system | Wash/cleaning solution IVD, automated/semi-automated system | IVD General
Abbott | UK | IVD | 57631 | T lymphocyte IVD, kit, fluorescent activated cell sorting/flow cytometry (FACS/Flow) | T lymphocyte IVD, kit, fluorescent activated cell sorting/flow cytometry (FACS/Flow) | IVD General
Abbott | UK | MD | 41578 | Circulatory assist system application software | Circulatory assist system application software | Class I
Abbott | UK | MD | 47487 | Electrical-only medical device connection cable, reusable | Electrical-only medical device connection cable, reusable | Class I
Abbott | UK | MD | 32245 | Medical monitor/light mount | Medical monitor/light mount | Class I
Abbott | UK | MD | 46265 | Cardiac mapping system | Cardiac mapping system | Class IIb
Abbott | UK | MD | 44783 | Cardiac mapping system application software | Cardiac mapping system application software | Class IIb
Abbott | UK | MD | 64392 | Electrical-only medical device connection adaptor, reusable | Electrical-only medical device connection adaptor, reusable | Class I
Abbott | UK | MD | 47487 | Electrical-only medical device connection cable, reusable | Electrical-only medical device connection cable, reusable | Class I
Abbott | UK | MD | 47487 | Electrical-only medical device connection cable, reusable | Electrical-only medical device connection cable, reusable | Class IIa
Abbott | UK | MD | 58183 | Electromagnetic surgical navigation device tracking system | Electromagnetic surgical navigation device tracking system | Class IIb
Abbott | UK | MD | 62736 | Medical device storage mount | Medical device storage mount | Class I
Abbott | Canada | IVD |  | HCG COMBO CASSETTE 25 |  | 2
Abbott | Canada | IVD |  | HCG CASSETTE 25 |  | 2
Abbott | Canada | MD |  | ALINITY I SYSTEM ASSAYS |  | 2
Abbott | Canada | IVD |  | ARCHITECT SYSTEM |  | 3
Abbott | Canada | MD |  | ARCHITECT I SYSTEM |  | 2
Abbott | Canada | MD |  | ARCHITECT I SYSTEM |  | 2
Abbott | Canada | IVD |  | ALINITY I STAT HIGH SENSITIVE TROPONIN-I ASSAY |  | 3
Abbott | Canada | IVD |  | ARCHITECT MAGNESIUM |  | 2
Abbott | Canada | IVD |  | ARCHITECT HAPTOGLOBIN |  | 2
Abbott | Canada | IVD |  | ARCHITECT CREATININE2 |  | 2
Abbott | Canada | IVD |  | ARCHITECT PREALBUMIN |  | 2
Abbott | Canada | IVD |  | ARCHITECT AMINOTRANSFERASE TEST KITS |  | 2
Abbott | Canada | IVD |  | CONSOLIDATED CHEMISTRY CALIBRATOR |  | 2
Abbott | Canada | IVD |  | CHOLESTEROL2 |  | 2
Abbott | Canada | IVD |  | TOTAL PROTEIN2 |  | 2
Abbott | Canada | IVD |  | UREA NITROGEN2 |  | 2
Abbott | Canada | IVD |  | AMYLASE2 |  | 2
Abbott | Canada | IVD |  | ARCHITECT ALBUMIN TEST KITS |  | 2
Abbott | Canada | IVD |  | ARCHITECT RHEUMATOID FACTOR |  | 2
Abbott | Canada | IVD |  | ARCHITECT TRANSFERRIN |  | 2
Abbott | Canada | IVD |  | ARCHITECT IMMUNOGLOBULIN TEST KITS |  | 2
Abbott | Canada | IVD |  | ARCHITECT URIC ACID2 |  | 2
Abbott | Canada | IVD |  | ARCHITECT COMPLEMENT TEST KITS |  | 2
Abbott | Canada | IVD |  | ARCHITECT APOLIPOPROTEIN TEST KITS |  | 2
Abbott | Canada | IVD |  | ALINITY C CHOLESTEROL2 |  | 2
Abbott | Canada | IVD |  | ALINITY C URIC ACID2 |  | 2
Abbott | Canada | IVD |  | ALINITY C ASPARTATE AMINOTRANSFERASE |  | 2
Abbott | Canada | IVD |  | ALINITY C MAGNESIUM |  | 2
Abbott | Canada | IVD |  | ALINITY C ALBUMIN TEST KITS |  | 2
Abbott | Canada | IVD |  | ALINITY C TOTAL PROTEIN2 |  | 2
Abbott | Canada | IVD |  | ALINITY C AMYLASE2 |  | 2
Abbott | Canada | MD |  | ALINITY C CONSOLIDATED CHEMISTRY CALIBRATOR |  | 2
Abbott | Canada | IVD |  | ALINITY C TRANSFERRIN |  | 2
Abbott | Canada | IVD |  | ALINITY C HAPTOGLOBIN |  | 2
Abbott | Canada | IVD |  | ALINITY C IMMUNOGLOBULIN TEST KITS |  | 2
Abbott | Canada | IVD |  | ALINITY C COMPLEMENT TEST KITS |  | 2
Abbott | Canada | IVD |  | ALINITY C APOLIPOPROTEIN TEST KITS |  | 2
Abbott | Canada | IVD |  | ALINITY C UREA NITROGEN2 |  | 2
Abbott | Canada | IVD |  | ARCHITECT TRIGLYCERIDE2 |  | 2
Abbott | Canada | IVD |  | ALINITY C TRIGLYCERIDE2 |  | 2
Abbott | Canada | IVD |  | ARCHITECT ACTIVATED ALANINE AMINOTRANSFERASE (A-ALT) |  | 2
Abbott | Canada | IVD |  | ALINITY C ACTIVATED ALANINE AMINOTRANSFERASE (A-ALT) |  | 2
Abbott | Canada | IVD |  | ALINITY C GAMMA-GLUTAMYL TRANSFERASE2 (GGT2) |  | 2
Abbott | Canada | IVD |  | ARCHITECT GAMMA-GLUTAMYL TRANSFERASE2 (GGT2) |  | 2
Abbott | Canada | IVD |  | ALINITY C LACTIC ACID2 |  | 2
Abbott | Canada | IVD |  | ARCHITECT LACTIC ACID2 |  | 2
Abbott | Canada | MD |  | ALINITY C ALKALINE PHOSPHATASE2 |  | 2
Abbott | Canada | MD |  | ARCHITECT ALKALINE PHOSPHATASE2 |  | 2
Abbott | Canada | IVD |  | ALINITY C IRON2 |  | 2
Abbott | Canada | IVD |  | ALINITY C TOTAL BILIRUBIN2 |  | 2
Abbott | Canada | MD |  | ARCHITECT TOTAL BILIRUBIN2 |  | 2
Abbott | Canada | MD |  | ARCHITECT IRON2 |  | 2
Abbott | Canada | IVD |  | ALINITY C LACTATE DEHYDROGENASE2 |  | 2
Abbott | Canada | IVD |  | ARCHITECT LACTATE DEHYDROGENASE2 |  | 2
Abbott | Canada | IVD |  | ARCHITECT ALANINE AMINOTRANSFERASE2 |  | 2
Abbott | Canada | IVD |  | ARCHITECT ASPARTATE AMINOTRANSFERASE2 |  | 2
Abbott | Canada | IVD |  | ALINITY C CREATININE2 |  | 2
Abbott | Canada | IVD |  | ALINITY C ALANINE AMINOTRANSFERASE2 |  | 2
Abbott | Canada | IVD |  | ALINITY C ASPARTATE AMINOTRANSFERASE2 |  | 2
Abbott | Singapore | MD |  | Alinity m Etanol Solution |  | Class A
Abbott | Singapore | MD |  | Cell Dyn Emerald Cleaner |  | Class A
Abbott | Singapore | MD |  | Cell Dyn Emerald Diluent |  | Class A
Abbott | Singapore | MD |  | Alinity ci-series calibrator/control Replacement Caps |  | Class A
Abbott | Singapore | MD |  | Alinity Diagnostic Kit |  | Class A
Abbott | Singapore | MD |  | CELL Dyn Sapphire |  | Class A
Abbott | Singapore | MD |  | CELL Dyn Ruby |  | Class A
Abbott | Singapore | MD |  | ARC C4000 INT Refurb |  | Class A
Abbott | Singapore | MD |  | CDS/4K Soln DBBL |  | Class A
Abbott | Singapore | MD |  | ARCHITECT c4000 |  | Class A
Abbott | Singapore | MD |  | ARCHITECT c8000 |  | Class A
Abbott | Singapore | MD |  | ICT Cleaning Fluid |  | Class A
Abbott | Singapore | MD |  | Alinity c-series Acid Wash |  | Class A
Abbott | Singapore | MD |  | Alinity c-series Alkaline Wash |  | Class A
Abbott | Singapore | MD |  | Alinity c ICT Sample Diluent |  | Class A
Abbott | Singapore | MD |  | MitraClip and TriClip Accessories - Support Plate |  | Class A
Abbott | Singapore | MD |  | Abbott Vascular TREK™ RX Coronary Dilatation Catheter | Cardiovascular | Class D medical device
Abbott | Singapore | MD |  | Abbott Hi-Torque WIGGLE Guide Wire with Microglide Coating | Cardiovascular | Class D medical device
Abbott | Singapore | IVD |  | Abbott Point of Care i-STAT Kaolin Activated Clotting Time Cartridge | Hematology | Class C IVD
Abbott | Singapore | IVD |  | Abbott Point of Care i-STAT Celite Activated Clotting Time Cartridge | Hematology | Class C IVD
Abbott | Singapore | IVD |  | Abbott Point of Care i-STAT® cTnI Cartridge | Immunology | Class C IVD
Abbott | Singapore | IVD |  | Abbott Point of Care I-Stat® Cartridges (EC8+, CG8+, EG7+, EG6+, CG4+ G3+) | Clinical chemistry | Class C IVD
Abbott | Singapore | IVD |  | Abbott Point of Care i-STAT BNP Cartridge | Immunology | Class C IVD
Abbott | Singapore | IVD |  | Abbott Point of Care i-STAT CREA Cartridge | General Hospital | Class B IVD
Abbott | Singapore | IVD |  | Abbott Point of Care I-STAT® Cartridges (Chem8+, 6+, EC4+, E3+, G) | Clinical chemistry | Class C IVD
Abbott | Singapore | IVD |  | Abbott TDx/TDxFLx Methotrexate II Assay (LN 7A12) | Immunology | Class C IVD
Abbott | Singapore | IVD |  | Abbott Architect Toxo IgG Assay (LN6C19) | Microbiology | Class C IVD
Abbott | Singapore | MD |  | Abbott X.ACT Carotid Stent System | Cardiovascular | Class D medical device
Abbott | Singapore | MD |  | Abbott Hi-Torque Winn Guide Wires | Cardiovascular | Class D medical device
Abbott | Singapore | MD |  | Abbott Medical Amplatzer Vascular Plug II | Cardiovascular | Class D medical device
Abbott | Singapore | IVD |  | Abbott ARCHITECT SCC Assay (LN 8D18) | Immunology | Class C IVD
Abbott | Singapore | MD |  | Abbott Medical Amplatzer TorqVue Delivery System | Cardiovascular | Class D medical device
Abbott | Singapore | IVD |  | Abbott Architect HBeAg Assay (LN 6C32) | Immunology | Class D IVD
Abbott | Singapore | IVD |  | Abbott Architect Anti-HBc Assay (8L44) | Immunology | Class D IVD
Abbott | Singapore | MD |  | Abbott Medical Amplatzer PFO Occluder | Cardiovascular | Class D medical device
Abbott | Singapore | MD |  | Abbott Medical GuideRight Guidewire | Cardiovascular | Class D medical device
Abbott | Singapore | IVD |  | Abbott ARCHITECT® STAT CK-MB Assay (LN 2K42) | Clinical chemistry | Class C IVD
Abbott | Singapore | IVD |  | Abbott ARCHITECT CMV IgM Assay | Microbiology | Class C IVD
Abbott | Singapore | IVD |  | Abbott ARCHITECT Rubella IgM Assay. | Microbiology | Class C IVD
Abbott | Singapore | IVD |  | Abbott ARCHITECT CA 15-3 Assay | Immunology | Class C IVD
Abbott | Singapore | IVD |  | Abbott ARCHITECT STAT Myoglobin Assay | Immunology | Class C IVD
Abbott | Singapore | IVD |  | Abbott ARCHITECT STAT Troponin-I Assay (LN 2K41) | Immunology | Class C IVD
Abbott | Singapore | IVD |  | Abbott ARCHITECT CA 125 II Assay | Immunology | Class C IVD
Abbott | Singapore | IVD |  | Abbott TDx/TDxFLx Cyclosporine and Metabolites Whole Blood Assay | Clinical chemistry | Class C IVD
Abbott | Singapore | IVD |  | Abbott ARCHITECT CMV IgG Reagent kit | Microbiology | Class C IVD
Abbott | Singapore | MD |  | Abbott Medical Fast-Cath 4F-20F Hemostasis Introducer | Cardiovascular | Class D medical device
Abbott | Singapore | MD |  | Abbott Medical Fast-Cath Guiding Hemostasis Introducer | Cardiovascular | Class D medical device
Abbott | Singapore | IVD |  | Abbott Diagnostics Technologies AS NycoCard™ CRP test | Clinical chemistry | Class B IVD
Abbott | Singapore | IVD |  | Abbott Diagnostics Technologies AS NycoCard™ HbA1c | Clinical chemistry | Class B IVD
Abbott | Singapore | IVD |  | Abbott ARCHITECT HbA1c | Immunology | Class B IVD
Abbott | Singapore | IVD |  | Abbott RealTime HIV-1 Qualitative | Microbiology | Class D IVD
Abbott | Singapore | MD |  | Abbott Viatrac 14 Plus Peripheral Dilatation Catheter | Cardiovascular | Class B medical device
Abbott | Singapore | IVD |  | Abbott RealTime CMV | Microbiology | Class C IVD
Abbott | Singapore | IVD |  | Abbott Vysis Break Apart FISH Probe Kit | Pathology | Class C IVD
Abbott | Singapore | IVD |  | Abbott ARCHITECT Clinical Chemistry Magnesium (MAG) LN 3P68 | Clinical chemistry | Class B IVD
Abbott | Singapore | IVD |  | Abbott ARCHITECT Clinical Chemistry Uric Acid (UA) | Clinical chemistry | Class B IVD
Abbott | Singapore | MD |  | Abbott TREK OTW Coronary Dilatation Catheter | Cardiovascular | Class D medical device
Abbott | Singapore | IVD |  | Abbott Architect Cortisol Assay (LN 8D15) | Clinical chemistry | Class B IVD
Abbott | Singapore | IVD |  | Abbott Architect Anti-CCP Assay (LN 1P65) | Clinical chemistry | Class B IVD
Abbott | Singapore | IVD |  | Abbott Architect C-Peptide Assay (LN 3L53) | Clinical chemistry | Class B IVD
Abbott | Singapore | MD |  | Abbott NC TREK RX Coronary Dilatation Catheter | Cardiovascular | Class D medical device
Abbott | Singapore | IVD |  | Abbott Laboratories CELL-DYN Sapphire System | Hematology | Class B IVD
Abbott | Singapore | IVD |  | Abbott FreeStyle Optium Blood Glucose Monitoring System | Clinical chemistry | Class C IVD
Abbott | Singapore | MD |  | Abbott Vascular Hi-Torque Supra Core 35 Guide Wire with Microglide Coating | Cardiovascular | Class D medical device
Abbott | Singapore | MD |  | Abbott Medical Hi-Torque Balance Middleweight Elite Guide Wire | Cardiovascular | Class D medical device
Abbott | Singapore | MD |  | Abbott Armada 14 PTA Catheter | Cardiovascular | Class B medical device
Abbott | Singapore | IVD |  | Abbott Laboratories CELL-DYN 1800 System | Hematology | Class B IVD
Abbott | Singapore | IVD |  | Abbott Laboratories CELL-DYN 3200 Systems | Hematology | Class B IVD
Abbott | Singapore | IVD |  | Abbott Laboratories CELL-DYN 3500 Systems | Hematology | Class B IVD
Abbott | Singapore | IVD |  | Abbott Laboratories CELL-DYN 3700 Systems | Hematology | Class B IVD
Abbott | Singapore | IVD |  | Abbott Laboratories CELL-DYN Ruby System | Hematology | Class B IVD
Abbott | Singapore | IVD |  | Abbott Laboratories CELL-DYN Emerald System | Hematology | Class B IVD
Abbott | Singapore | MD |  | Abbott Medical Amplatzer TorqVue LP Delivery System | Cardiovascular | Class D medical device
Abbott | Singapore | IVD |  | Abbott RealTime™ HIV-1 | Microbiology | Class C IVD
Abbott | Singapore | IVD |  | Abbott Architect Toxo IgG Avidity Assay | Immunology | Class C IVD
Abbott | Singapore | IVD |  | Abbott Architect Cyclosporine Assay | Clinical toxicology | Class C IVD
Abbott | Singapore | IVD |  | Abbott Architect ProGRP Assay | Immunology | Class C IVD
Abbott | Singapore | IVD |  | Abbott Architect CMV IgG Avidity Assay | Microbiology | Class C IVD
Abbott | Singapore | MD |  | Abbott Medical Hi-Torque Balance Middleweight Universal II Guide Wire | Cardiovascular | Class D medical device
Abbott | Singapore | IVD |  | Abbott Architect iDigoxin Assay | Immunology | Class C IVD
Abbott | Singapore | IVD |  | Abbott Architect HCV Ag Assay | Immunology | Class D IVD
Abbott | Singapore | MD |  | Abbott Vascular Emboshield NAV6 Embolic Protection System | Cardiovascular | Class D medical device
Abbott | Singapore | MD |  | i-STAT Contact Pin Cleaning Kit |  | Class A
Abbott | Singapore | IVD |  | Abbott AneuVysion DNA probe kit. | Obstetrics & Gynaecology | Class C IVD
Abbott | Singapore | IVD |  | Abbott CEP 8 SpectrumOrange Direct Labeled Fluorescent DNA Probe Kit | Pathology | Class C IVD
Abbott | Singapore | IVD |  | Abbott RealTime HBV | Microbiology | Class C IVD
Abbott | Singapore | MD |  | Alinity c-series ICT Reference Solution |  | Class A
Abbott | Singapore | MD |  | CC Detergent A |  | Class A
Abbott | Singapore | MD |  | Alinity m Sample Prep Kit 1 |  | Class A
Abbott | Singapore | MD |  | Water Bath Additive |  | Class A
Abbott | Singapore | MD |  | Alinity s Sample Cups |  | Class A
Abbott | Singapore | MD |  | Alinity h-series Glass Slides |  | Class A
Abbott | Singapore | MD |  | Alinity c-series Detergent B |  | Class A
Abbott | Singapore | MD |  | Alinity m Specimen Dilution Kit I |  | Class A
Abbott | Singapore | MD |  | Alinity m Diluent Solution |  | Class A
Abbott | Singapore | MD |  | Alinity m Pierceable Cap |  | Class A
Abbott | Singapore | MD |  | Alinity mp System |  | Class A
Abbott | Singapore | MD |  | Alinity I-Stat |  | Class A
Abbott | Singapore | IVD |  | CELL-DYN SMS |  | Class A
Abbott | Singapore | IVD |  | CELL-DYN SMS |  | Class A
Abbott | Singapore | MD |  | Architect Transplant Pretreatment Tubes |  | Class A
Abbott | Singapore | MD |  | Architect Reaction Vessels |  | Class A
Abbott | Singapore | MD |  | Alinity s Concentrated Wash Buffer |  | Class A
Abbott | Singapore | MD |  | Alinity c-series Detergent A |  | Class A
Abbott | Singapore | MD |  | ARCHITECT i1000SR |  | Class A
Abbott | Singapore | MD |  | Architect Sample Cups |  | Class A
Abbott | Singapore | MD |  | Architect Trigger Solution |  | Class A
Abbott | Singapore | MD |  | Abbott VP2000 System Software v2.0 with Protocols USB |  | Class A
Abbott | Singapore | MD |  | Alinity i Multi-Assay Manual Diluent |  | Class A
Abbott | Singapore | MD |  | Alinity h-series Slide Label Cartridge |  | Class A
Abbott | Singapore | MD |  | Architect Pre-Trigger Solution |  | Class A
Abbott | Singapore | MD |  | 20/30 Indeflator Inflation Device |  | Class A
Abbott | Singapore | MD |  | Navitor Loading System |  | Class A
Abbott | Singapore | MD |  | EnSite X EP System Catheter Connector Cable |  | Class A
Abbott | Singapore | MD |  | EnSite X EP System Catheter Connector Cable |  | Class A
Abbott | Singapore | MD |  | EnSite X EP System Catheter Connector Cable |  | Class A
Abbott | Singapore | MD |  | Adapter Cable |  | Class A
Abbott | Singapore | MD |  | Tendyne Stand Components |  | Class A
Abbott | Singapore | MD |  | Adapter Cable |  | Class A
Abbott | Singapore | MD |  | Quantien Measurement System Mounting Bracket |  | Class A
Abbott | Singapore | MD |  | Monitor Cable |  | Class A
Abbott | Singapore | MD |  | Monitor Cable |  | Class A
Abbott | Singapore | MD |  | Monitor Cable |  | Class A
Abbott | Singapore | MD |  | EnSite X EP System Catheter Connector Cable |  | Class A
Abbott | Singapore | MD |  | EnSite X EP System Catheter Connector Cable |  | Class A
Abbott | Singapore | IVD |  | Abbott ARCHITECT 2nd Generation Testosterone assay, LN 2P13 | Clinical chemistry | Class B IVD
Abbott | Singapore | IVD |  | Abbott ARCHITECT HBsAG Qualitative II Assay and ARCHITECT HBsAg Qualitative II Confirmatory Assay (2G22 and 2G23). | Microbiology | Class D IVD
Abbott | Singapore | MD |  | Abbott RX Herculink Elite Peripheral Stent System | Cardiovascular | Class C medical device
Abbott | Singapore | MD |  | Abbott Guide Wire Accessory Kit | General & Plastic Surgery | Class B medical device
Abbott | Singapore | MD |  | Abbott Guide Wire Accessory Kit with COPILOT Bleedback Control Valve | General & Plastic Surgery | Class B medical device
Abbott | Singapore | MD |  | Abbott Medical Hi-Torque Guide Wire | Cardiovascular | Class D medical device
Abbott | Singapore | MD |  | Abbott Vascular Hi-Torque Spartacore 14 Guide Wire | Cardiovascular | Class D medical device
Abbott | Singapore | MD |  | Abbott Hi-Torque Pilot™ Guidewire | Cardiovascular | Class D medical device
Abbott | Singapore | IVD |  | Abbott Vysis FISH Probe Kits (Genetic Testing) | Pathology | Class B IVD
Abbott | Singapore | MD |  | Abbott Medical Amplatzer Vascular Plug 4 | Cardiovascular | Class D medical device
Abbott | Singapore | MD |  | Abbott Prostar XL Percutaneous Vascular Surgical System | General & Plastic Surgery | Class C medical device
Abbott | Korea | IVD |  | DAPI I Counterstain | Histological staining reagent Ⅰ | class 1
Abbott | Korea | IVD |  | VP2000 Reagents-Protease Buffer | Histological staining reagent Ⅰ | class 1
Abbott | Korea | IVD |  | DAPI II Counterstain | Histological staining reagent Ⅰ | class 1
Abbott | Korea | IVD |  | VP2000 Reagents-Pretreatment Reagent | Histological staining reagent Ⅰ | class 1
Abbott | Korea | IVD |  | VP2000 Reagents-Protease 1 & Protease 2 | Histological staining reagent Ⅰ | class 1
Abbott | Korea | IVD |  | NP-40 | Histological staining reagent Ⅰ | class 1
Abbott | Korea | MD |  | MediSense Glucose and Ketone Control Solutions | General calibrators, controls or standards, classⅠ, for clinical chemistry | class 1
Abbott | Korea | MD |  | FreeStyle Control Solution | General calibrators, controls or standards, classⅠ, for clinical chemistry | class 1
Abbott | Korea | MD |  | 3244외 7건 | Electrode for electrical stimulation system, implantable | class 4
Abbott | Korea | IVD |  | i-STAT CREA Cartridge | Other Reagents, classⅡ, for clinical chemistry | class 2
Abbott | Korea | IVD |  | Architect 25-OH Vitamin D Reagent Kit (5P02-35)외 4건 | IVD reagents for bone and mineral metabolite measurement test | class 2
Abbott | Korea | IVD |  | Architect Total T4 Reagent Kit (7K66-37)외 4건 | IVD Reagents for thyroid function hormone tests | class 2
Abbott | Korea | IVD |  | Architect Total βhCG Reagent Kit (7K78-35) 외 5건 | IVD Reagents for pregnancy/childbirth hormone and protein tests | class 2
Abbott | Korea | IVD |  | i-STAT CG8+ Cartridge | IVD reagents for electrolyte tests | class 2
Abbott | Korea | IVD |  | i-STAT G3+ Cartridge | IVD reagents for blood gas analysis | class 2
Abbott | Korea | IVD |  | i-STAT 6+ Cartridge | IVD reagents for electrolyte tests | class 2
Abbott | Korea | IVD |  | i-STAT EG7+ Cartridge | IVD reagents for electrolyte tests | class 2
Abbott | Korea | IVD |  | i-STAT EG6+ Cartridge | IVD reagents for electrolyte tests | class 2
Abbott | Korea | IVD |  | Abbott Realtime mS9 Colorectal Cancer Amplification Reagent Kit | IVD reagents for tumor marker | class 3
Abbott | Korea | IVD |  | i-STAT CHEM8+ Cartridge | Other Reagents, classⅡ, for clinical chemistry | class 2
Abbott | Korea | IVD |  | Vysis ALK Break Apart FISH Probe Kit | IVD reagents for companion diagnostics with protein level | class 3
Abbott | Korea | IVD |  | Abbott Realtime CMV Amplification Reagent | IVD reagents for infectious disease marker(Diagnosis of Sexually transmitted disease, Legally designated infectious pathogens other than ‘high risk pathogens’, Infectious agents with moderate infectivity), molecular diagnostics | class 3
Abbott | Korea | IVD |  | Abbott Realtime CT/NG Amplification Reagent | IVD reagents for infectious disease marker(Diagnosis of Sexually transmitted disease, Legally designated infectious pathogens other than ‘high risk pathogens’, Infectious agents with moderate infectivity), molecular diagnostics | class 3
Abbott | Korea | IVD |  | Abbott Realtime HCV GTII Amplification Reagent | IVD reagents for genotyping or patient monitoring of HIV, HBV, HCV, HTLV, molecular diagnostics | class 3
Abbott | Korea | IVD |  | i-STAT PT/INR Cartridge | IVD reagents for diagnostic blood coagulation test | class 3
Abbott | Korea | IVD |  | i-STAT Celite ACT Cartridge | IVD reagents for diagnostic blood coagulation test | class 3
Abbott | Korea | MD |  | 1070250-48외 3건 | Drug eluting Coronary artery stent | class 4
Abbott | Korea | IVD |  | Viroseq HIV-1 Genotyping System Kit | IVD reagents for genotyping or patient monitoring of HIV, HBV, HCV, HTLV, molecular diagnostics | class 3
Abbott | Korea | MD |  | 1012432-06외 58건 | Angioplasty catheter, balloon dilatation, coronary, perfusing | class 4
Abbott | Korea | MD |  | 24310 | Dilator, vascular, manually-operated | class 1
Abbott | Korea | MD |  | Free Style Optium H Blood Glucose Test Strips | Blood glucose test strip | class 1
Abbott | Korea | MD |  | THE Percloser A.T 6 Fr. SMC device and accessories | Suture instruments | class 3
Abbott | Korea | IVD |  | NycoCard CRP | IVD reagents for inflammatory tests | class 2
Abbott | Korea | IVD |  | Afinion CRP | IVD reagents for inflammatory tests | class 2
Abbott | Korea | IVD |  | ARCHITECT STAT High Sensitive Troponin-I Reagent Kit (3P25-26)외 3건 | IVD reagents for cardiac marker | class 3
Abbott | Korea | IVD |  | AxSYM Free T3 | IVD Reagents for thyroid function hormone tests | class 2
Abbott | Korea | IVD |  | AxSYM Progesterone | IVD Reagents for pregnancy/childbirth hormone and protein tests | class 2
Abbott | Korea | IVD |  | AxSYM LH | IVD Reagents for pregnancy/childbirth hormone and protein tests | class 2
Abbott | Korea | IVD |  | AxSYM Opiates | IVD reagents for toxin, heavy metal and drugs of abuse | class 2
Abbott | Korea | IVD |  | AxSYM Phencyclidine II | IVD reagents for toxin, heavy metal and drugs of abuse | class 2
Abbott | Korea | MD |  | 3288외 3건 | Electrode for electrical stimulation system, implantable | class 4
Abbott | Korea | IVD |  | AxSYM FSH | IVD Reagents for pregnancy/childbirth hormone and protein tests | class 2
Abbott | Korea | IVD |  | AxSYM Total T4 | IVD Reagents for thyroid function hormone tests | class 2
Abbott | Korea | MD |  | 1772외 1건 | Needle, puncture, single-use | class 2
Abbott | Korea | IVD |  | AxSYM Total ß-hCG | IVD Reagents for pregnancy/childbirth hormone and protein tests | class 2
Abbott | Korea | IVD |  | AxSYM Ultrasensitive hTSH II | IVD Reagents for thyroid function hormone tests | class 2
Abbott | Korea | IVD |  | Architect Folate Reagent Kit (1P74-35)외 3건 | Other Reagents, classⅡ, for clinical chemistry | class 2
Abbott | Korea | IVD |  | Abbott HBV Sequencing Amplification Reagent Kit | IVD reagents for genotyping or patient monitoring of HIV, HBV, HCV, HTLV, molecular diagnostics | class 3
Abbott | Korea | IVD |  | ARCHITECT Prolactin Reagent Kit (7K76-20)외 5건 | IVD Reagents for pregnancy/childbirth hormone and protein tests | class 2
Abbott | Korea | IVD |  | AxSYM Methadone | IVD reagents for toxin, heavy metal and drugs of abuse | class 2
Abbott | Korea | IVD |  | AxSYM Amphetamine/Methamphetamine II | IVD reagents for toxin, heavy metal and drugs of abuse | class 2
Abbott | Korea | MD |  | ARCHITECT c4000 | Clinical chemistry automated analyser | class 1
Abbott | Korea | MD |  | ARCHITECT c8000 | Clinical chemistry automated analyser | class 1
Abbott | Korea | MD |  | ARCHITECT c16000 | Clinical chemistry automated analyser | class 1
Abbott | Korea | IVD |  | AxSYM Cannabinoids | IVD reagents for toxin, heavy metal and drugs of abuse | class 2
Abbott | Korea | IVD |  | AxSYM Cocaine Metabolite | IVD reagents for toxin, heavy metal and drugs of abuse | class 2
Abbott | Korea | MD |  | 6788 | Brain electrical stimulation system, antitremor | class 4
Abbott | Korea | IVD |  | Architect Free T3 Reagent Kit (7K63-37)외 4건 | IVD Reagents for thyroid function hormone tests | class 2
Abbott | Korea | IVD |  | ARCHITECT Progesterone Reagent Kit (7K77-20)외 4건 | IVD Reagents for pregnancy/childbirth hormone and protein tests | class 2
Abbott | Korea | IVD |  | ARCHITECT Estradiol Reagent Kit (7K72-20)외 4건 | IVD Reagents for pregnancy/childbirth hormone and protein tests | class 2
Abbott | Korea | IVD |  | Architect Total T3 Reagent Kit (7K64-37)외 4건 | IVD Reagents for thyroid function hormone tests | class 2
Abbott | Korea | IVD |  | AxSYM Estradiol | IVD Reagents for pregnancy/childbirth hormone and protein tests | class 2
Abbott | Korea | IVD |  | AxSYM Ferritin | IVD reagents for anemia test | class 2
Abbott | Korea | IVD |  | AxSYM Free T4 | IVD Reagents for thyroid function hormone tests | class 2
Abbott | Korea | IVD |  | AxSYM Total T3 | IVD Reagents for thyroid function hormone tests | class 2
Abbott | Korea | IVD |  | i-STAT EC4+ Cartridge | IVD reagents for electrolyte tests | class 2
Abbott | Korea | IVD |  | ARCHITECT Pepsinogen II Reagent Kit (9D65-26)외 3건 | IVD reagents for endocrine hormone and peptide | class 2
Abbott | Korea | IVD |  | i-STAT G Cartridge | Other Reagents, classⅡ, for clinical chemistry | class 2
Abbott | Korea | IVD |  | ARCHITECT Pepsinogen I Reagent kit (8D07-26)외 3건 | IVD reagents for endocrine hormone and peptide | class 2
Abbott | Korea | MD |  | C408650외 1건 | Telemetry system transmitter, analysis | class 2
Abbott | Korea | MD |  | 9-PDA-003외 6건 | Embolization implant inserter, central circulation | class 4
Abbott | Korea | MD |  | Architect i2000sr |  | class 1
Abbott | Korea | MD |  | 1007841-08외 41건 | Coronary artery stent | class 4
Abbott | Korea | MD |  | 1010480-H외 11건 | Catheter guidewire, cardiovascular | class 4
Abbott | Korea | MD |  | 407830외 50건 | Catheter introducer, haemostasis valve, not for central vein | class 2
Abbott | Korea | MD |  | CELL-DYN 3200CS | Hematology analyzer, cell-quantifying | class 1
Abbott | Korea | MD |  | CELL-DYN 3200SL | Hematology analyzer, cell-quantifying | class 1
Abbott | Korea | MD |  | EX8L2005외 37건 | Biliary stent | class 3
Abbott | Korea | MD |  | CELL-DYN 1200 | Manual type Blood cell counter | class 1
Abbott | Korea | MD |  | CELL-DYN 1200CS | Manual type Blood cell counter | class 1
Abbott | Korea | MD |  | CELL-DYN 1800 System | Hematology analyzer, cell-quantifying | class 1
Abbott | Korea | IVD |  | ARCHITECT HBsAg Qualitative II Confirmatory Reagent kit (2G23-25)외 1건 | IVD reagents for diagnosis of HIV, HBV, HCV, HTLV, immunological method | class 4
Abbott | Korea | IVD |  | Abbott PRISM HTLV-I/HTLV-II | IVD reagents for diagnosis of HIV, HBV, HCV, HTLV, immunological method | class 4
Abbott | Korea | IVD |  | Abbott PRISM HBsAg | IVD reagents for diagnosis of HIV, HBV, HCV, HTLV, immunological method | class 4
Abbott | Korea | IVD |  | Abbott PRISM HIV Ag/Ab Combo | IVD reagents for diagnosis of HIV, HBV, HCV, HTLV, immunological method | class 4
Abbott | Korea | IVD |  | AxSYM Core-M | IVD reagents for diagnosis of HIV, HBV, HCV, HTLV, immunological method | class 4
Abbott | Korea | MD |  | AxSYM Anti-HBe 2.0 |  | class 3
Abbott | Korea | IVD |  | AxSYM HCV 3.0 | IVD reagents for diagnosis of HIV, HBV, HCV, HTLV, immunological method | class 4
Abbott | Korea | IVD |  | AxSYM HIV Ag/Ab Combo | IVD reagents for diagnosis of HIV, HBV, HCV, HTLV, immunological method | class 4
Abbott | Korea | MD |  | AxSYM AUSAB |  | class 3
Abbott | Korea | IVD |  | AxSYM HBsAg (V2) | IVD reagents for diagnosis of HIV, HBV, HCV, HTLV, immunological method | class 4
Abbott | Korea | IVD |  | AxSYM CORE | IVD reagents for diagnosis of HIV, HBV, HCV, HTLV, immunological method | class 4
Abbott | Korea | MD |  | AxSYM HBe 2.0 |  | class 3
Abbott | Korea | IVD |  | Abbott PRISM HCV | IVD reagents for diagnosis of HIV, HBV, HCV, HTLV, immunological method | class 4
Abbott | Korea | IVD |  | Architect HBeAg Reagent Kit (6C32-27)외 3건 | IVD reagents for serotyping or patient monitoring of HIV, HBV, HCV, HTLV, immunological method | class 3
Abbott | Korea | IVD |  | Architect HBsAg Qualitative Confirmatory | IVD reagents for diagnosis of HIV, HBV, HCV, HTLV, immunological method | class 4
Abbott | Korea | IVD |  | Abbott PRISM HBsAg Confirmatory | IVD reagents for diagnosis of HIV, HBV, HCV, HTLV, immunological method | class 4
Abbott | Korea | IVD |  | AxSYM HBsAg Confirmatory | IVD reagents for diagnosis of HIV, HBV, HCV, HTLV, immunological method | class 4
Abbott | Korea | IVD |  | Abbott PRISM HBcore | IVD reagents for diagnosis of HIV, HBV, HCV, HTLV, immunological method | class 4
Abbott | Korea | MD |  | CELL-DYN 3500SL | Hematology analyzer, cell-quantifying | class 1
Abbott | Korea | IVD |  | ARCHITECT HBsAg Qualitative II Reagent kit (2G22-25)외 4건 | IVD reagents for diagnosis of HIV, HBV, HCV, HTLV, immunological method | class 4
Abbott | Korea | IVD |  | Architect Anti-HBe Reagent kit(6C34-25)외 2건 | IVD reagents for serotyping or patient monitoring of HIV, HBV, HCV, HTLV, immunological method | class 3
Abbott | Korea | IVD |  | ARCHITECT HBsAg Reagent Kit (6C36-43)외 3건 | IVD reagents for diagnosis of HIV, HBV, HCV, HTLV, immunological method | class 4
Abbott | Korea | IVD |  | ARCHITECT rHTLV-I/II Reagent kit (6L61-25)외 4건 | IVD reagents for diagnosis of HIV, HBV, HCV, HTLV, immunological method | class 4
Abbott | Korea | IVD |  | Architect HBsAg Qualitative | IVD reagents for diagnosis of HIV, HBV, HCV, HTLV, immunological method | class 4
Abbott | Korea | IVD |  | ARCHITECT Anti-HBc IgM Reagent kit (6C33-22)외 2건 | IVD reagents for diagnosis of HIV, HBV, HCV, HTLV, immunological method | class 4
Abbott | Korea | IVD |  | ARCHITECT Anti-HBs Reagent Kit (7C18-29)외 4건 | IVD reagents for serotyping or patient monitoring of HIV, HBV, HCV, HTLV, immunological method | class 3
Abbott | Korea | IVD |  | ARCHITECT Anti-HBC II Reagent Kit (8L44-25)외 4건 | IVD reagents for diagnosis of HIV, HBV, HCV, HTLV, immunological method | class 4
Abbott | Korea | IVD |  | ARCHITECT HIV Ag/Ab Combo Reagent kit (4J27-22)외 5건 | IVD reagents for diagnosis of HIV, HBV, HCV, HTLV, immunological method | class 4
Abbott | Korea | IVD |  | ARCHITECT Anti-HCV Reagent kit (6C37-22)외 5건 | IVD reagents for diagnosis of HIV, HBV, HCV, HTLV, immunological method | class 4
Abbott | Korea | MD |  | 2078532외 5건 | Catheter guidewire, cardiovascular | class 4
Abbott | Korea | MD |  | Vysis D7S522/CEP7 FISH Probe kit | Nucleic acid in situ hybridization (FISH, SISH) Ⅱ | class 2
Abbott | Korea | MD |  | Vysis LSI IGH/MAF DF FISH Probe kit | Nucleic acid in situ hybridization (FISH, SISH) Ⅱ | class 2
Abbott | Korea | IVD |  | Vysis Paraffin Pretreatment IV & Post-Hybridization Wash Buffer Kit | Histological staining reagent Ⅰ | class 1
Abbott | Korea | MD |  | Abbott Cervi-Collect Specimen Collection Kit | Tool for biopsy | class 2
Abbott | Korea | MD |  | AneuVysion Multicolor DNA Probe Kit | Nucleic acid in situ hybridization (FISH, SISH) Ⅲ | class 3
Abbott | Korea | MD |  | CEP 8 SpectrumOrange DNA Probe Kit | Nucleic acid in situ hybridization (FISH, SISH) Ⅱ | class 2
Abbott | Korea | MD |  | CEP X SpectrumOrange / Y SpectrumGreen DNA Probe kit | Nucleic acid in situ hybridization (FISH, SISH) Ⅱ | class 2
Abbott | Korea | MD |  | CEP 12 SpectrumOrange DNA Probe Kit | Nucleic acid in situ hybridization (FISH, SISH) Ⅱ | class 2
Abbott | Korea | IVD |  | ARCHITECT EBV EBNA-1 IgG Reagent kit (3P67-25)외 3건 | IVD reagents for infectious disease marker(Diagnosis of Sexually transmitted disease, Legally designated infectious pathogens other than ‘high risk pathogens’, Infectious agents with moderate infectivity), immunological method | class 3
Abbott | Korea | MD |  | Vysis LSI PML/RARA Dual Color, Dual Fusion Translocation Probe Set | Nucleic acid in situ hybridization (FISH, SISH) Ⅱ | class 2
Abbott | Korea | IVD |  | ARCHITECT EBV VCA IgG Reagent kit (3P65-25)외 3건 | IVD reagents for infectious disease marker(Diagnosis of Sexually transmitted disease, Legally designated infectious pathogens other than ‘high risk pathogens’, Infectious agents with moderate infectivity), immunological method | class 3
Abbott | Korea | IVD |  | ARCHITECT EBV VCA IgM Reagent Kit (3P66-25)외 3건 | IVD reagents for infectious disease marker(Diagnosis of Sexually transmitted disease, Legally designated infectious pathogens other than ‘high risk pathogens’, Infectious agents with moderate infectivity), immunological method | class 3
Abbott | Korea | MD |  | F2012-012외 5건 | Angioplasty catheter, balloon dilatation, non-coronary | class 4
Abbott | Korea | MD |  | Vysis RUNX1/RUNX1T1 DF FISH Probe Kit | Nucleic acid in situ hybridization (FISH, SISH) Ⅱ | class 2
Abbott | Korea | MD |  | Vysis LSI ETV6(TEL)/RUNX1(AML1) ES Dual Color Translocation Probe Set | Nucleic acid in situ hybridization (FISH, SISH) Ⅱ | class 2
Abbott | Korea | MD |  | Vysis EWSR1 Break Apart FISH Probe Kit | Nucleic acid in situ hybridization (FISH, SISH) Ⅱ | class 2
Abbott | Korea | MD |  | Vysis LSI RB1 (13q14) SpectrumOrange Probe | Nucleic acid in situ hybridization (FISH, SISH) Ⅱ | class 2
Abbott | Korea | MD |  | Vysis EGFR/CEP 7 FISH Probe Kit | Nucleic acid in situ hybridization (FISH, SISH) Ⅱ | class 2
Abbott | Korea | MD |  | VP 2000 Reagents 20X SSC | Nucleic acid in situ hybridization (FISH, SISH) Ⅰ | class 1
Abbott | Korea | MD |  | Vysis 4q12 Tri-Color Rearrangement FISH Probe Kit | Nucleic acid in situ hybridization (FISH, SISH) Ⅱ | class 2
Abbott | Korea | MD |  | Vysis D7S486/CEP 7 FISH Probe Kit | Nucleic acid in situ hybridization (FISH, SISH) Ⅱ | class 2
Abbott | Korea | MD |  | Vysis 1p36/1q25 and 19q13/19p13 FISH Probe Kit | Nucleic acid in situ hybridization (FISH, SISH) Ⅱ | class 2
Abbott | Korea | MD |  | Vysis IGH/FGFR3 DF FISH Probe Kit | Nucleic acid in situ hybridization (FISH, SISH) Ⅱ | class 2
Abbott | Korea | MD |  | Vysis LSI TUPLE1 (HIRA) SpectrumOrange/LSI ARSA SpectrumGreen Probe Set | Nucleic acid in situ hybridization (FISH, SISH) Ⅱ | class 2
Abbott | Korea | MD |  | 1120225-08외 53건 | Drug eluting Coronary artery stent | class 4
Abbott | Korea | MD |  | Vysis LSI 13 (13q14) SpectrumGreen Probe | Nucleic acid in situ hybridization (FISH, SISH) Ⅱ | class 2
Abbott | Korea | IVD |  | Architect LH Reagent Kit(2P40-35)외 3건 | IVD Reagents for pregnancy/childbirth hormone and protein tests | class 2
Abbott | Korea | IVD |  | i-STAT CG4+ Cartridge | IVD reagents for blood gas analysis | class 2
Abbott | Korea | IVD |  | i-STAT E3+ Cartridge | IVD reagents for electrolyte tests | class 2
Abbott | Korea | IVD |  | Architect FSH Reagent Kit (7K75-35) 외 5건 | IVD Reagents for pregnancy/childbirth hormone and protein tests | class 2
Abbott | Korea | IVD |  | i-STAT EC8+ Cartridge | IVD reagents for electrolyte tests | class 2
Abbott | Korea | IVD |  | Architect TSH Reagent Kit (7K62-35)외 5건 | IVD Reagents for thyroid function hormone tests | class 2
Abbott | Korea | MD |  | 22299M-W2외 3건 | Catheter guidewire, cardiovascular | class 4
Abbott | Korea | IVD |  | PATHVYSION HER-2 DNA Probe Kit | IVD reagents for companion diagnostics with protein level | class 3
Abbott | Korea | IVD |  | Architect Ferritin Reagent Kit (7K59-35) 외 5건 | IVD reagents for anemia test | class 2
Abbott | Korea | MD |  | 2078172외 5건 | Catheter guidewire, vascular | class 2
Abbott | Korea | IVD |  | Abbott Realtime High Risk HPV Amplification Reagent | IVD reagents for infectious disease marker(Diagnosis of Sexually transmitted disease, Legally designated infectious pathogens other than ‘high risk pathogens’, Infectious agents with moderate infectivity), molecular diagnostics | class 3
Abbott | Korea | IVD |  | i-STAT Kaolin ACT Cartridge | IVD reagents for diagnostic blood coagulation test | class 3
Abbott | Korea | IVD |  | AxSYM Benzodiazepines | IVD reagents for toxin, heavy metal and drugs of abuse | class 2
Abbott | Korea | MD |  | Optium Blood Glucose Test Strips (G3c) | Blood glucose test strip | class 1
Abbott | Korea | MD |  | 1011880외 7건 | Catheter guidewire, cardiovascular | class 4
Abbott | Korea | MD |  | CELL-DYN 3700SL | Hematology analyzer, cell-quantifying | class 1
Abbott | Korea | MD |  | Jostent Selfx 0FSX4410외 8건 | Stent for medical use | class 2
Abbott | Korea | MD |  | The Closer 6 Fr. SMC device and accessories외 1건 | Suture instruments | class 3
Abbott | Korea | MD |  | 13009외 6건 | Intravascular administration set | class 2
Abbott | Korea | MD |  | UroVysion Bladder Cancer Kit | Nucleic acid in situ hybridization (FISH, SISH) Ⅱ | class 2
Abbott | Korea | IVD |  | Alinity i T-Uptake Reagent Kit (08P1220) | IVD Reagents for thyroid function hormone tests | class 2
Abbott | Korea | IVD |  | Free Style Optium H Blood Glucose Test Strips | Clinical IVD strip for glucose strip | class 2
Abbott | Korea | IVD |  | Optium Point-of-Care Blood Glucose Test Strips | Clinical IVD strip for glucose strip | class 2
Abbott | Korea | IVD |  | FreeStyle Lite Blood Glucose Test Strips 50ct외 2건 | IVD strip for glucose self test | class 3
Abbott | Korea | IVD |  | Optium Blood Glucose Test Strips (G3c) | IVD strip for glucose self test | class 3
Abbott | Korea | IVD |  | Afinion ACR | Other Reagents, classⅡ, for clinical chemistry | class 2
Abbott | Korea | IVD |  | Afinion HbA1c외 1건 | IVD reagents for diabetes mellitus | class 2
Abbott | Korea | IVD |  | 프리스타일 옵티엄 혈당 측정 검사지 | IVD strip for glucose self test | class 3
Abbott | Korea | IVD |  | NycoCard HbA1c | IVD reagents for diabetes mellitus | class 2
Abbott | Korea | IVD |  | NycoCard U-Albumin | IVD reagents for general immune test | class 2
Abbott | Korea | IVD |  | ARCHITECT Urine NGAL Reagent Kit (1P37-25) 외 2건 | IVD reagents for kidney metabolite measurement test | class 2
Abbott | Korea | MD |  | C408651 | Telemetry system transmitter, analysis | class 2
Abbott | Korea | MD |  | 6010 | Orthopedic materials | class 4
Abbott | Korea | IVD |  | ARCHITECT Free T4 Reagent Kit(7K65-24) 외 5건 | IVD Reagents for thyroid function hormone tests | class 2
Abbott | Korea | IVD |  | ARCHITECT B12 Reagent Kit(7K61-25)외 3건 | IVD reagents for vitamin tests | class 2
Abbott | Korea | IVD |  | Alinity i Cortisol Reagent Kit(08P3320) 외 1건 | IVD reagents for kidney metabolite measurement test | class 2
Abbott | Korea | MD |  | Jostent Selfx(Endoscope) 2JSX6808외 3건 | Stent for medical use | class 2
Abbott | Korea | MD |  | Jostent GraftMaster 210CG0930외 20건 | Coronary artery stent | class 4
Abbott | Korea | MD |  | 9-ASD-004외 43건 | Embolization implant inserter, central circulation | class 4
Abbott | Korea | MD |  | JOSTENT Peripheral Stent Graft 008PG12외 11건 | Vascular stent, Central circulation | class 4
Abbott | Korea | MD |  | JoStent Flex Master 206F0925외 29건 | Stent, vascular | class 3
Abbott | Korea | MD |  | M31115외 20건 | Angioplasty catheter, balloon dilatation, coronary, perfusing | class 4
Abbott | Korea | MD |  | 1001780-HC외 3건 | Catheter guidewire, cardiovascular | class 4
Abbott | Korea | MD |  | 1009659외 5건 | Catheter guidewire, cardiovascular | class 4
Abbott | Korea | MD |  | 1005357H외 11건 | Catheter guidewire, cardiovascular | class 4
Abbott | Korea | MD |  | 22339M외 5건 | Catheter guidewire, cardiovascular | class 4
Abbott | Korea | MD |  | ERX 014 030-190 Emboshield Cerebral and Vascular protection device-3.0mm 190cm외 7건 |  | class 3
Abbott | Korea | MD |  | J12004외 9건 | Balloon catheter | class 2
Abbott | Korea | IVD |  | Architect Free T3 Reagent Kit (7K63-20)외 3건 | IVD Reagents for thyroid function hormone tests | class 2
Abbott | Korea | IVD |  | Architect Total T3 Reagent Kit (7K64-20)외 3건 | IVD Reagents for thyroid function hormone tests | class 2
Abbott | Korea | MD |  | 1500225-08외 116건 | Drug eluting Coronary artery stent | class 4
Abbott | Korea | MD |  | A-TCSE-D외 7건 | Catheter, cardiac, electrophysiological mapping | class 2
Abbott | Korea | IVD |  | 435-000 | IVD reagents for infectious disease marker(Diagnosis of Sexually transmitted disease, Legally designated infectious pathogens other than ‘high risk pathogens’, Infectious agents with moderate infectivity), molecular diagnostics | class 3
Abbott | Singapore | IVD |  | Abbott HBV Sequencing | Immunology | Class C IVD
Abbott | Singapore | IVD |  | Abbott Vysis FISH Probe Kits (Other Cancer Markers) | Pathology | Class C IVD
Abbott | Singapore | IVD |  | Abbott Diabetes Care FreeStyle Freedom Lite Blood Glucose Monitoring System | Clinical chemistry | Class C IVD
Abbott | Singapore | IVD |  | Abbott RealTime High Risk HPV | Microbiology | Class C IVD
Abbott | Singapore | IVD |  | Abbott Architect Active B12 (holotranscobalamin) Assay | Immunology | Class B IVD
Abbott | Singapore | IVD |  | Abbott ARCHITECT iValproic Acid Assay (1P35) | Clinical chemistry | Class C IVD
Abbott | Singapore | IVD |  | ARCHITECT iPhenytoin Assay (1P34) | Clinical chemistry | Class C IVD
Abbott | Singapore | IVD |  | ARCHITECT iPhenobarbital Assay (1P33) | Clinical chemistry | Class C IVD
Abbott | Singapore | MD |  | Abbott Omnilink Elite Peripheral Stent System | Cardiovascular | Class D medical device
Abbott | Singapore | IVD |  | Abbott Architect Homocysteine Assay (LN 1L71) | Clinical chemistry | Class B IVD
Abbott | Singapore | MD |  | Abbott Hi-Torque Command Guide Wire | General Hospital | Class B medical device
Abbott | Singapore | IVD |  | Abbott Vysis FISH Probe Kits (Leukemia/ Hematology Markers) | Pathology | Class B IVD
Abbott | Singapore | MD |  | Abbott Medical Engage Introducer | General & Plastic Surgery | Class D medical device
Abbott | Singapore | IVD |  | ABBOTT Architect LH Assay LN2P40 | Immunology | Class B IVD
Abbott | Singapore | MD |  | Abbott Medical Engage TR Introducer | General Hospital | Class D medical device
Abbott | Singapore | IVD |  | Abbott Architect Urine NGAL Reagent Kit | Clinical chemistry | Class B IVD
Abbott | Singapore | IVD |  | Abbott Architect Anti-HBs Assay (LN 7C18) | Immunology | Class D IVD
Abbott | Singapore | IVD |  | Abbott Architect HIV Ag/Ab Combo (LN 4J27) | Immunology | Class D IVD
Abbott | Singapore | IVD |  | Abbott Architect® Total PSA Assay (LN 7K70) | Immunology | Class C IVD
Abbott | Singapore | IVD |  | Abbott ARCHITECT Rubella IgG Assay (LN 6C17) | Immunology | Class C IVD
Abbott | Singapore | IVD |  | Abbott ARCHITECT CEA Assay (LN 7K68) | Immunology | Class C IVD
Abbott | Singapore | IVD |  | Abbott ARCHITECT TSH Assay (LN 7K62) | Immunology | Class B IVD
Abbott | Singapore | IVD |  | Abbott ARCHITECT Total T4 Assay (LN 7K66) | Immunology | Class B IVD
Abbott | Singapore | IVD |  | Abbott ARCHITECT Free T4 Assay (LN 7K65) | Immunology | Class B IVD
Abbott | Singapore | IVD |  | Abbott Clinical Chemistry Carbon Dioxide Assay (LN 3L80 and 1E64) | Clinical chemistry | Class B IVD
Abbott | Singapore | IVD |  | Abbott Architect Apolipoprotein B Assay | Clinical chemistry | Class B IVD
Abbott | Singapore | IVD |  | Abbott Clinical Chemistry Apolipoprotein A1 Assay | Clinical chemistry | Class B IVD
Abbott | Singapore | IVD |  | Abbott ARCHITECT SHBG Assay (LN 8K26 and 1L66) | Immunology | Class B IVD
Abbott | Singapore | IVD |  | Abbott ARCHITECT Progesterone Assay (LN 7K77) | Immunology | Class B IVD
Abbott | Singapore | IVD |  | Abbott ARCHITECT Prolactin Assay (LN 7K76) | Immunology | Class B IVD
Abbott | Singapore | IVD |  | Abbott ARCHITECT Total β-hCG Assay (LN 7K78) | Immunology | Class B IVD
Abbott | Singapore | IVD |  | Abbott ARCHITECT FSH Assay (LN 7K75) | Immunology | Class B IVD
Abbott | Singapore | IVD |  | Abbott Architect DHEA-S Assay (LN 8K27 and 1L66) | Immunology | Class B IVD
Abbott | Singapore | IVD |  | Abbott ARCHITECT Testosterone Assay (LN 7K73) | Immunology | Class B IVD
Abbott | Singapore | IVD |  | Abbott Architect CEA Assay (LN 7K68) | Immunology | Class C IVD
Abbott | Singapore | IVD |  | Abbott ARCHITECT® HAVAb-IgM Assay (LN 6C30) | Immunology | Class C IVD
Abbott | Singapore | IVD |  | Abbott ARCHITECT LH Assay (LN 6C25 and 7G94) | Immunology | Class B IVD
Abbott | Singapore | IVD |  | Abbott Architect BNP Assay (LN 8K28) | Immunology | Class C IVD
Abbott | Singapore | IVD |  | Abbott ARCHITECT Haptoglobin | Clinical chemistry | Class B IVD
Abbott | Singapore | IVD |  | Abbott Clinical Chemistry Prealbumin Assay | Clinical chemistry | Class B IVD
Abbott | Singapore | IVD |  | Abbott ARCHITECT Complement C4 | Clinical chemistry | Class B IVD
Abbott | Singapore | IVD |  | Abbott ARCHITECT Complement C3 | Clinical chemistry | Class B IVD
Abbott | Singapore | IVD |  | Abbott Architect T-Uptake Assay (LN 2K48) | Immunology | Class B IVD
Abbott | Singapore | IVD |  | Abbott ARCHITECT Estradiol Assay (LN 7K72) | Immunology | Class B IVD
Abbott | Singapore | IVD |  | Abbott Architect Anti-Tg Assay (LN 2K46) | Immunology | Class B IVD
Abbott | Singapore | IVD |  | Abbott Architect Anti-TPO Assay (LN 2K47) | Immunology | Class B IVD
Abbott | Singapore | IVD |  | Abbott ARCHITECT Total T3 Assay (LN 7K64) | Immunology | Class B IVD
Abbott | Singapore | IVD |  | Abbott ARCHITECT Free T3 Assay (LN 7K63) | Immunology | Class B IVD
Abbott | Singapore | IVD |  | Abbott Clinical Chemistry ICT Assay (LN 1E48, 2P32, 1E46 and 1E47) | Clinical chemistry | Class B IVD
Abbott | Singapore | IVD |  | Abbott ARCHITECT Ferritin Assay (LN 7K59) | Immunology | Class B IVD
Abbott | Singapore | IVD |  | Abbott ARCHITECT Folate Assay (LN 1P74 and 3P21) | Immunology | Class B IVD
Abbott | Singapore | IVD |  | Abbott ARCHITECT B12 Assay (LN 7K61) | Immunology | Class B IVD
Abbott | Singapore | IVD |  | Abbott Architect® Insulin Assay (LN 8K41) | Immunology | Class B IVD
Abbott | Singapore | IVD |  | Abbott ARCHITECT Immunoglobulin M | Clinical chemistry | Class B IVD
Abbott | Singapore | IVD |  | Abbott ARCHITECT Immunoglobulin G | Clinical chemistry | Class B IVD
Abbott | Singapore | IVD |  | Abbott ARCHITECT Immunoglobulin A | Clinical chemistry | Class B IVD
Abbott | Singapore | IVD |  | Abbott ARCHITECT Intact PTH Assay (LN 8K25 and 1L66) | Immunology | Class B IVD
Abbott | Singapore | IVD |  | Abbott ARCHITECT® HAVAb-IgG Assay (LN 6C29) | Immunology | Class B IVD
Abbott | Singapore | IVD |  | Abbott Architect Microalbumin | Clinical chemistry | Class B IVD
Abbott | Singapore | IVD |  | Abbott Clinical Chemistry Urea Nitrogen Assay (LN 7D75 and 1E65) | Clinical chemistry | Class B IVD
Abbott | Singapore | IVD |  | Abbott Clinical Chemistry Urine CSF Protein Assay (LN 7D79 and 1E71) | Clinical chemistry | Class B IVD
Abbott | Singapore | IVD |  | Abbott Clinical Chemistry Ultra HDL Assay (LN 3K33 and 1E68) | Clinical chemistry | Class B IVD
Abbott | Singapore | IVD |  | Abbott Clinical Chemistry Triglyceride Assay (LN 7D74 and 1E65) | Clinical chemistry | Class B IVD
Abbott | Singapore | IVD |  | Abbott Clinical Chemistry Albumin BCP Assay (LN 7D54 and 1E65) | Clinical chemistry | Class B IVD
Abbott | Singapore | IVD |  | Abbott Clinical Chemistry Magnesium Assay (LN 7D70 and 1E69) | Clinical chemistry | Class B IVD
Abbott | Singapore | IVD |  | Abbott Clinical Chemistry Total Bilirubin Assay (LN 6L45 and 1E66) | Clinical chemistry | Class B IVD
Abbott | Singapore | IVD |  | Abbott Clinical Chemistry Albumin BCG Assay (LN 7D53 and 1E65) | Clinical chemistry | Class B IVD
Abbott | Singapore | IVD |  | Abbott ARCHITECT Transferrin | Clinical chemistry | Class B IVD
Abbott | Singapore | IVD |  | Abbott Clinical Chemistry Glucose Assay (LN 3L82 and 1E65) | Clinical chemistry | Class B IVD
Abbott | Singapore | IVD |  | Abbott Clinical Chemistry Rheumatoid Factor Assay | Clinical chemistry | Class B IVD
Abbott | Singapore | IVD |  | Abbott Clinical Chemistry Phosphorus Assay (LN 7D71 and 1E65) | Clinical chemistry | Class B IVD
Abbott | Singapore | IVD |  | Abbott Clinical Chemistry Calcium Assay (LN 3L79 and 1E65) | Clinical chemistry | Class B IVD
Abbott | Singapore | IVD |  | Abbott Clinical Chemistry Creatinine Assay (LN 3L81 and 1E65) | Clinical chemistry | Class B IVD
Abbott | Singapore | IVD |  | Abbott Clinical Chemistry Cholesterol Assay (LN 7D62 and 1E65) | Clinical chemistry | Class B IVD
Abbott | Singapore | IVD |  | Abbott Clinical Chemistry Direct Bilirubin Assay (LN 8G63 and 1E66) | Clinical chemistry | Class B IVD
Abbott | Singapore | IVD |  | Abbott Clinical Chemistry Total Protein Assay (LN 7D73 and 1E65) | Clinical chemistry | Class B IVD
Abbott | Singapore | IVD |  | Abbott Clinical Chemistry Lipase Assay (LN 7D80 and 3E16) | Clinical chemistry | Class B IVD
Abbott | Singapore | IVD |  | Abbott Clinical Chemistry Gamma Glutamyl Transferase Assay (LN 7D65) | Clinical chemistry | Class B IVD
Abbott | Singapore | IVD |  | Abbott Clinical Chemistry Creatine Kinase Assay (LN 7D63) | Clinical chemistry | Class B IVD
Abbott | Singapore | IVD |  | Abbott Clinical Chemistry Aspartate Aminotransferase Assay (LN 7D81) | Clinical chemistry | Class B IVD
Abbott | Singapore | IVD |  | Abbott Clinical Chemistry Amylase Assay (LN 7D58) | Clinical chemistry | Class B IVD
Abbott | Singapore | IVD |  | Abbott Clinical Chemistry Alkaline Phosphatase Assay (LN 7D55) | Clinical chemistry | Class B IVD
Abbott | Singapore | IVD |  | Abbott ARCHITECT Activated Aspartate Aminotransferase Assay | Clinical chemistry | Class B IVD
Abbott | Singapore | IVD |  | Abbott Clinical Chemistry Activated Alanine Aminotransferase Assay (LN 08L92) | Clinical chemistry | Class B IVD
Abbott | Singapore | IVD |  | Abbott Clinical Chemistry Acid Phosphatase Assay (LN 9D87) | Clinical chemistry | Class B IVD
Abbott | Singapore | IVD |  | Abbott Clinical Chemistry Alanine Aminotransferase Assay (LN 7D56) | Clinical chemistry | Class B IVD
Abbott | Singapore | IVD |  | Abbott Clinical Chemistry Lactate Dehydrogenase Assay ( LN 2P56) | Clinical chemistry | Class B IVD
Abbott | Singapore | IVD |  | Abbott Diagnostics Panbio™ Dengue IgG Capture Elisa | Microbiology | Class C IVD
Abbott | Singapore | IVD |  | Abbott Diagnostics Panbio™ Dengue IgM Capture Elisa | Microbiology | Class C IVD
Abbott | Singapore | IVD |  | Abbott Diagnostics Panbio™ Dengue IgG Indirect Elisa | Microbiology | Class C IVD
Abbott | Korea | MD |  | Alinity i system | Chemiluminescence assay(CLIA) analyzer | class 1
Abbott | Korea | MD |  | Clearblue Digital Pregnancy Test with Weeks Indicator | Endocrinology/hormone analyzer for self test, related to pregnancy | class 2
Abbott | Korea | MD |  | Clearblue Digital Ovulation Test | Endocrinology/hormone analyzer for self test, related to pregnancy | class 2
Abbott | Korea | MD |  | D-AVHD-DF16 | Catheter, cardiac, electrophysiological mapping | class 2
Abbott | Korea | IVD |  | 427-000 | IVD reagents for infectious disease marker(Diagnosis of Sexually transmitted disease, Legally designated infectious pathogens other than ‘high risk pathogens’, Infectious agents with moderate infectivity), molecular diagnostics | class 3
Abbott | Korea | MD |  | i-STAT Alinity | analyzer, blood gases | class 1
Abbott | Korea | IVD |  | Clearblue Plus Pregnancy test | IVD strip for endocrine self test | class 2
Abbott | Korea | MD |  | CDS0502외 6건 | Instruments for ligature and suture | class 4
Abbott | Korea | IVD |  | Alinity i Anti-HBe Reagent kit (07P6322)외 1건 | IVD reagents for serotyping or patient monitoring of HIV, HBV, HCV, HTLV, immunological method | class 3
Abbott | Korea | MD |  | SZR01ST | Clip, surgical, external | class 1
Abbott | Korea | IVD |  | Alinity h-series WBC Reagent (07P7904)외 2건 | IVD reagents for flow cytometric test | class 2
Abbott | Korea | IVD |  | Alinity m EBV AMP Kit | IVD reagents for infectious disease marker(Diagnosis of Sexually transmitted disease, Legally designated infectious pathogens other than ‘high risk pathogens’, Infectious agents with moderate infectivity), molecular diagnostics | class 3
Abbott | Korea | MD |  | 1020009외 7건 | Catheter guidewire, cardiovascular | class 4
Abbott | Korea | IVD |  | i-STAT Total β-hCG Cartridge | IVD Reagents for pregnancy/childbirth hormone and protein tests | class 2
Abbott | Korea | MD |  | 3183외 2건 | Electrode for electrical stimulation system, implantable | class 4
Abbott | Korea | MD |  | 6660외 3건 | Brain electrical stimulation system, antitremor | class 4
Abbott | Korea | MD |  | 3772 | Stimulator, electrical, analgesic, implantable | class 4
Abbott | Korea | IVD |  | Alinity i Anti-TPO Reagent Kit (09P3522) | IVD reagents for autoimmune disease | class 2
Abbott | Korea | IVD |  | Alinity i Anti-Tg Reagent Kit (09P3420) | IVD reagents for autoimmune disease | class 2
Abbott | Singapore | MD |  | Flexiflo Gravity Systems |  | Class A
Abbott | Russia | MD |  | Устройства для внутрисосудистых манипуляций и ангиопластики (см. Приложение на 1 листе)1. Стент внутрисосудистый PROMUS с системой доставки. 2. Катетер баллонный Sterling. 3. Интродьюсер внутрисосудистый Super Sheath. 4. Проводник внутрисосудистый ZIPwire.
Abbott | Russia | IVD |  | Материалы расходные и реагенты системные для иммуноферментного анализатора IMx (см. Приложение на 2 листах)I. Материалы расходные: 1. Карусель MEIA - (IMx System Carousel MEIA) 2. Х- систем карусель ? (X System Carousel) 3. Х-систем карусель флуориметрических стандартов ? (X System Fluorometric Standard Carousel) 4. Адаптер штрих-кода карусели FPIA ? (IMx FPIA ID Holder) 2шт. 5. Картридж для центрирования пробоотборника ? (IMx Probe Positioning Cartridges) 6.MEIA кюветы для проверки прибора - (MEIA Blank Cells) 100 шт. 7. Измерительные кюветы - (X Systems Cuvettes FPIA) 100 шт. 8. MEIA реакционные кюветы - (IMx MEIA Reaction Cells) 100 шт. 9. Кюветы (Картриджи) для образцов - (X Systems Sample Cartridges FPIA)100 шт. 10. МEIA Лампа ? (IMx MEIA Mercury Lamp) 11. Оптические стандарты - (IMx MEIA Optical Standards) 12. X- системная лампа ? (X System Lamp) 13. Промывающее устройство - (IMx Wash Station) 2 шт. 14. Контейнер для отходов - (IMx Waste Container) 15. Мультиклапанный блок ? (Multivalve Block) 16. Трубочки для буфера - (Buffer Tubing) 2 шт. 17. Пробоотборник/электрод ? (IMx Probe/Electrode) 2 шт. 18. Трубка соединения пробозаборника ? (Probe Link Tubing) 19. Шприц-приспособление для разбавителя ? (Diluent Syringe) 20. Шприц-приспособление для образцов/соединительные трубочки ? (Sample Syringe/Interconnect Tubing) 21. Системный модуль ? (IMx System Module) 22. Цифровой термометр ? (Digital Thermometer) 23. Адаптер для термометра ? (Temperature Probe Adaptor) 24. Воздушный фильтр ? (X Systems Air Filter) 25. Контрольная термобумага ? (Thermal Paper Tape) 6 шт. 26. Кабель IМx / компъютер ? (RS 232c Cable IMx to Host Computer) 27. Штрих-коды ? (Bar Code Labels) 28. Считыватель штрих-кода ? (BCR reader) 29. Руководство по эксплуатации ? (IMx System Operations Manual) 30. Инструкции по выполнению тестов ? (Assay Package Insert Manual) 31. Картридж пустой для буфера ? (Buffer Pack - Empty MEIA Reagent Pack)2. Модуль для диагностики врожденных патологий ? (IMx Congenital Diagnostics Assay Module) 32. Модуль для диагностики врожденных патологий ? (IMx Congenital Diagnostics Assay Module) 33. Модуль для оценки репродуктивной/эндокринологической функции ?(IMx Reproductive/Endocrinology Assay Module) 34. Модуль для диагностики ЗППП ? (IMx Sexually Transmitted Disease) 35. Тироидный модуль ? (IMx Thyroid Assay Module) 36. Модуль для анализа гепатитов- ретровирусов ? (IMx Hepatitis-Retrovirus Assay Module) 37. Модуль лекарственного мониторинга ? (IMx TDM/Transplant Assay Module) 38. Метаболический модуль ? (IMx Metabolic Module) 39. Модуль для диагностики онкологических заболеваний ? (IMx Tumor Markers Assay Module) 40. Модуль для анализа теофилина/В12 ? (IMx Theophhylline/B12 Assay Module) 41. Модуль для диагностики хламидий ? (IMx Chlamidia Module upgrade) 42. Блок для выполнения тестов на хламидии - (IMx Chlamidia workstation) 43.Дополнительный набор IMx cелект - (IMx Select enhancement kit): - Баркоды для Карусели ? (Сarousel ID Barcode Labels) - Карусель селект ? (IMx Carousel Select) 2 шт. - Держатель MUP ? (MUP Holder) - Штатив для хранения MUP ? (Rack MUP Storage) - Крышка для MUP штатива ? (Сover MUP Storage) - Упаковка для буфера Селект ? (Select Buffer Pack) - Поднос MUP ? (MUP Tray) - Cчитыватель бар-кода ? (Barcode Wand) II. Реагенты системные: 1. MEIA #2 буфер-разбавитель- (IMx MEIA #2 Diluent Buffer) 4 шт. 2. FPIA #1 буфер разбавитель? (IMx FPIA #1 Diluent Buffer) 4 шт. 3. Раствор для промывки пробозаборника - (IMx Probe Cleaning Solution)
Abbott | Russia | IVD |  | Анализатор иммуноферментный IMx c принадлежностями (см. Приложение на 1 листе)I. Анализатор иммуноферментный IMx (базовый комплект): 1. Анализатор иммуноферментный IMx 2. MEIA Оптические стандарты ? (IMx MEIA Optical Standards) II. Принадлежности к анализатору иммуноферментному IMx (могут поставляться дополнительно к базовому комплекту): 1.Карусель MEIA ? (IMx System Carousel MEIA) 2 шт. 2. Х- системная карусель ? (X System Carousel) 2 шт. 3. Х-системная карусель флуометрических Стандартов ? (X System Fluorometric Standard Carousel) 4. Адаптер штрих-кода карусели FPIA ? (IMx FPIA ID Holder) 5. Картридж для центрирования пробоотборника ? (IMx Probe Positioning Cartridge) 6. Пробоотборник/электрод - (IMx Probe/Electrode) 2 шт. 7. МEIA Лампа ? (IMx MEIA Mercury Lamp) 8. X- системная лампа - (X System Lamp) 2 шт. 9. Контейнер для отходов ? (IMx Waste Container) 2 шт. 10. Промывающее устройство - (IMx Wash Station) 2 шт. 11. Цифровой термометр ? (Digital Thermometer) 12. Адаптор для термометра - (Temperature Probe Adaptor) 13. Шприц-приспособление для образцов/соединительные трубочки ? (Sample Syringe/Interconnect Tubing) 14. Шприц-приспособление для разбавителя ? (Diluent Syringe) 15. Мультиклапанный блок ? (Multivalve Block) 16. Трубочки для буфера ?(Buffer Tubing) 2 шт. 17. Воздушный фильтр -(X Systems Air Filter) 2шт. 18. Контрольная термобумага - (Thermal Paper Tape) 2 шт. 19. Трубка соединения пробозаборника ? (Probe Link Tubing) 20. Штрих-коды ? (Bar Code Labels) 21. Инструкция по эксплуатации ? (IMx System Operations Manual) 22. Папка для вкладышей на реагенты - (Assay Binder) 23. Приспособление для открывания ? (Allen Key) 24. Предохранители ? (Fuse) 3 шт. 25. Крышка для буфера ? (Buffer Cup) 2 шт. 26. Картридж пустой для буфера ? (Buffer Pack - Empty MEIA Reagent Pack)
Abbott | Russia | IVD |  | Материалы расходные и реагенты для иммуноферментного анализатора AxSYM (см. Приложение на 2 листах)I. Материалы расходные для иммуноферментного анализатора AxSYM: 1. Раствор 1 MUP - (MUP Solution 1) 4х 230 мл 2. Раствор 2 для метода с ионным захватом - (Ion Capture Solution 2) 4х240 мл 3. Промывочный раствор 3 для ячеек ? (Matrix Cell Wash Solution 3) 4х1л 4. Промывочный раствор 4 для трубочек ? (Line Diluent Solution 4) 1х10 л 5. Промывочный раствор для пробоотборника - (TEAH Probe Cleaning Solution) 2х220 мл 6. Раствор-очиститель для трубочек ? (System Tubing Decontamination Solution) 500мл 7. Раствор для проверки пипетирующей системы ? (Fluidics Check Solution) 8. Ячейки ? (Matrix Cells) 100 шт 9. Реакционные пробирки - (Reaction Vessels) 100 шт 10. Чашечки для образца - (Sample Cups) 1200 шт 11. Бумага для принтера - (Printer Paper) 2000 листов 12. Руководство по эксплуатации анализатора ? (Operation Manual) 13. Инструкции по выполнению тестов - (Assay manual) 14. Воздушный фильтр корпуса ? (Card Cage Air Filter) 15. Воздушный фильтр нагревателя ? (Air Heater Inlet Filter) 16. MEIA оптический стандарт ? (MEIA Optical Standard) 17. FPIA оптический стандарт ? (FPIA Optical Standard) 18. FPIA Лампа ? (X Systems Lamp FPIA) 19. MEIA лампа ? (MEIA Lamp) 20. Считыватель штрих-кодов образцов (выносной) ? (AxSYM Sample ID Bar Code ScannerWedge) 21. Трубка пробозаборника ? (Sample Probe Link Tubing) 22. Клапан шприца ? (Syringe Valve) 23. Соединительная трубка процессинг цент
Abbott | Russia | MD |  | Анализатор иммуноферментный AxSYM с принадлежностями (см. Приложение на 1 листе)I. Основные принадлежности к анализатору иммуноферментному AxSYM: 1. Раствор 1 MUP - (MUP Solution 1) 4х 230 мл 2. Промывочный раствор 3 для ячеек ? (Matrix Cell Wash Solution 3) 4х1 л 3. Промывочный раствор 4 для трубочек ? (Line Diluent Solution 4) 1х10 л 4. Промывочный раствор для пробоотборника - (TEAH Probe Cleaning Solution) 2х220 мл 5. Раствор-очиститель для трубочек ? (System Tubing Decontamination Solution) 500 мл 6. Раствор для проверки пипетирующей системы ? (Fluidics Check Solution) 7. Ячейки? (Matrix Cells) 100 шт 8. Реакционные пробирки - (Reaction Vessels)100 шт 9. Чашечки для образца ? (Sample Cups) 1200 шт 10. Сегмент для чашечек образцов - (Sample Cup Segments) 2 шт. 11. Бумага для принтера? (Printer Paper) 2000 листов 12. Руководство по эксплуатации анализатора ? (Operation Manual) 13. Инструкции по выполнению тестов - (Assay manual) 14. Монитор ? (Monitor) 15. Клавиатура ? (Keyboard) II. Дополнительные принадлежности к анализатору иммуноферментному AxSYM: (могут поставляться дополнительно к основным принадлежностям): 1. Принтер ?(Printer) 2. Автономный источник питания ? (UPS)
Abbott | Russia | IVD |  | Реактивы и расходные материалы для системы автоматизированной пробоподготовки Abbott m1000 (см. Приложение на 1 листе)
Abbott | Russia | MD |  | Стенты коронарные Биодивизио (Biodiv Ysio) (см. Приложение на 2 листах)I. Premounted BiodivYsio? Stent System BiodivYsio? OC HTP-11275 OC HTP-11300 OC HTP-11350 OC HTP-11400 OC HTP-15275 OC HTP-15300 OC HTP-15350 OC HTP-15400 OC HTP-18275 OC HTP-18300 OC HTP-18350 OC HTP-18400 OC HTP-22275 OC HTP-22300 OC HTP-22350 OC HTP-22400 OC HTP-28275 OC HTP-28300 OC HTP-28350 OC HTP-28400 OC HTP-08275 OC HTP-08300 OC HTP-08350 OC HTP-08400 OC II. BiodivYsio? AS HTP-11275 AS HTP-11300 AS HTP-11350 AS HTP-08725 AS HTP-15300 AS HTP-15350 AS HTP-15400 AS HTP-15275 AS HTP-08350 AS HTP-08400 AS HTP-11400 AS HTP-08300 AS III. BiodivYsio? SV SVP-07200 SV SVP-07225 SV SVP-10200 SV SVP-18200 SV SVP-10250 SV SVP-15200 SV SVP-15250 SV SVP-18225 SV SVP-18250 SV SVP-10225 SV IY. Premounted BiodivYsio? Stent System RXN-113000 RXN-154000 RXN-283500 RXN-1130 EF RXN-1535 EF RXN-153500 RXN-283000 RXN-153000 RXN-1135 EF RXN-1540 EF RXN-184000 RXN-114000 RXN-183500 RXN-1140 EF RXN-2230 EF RXN-113500 RXN-183000 RXN-284000 RXN-1530 EF RXN-2235 EF RXN-2240 EF Y. BiodivYsio? SV Premounted (Hypotube) Stent Dellivery System В3301-07 В3302-07 В3303-07 В3301-10 В3302-10 В3303-10 В3301-15 В3302-15 В3303-15 В3301-18 В3302-18 В3303-18 В3301-21 В3302-21 В3303-21 В3301-12 В3302-12 В3303-12 YI. Small Vessel (SV) PC Stent SVX-0720SV SVX-0725SV SVX-1020SV SVX-1025SV SVX-1520SV SVX-1525SV SVX-1820SV SVX-1825SV YII. BiodivYsio? HI PUSH (Premounted) НТХ ? 1130 АS НТХ ? 1135 АS НТХ ? 1140 АS НТХ ? 1530 АS НТХ ? 1535 АS НТХ ? 1540 АS НТХ ? 2830 ОС НТХ ? 2840 ОС НТХ ? 1130 ОС НТХ ? 1135 ОС НТХ ? 1140 ОС НТХ ? 1530 ОС НТХ ? 1535 ОС НТХ ? 1540 ОС НТХ ? 2835 ОСНТХ ? 1830 ОС НТХ ? 1835 ОС НТХ ? 1840 ОС НТХ ? 2230 ОС НТХ ? 2235 ОС НТХ ? 2240 ОС.
Abbott | Russia | MD |  | Автоматический анализатор клинической химии АЭРОСЕТ (AEROSET) в комплекте c принадлежностями (см. Приложение на 5 листах)
Abbott | Russia | MD |  | Система автоматизированной пробоподготовки Abbott m1000 с принадлежностями (см. Приложение на 1 листе)
Abbott | Russia | IVD |  | Тест-полоски и расходные материалы для in vitro экспресс-диагностики инфекционных заболеваний (см. Приложение на 1 листе)1. Determine ВИЧ 1/2 -Determine HIV-1/2. 2. Determine Сифилис TP - Determine Syphilis TP. 3. Determine HBs антиген - Determine HBs Ag. 4. Вспомогательный буфер - Chase buffer. Контрактное производство Drummond Scientific Co. США: 1. Капилляры с ЭДТА - EDTA Capillary Tubes.
Abbott | Russia | IVD |  | Реагенты диагностические in vitro для биохимического анализатора ARCHITECT C8000 (см. Приложение на 2 листах)Реагенты диагностические in vitro для биохимического анализатора ARCHITECT С8000: 1. 6K39-01 В2-Микроглобулин реагент Quantia B2-Microglobulin 6K47-01 В2-микроглобулин калибратор Quantia B2-Microglobulin Standard 2. 6K41-01 Ферритин реагент Quantia Ferritin 6K49-01 Ферритин калибратор Quantia Ferritin Standard 3. 6K42-01 Иммуноглобулин Е реагент Quantia IgE 6K50-01 Иммуноглобулин Е калибратор Quantia IgE Standard 4. 6K43-01 Миоглобин реагент Quantia Myoglobin 6K51-01 Миоглобин калибратор Quantia Myoglobin Standard 6K56-01 Ферритин/ Миоглобин/ Иммуноглобулин Е контроль Quantia Ferritin/Myoglobin/IgE Control 5. 7K02-01 Д-димер реагент Quantia D-DIMER 7K02-20 Д-димер контроль Quantia D-Dimer ControlI/II 7K02-10 Д-димер калибратор Quantia D-Dimer Standard 6. 6K44-01 Ревматоидный фактор реагент Quantia RF 6K52-01 Ревматоидный фактор калибратор Quantia RF Standard 7. 7K00-01 Липопротеин А реагент Quantia Lp(a) 7K00-10 Липопротеин-А калибратор Quantia Lp(a) Standard 7K00-20 Липопротеин-А контроль Quantia Lp(a) Control I/II 8. 6K38-01 Антистрептолизин О реагент Quantia ASO 6K46-01 Антистрептолизин О калибратор Quantia ASO Standard 6K54-01 Антистрептолизин О/ Ревматоидный фактор контроль 1 Quantia ASO-RF Control I 6K55-01 Антистрептолизин О/ Ревматоидный фактор контроль 2 Quantia ASO-RF Control II 9. 6K37-01 Альфа-1 гликопротеин реагент Quantia A-1-AGP 10. 6K99-01 Альфа-1 антитрипсин реагент Quantia A1-AT 6K45-01 Протеины калибратор Quantia Proteins Standard 6K53-01 Протеины контроль Quantia Proteins Control 11. 6K40-01 Дигитоксин реагент Quantia Digitoxin 6K48-01 Дигитоксин стандарт-калибратор Quantia Digitoxin Standard 6K57-01 Дигитоксин контроль Quantia Digitoxin Control 12. 7K01-01 Гентамицин реагент Quantia Gentamicin 7K01-10 Гентамицин стандарт-калибратор Quantia Gentamicin Standard 7K01-20 Гентамицин контроль Quantia Gentamicin Control I/II
Abbott | Russia | MD
Abbott | Russia | IVD |  | Реагенты диагностические in vitro для определения кардиомаркеров на иммунохимических анализаторах AxSYM и ARCHITECT i (см. Приложение на 2 листах).Реагенты диагностические in vitro для анализаторов иммунохимических AxSYM и ARCHITECTi фирмы Abbott Laboratories США: 1. 2J44-20 AxSYM Тропонин -I ADV реагент - AxSYM Troponin I ADV Reagent 2J44-01 AxSYM Тропонин -I ADV калибраторы - AxSYM Troponin I ADV Calibrators 2J44-10 AxSYM Тропонин-I ADV контроли - AxSYM Troponin I ADV Controls фирмы Abbott Laboratories США контрактное производство- Fisher Diagnostics США 2. 2К 41-20/25/30 ARCHITECT STAT Тропонин-I реагент - ARCHITECT STAT Troponin-I Reagent 2K41-01 ARCHITECT STAT Тропонин-I калибраторы - ARCHITECT STAT Troponin-I Calibrators 3. 2K42-20/25/30 - ARCHITECT STAT КК-МВ фракция реагент - ARCHITECT STAT CK-MB Reagent 2K42-01 ARCHITECT STAT КК-МВ фракция калибраторы - ARCHITECT STAT CK-MB Calibrators 4. 2K43-20/25/30 ARCHITECT STAT Миоглобин реагент - ARCHITECT STAT Myoglobin Reagent 2К43-01 ARCHITECT STAT Миоглобин калибраторы - ARCHITECT STAT Myoglobin Calibrators 3К43-10 ARCHITECT STAT Миоглобин контроли - ARCHITECT STAT Myoglobin Controls 3К53-01 ARCHITECTi програмное обеспечение WW - ARCHITECTi i System Assay CD-ROM - WW контрактное производство - Medical Analysis Systems Inc. (MAS) США: 2K41-10 ARCHITECT STAT Тропонин-I контроли - ARCHITECT STAT Troponin?I Controls 2K42-10 ARCHITECT STAT КК-МВ фракция контроли - ARCHITECT STAT CK-MB Controls
Abbott | Russia | IVD |  | Реагенты диагностические in vitro и материалы расходные для биохимического модульного анализатора ARCHITECT С8000 (см. Приложение на 2 листах)Реагенты диагностические in vitro и материалы расходные для биохимического модульного анализатора ARCHITECT C8000 производства ABBOTT Laboratories США SENTINEL CH S. r.l. Италия Липопротеины высокой плотности реагент жидкий - Cholesterol HDL Liquid Липопротеины высокой плотности/ Липопротеины низкой плотности калибратор - HDL / LDL Calibrator Липиды контроль - Lipids Control Желчные кислоты - Bile Acids TBA Желчные кислоты контроли 2 уровня - Bile Acids Controls (2 levels) Аммиак Ультра - Ammonia Ultra Аммиак контроли 3 уровня - Ammonia Controls (3 levels) Церулоплазмин - Ceruloplasmin Дибукаиновое число реагент жидкий - Dibucaine CHE Liquid Медь - Copper Фруктозамин - Fructosamine Фруктозамин контроли 1 - Fructosamine Ctrl 1 Фруктозамин контроли 2 - Fructosamine Ctrl 2 Железо реагент жидкий - Iron Liquid Ненасыщенная железосвязывающая способность реагент жидкий - UIBC Liquid Лёгкие цепи Каппа - Kappa light chains Лёгкие цепи Лямбда - Lambda light chains С - реактивный белок широкий диапазон - CRP Vario С - реактивный белок калибратор широкий диапазон - CRP Calibrator WR (Wide Range) Контрактное производство: Dade Behring Inc. Syva Co CША Пороговый мультикомпонентный калибратор DOA - Multiconstituent DOA Cutoff Calibrator Калибратор Опиаты 300 - Opiates 300 Calibrator Контрактное производство Toshiba Corporation Япония: Детергент А - Abbott Clinical Chemistry Detergent A Контрактное производство Kyowa Medex Co. LTD Япония: Детергент B - Abbott Clinical Chemistry Detergent B
Abbott | Russia | IVD |  | Реагенты для иммуноферментных анализаторов IMx AxSYM (см. Приложение на 1 листе)I. Реагенты для анализатора IMx: 1 IMx анти HBs Калибраторы - IMx® AUSAB® Calibrators 2 IMx анти HBs Разбавитель образца - IMx® AUSAB Specimen Diluent 3 IMx анти HBs Контроли - IMx® AUSAB® Controls 4 IMx HBsAg Контроли - IMx HBsAg Controls 5 IMx Core? Контроли - IMx ® Core? Controls 6 IMX CORE-M Контроли - IMx® CORE? - M Controls 7 IMx НВе 2 Контроли - IMx® HBe 2 Controls 8 IMx Анти-НВе 2 Контроли - IMx® Anti-HBe 2 Controls 9 IMx HCV версия 3.0 Контроли - IMx® HCV version 3.0 Controls 10 IMx анти-ВГА Контроли - IMx® HAVAB Controls 11 IMx анти-ВГА - М Контроли - IMx® HAVAB-M Controls 12 IMx HIV-1/HIV-2 III Плюс Контроли - IMx® HIV-1/HIV-2 III Plus Controls II. Реагенты для анализатора AxSYM: 1 AxSYM анти-HBs Стандартные калибраторы - AxSYM® AUSAB® Standard Calibrators 2 AxSYM Анти-HBs Эталонные калибраторы - AxSYM® AUSAB® Master Calibrators 3 AxSYM Анти-HBs Реагент для разведения - AxSYM® AUSAB® Dilution Reagent 4 AxSYM Анти-HBs Контроли - AxSYM® AUSAB Controls 5 AxSYM HBsAg Контроли - AxSYM® HBsAg Controls 6 AxSYM CORE Контроли - AxSYM® CORE? Controls 7 AxSYM CORE-M Контроли - AxSYM? CORE? - M Controls 8 AxSYM HBe 2.0 Контроли - AxSYM® HBe 2.0 Controls 9 AxSYM анти - HBe 2.0 Контроли - AxSYM® anti-HBe 2.0 Controls 10 AxSYM ВГС версия 3.0 Контроли - AxSYM® HCV version 3.0 Controls 11 AxSYM анти-ВГА 2.0 Контроли - AxSYM® HAVAB® 2.0 Controls 12 AxSYM анти-ВГА - М 2.0 Контроли - AxSYM® HAVAB-M ? 2.0 Controls 13 AxSYM ВИЧ 1/2 г О Контроли - AxSYM® HIV 1/2 g O Controls 14 AxSYM ВИЧ Аг/Ат Комбо Контроли - AxSYM ® HIV Ag/Ab Combo Controls
Abbott | Russia | IVD |  | Реагенты для иммуноферментных анализаторов IMx и AxSYM (см. Приложение на 6 листах). B2 MICROGLOBULIN Reagent B2 MICROGLOBULIN Calibrators B2 MICROGLOBULIN Controls B2 MICROGLOBULIN Specimen Diluent CEA Reagent CA 15-3 Reagent CA 15-3 Specimen Diluent CA 19-9 Reagent CA 19-9 Specimen Diluent CA 125 Reagent CA 125 Mode 1 Calibrators CA 125 Specimen Diluent SCC Reagent SCC Calibrators SCC Controls Total PSA Reagent Free PSA Reagent PSA Specimen Diluent Набор реагентов для лабораторной диагностики гормонов: FSH Reagent BETA-HCG Reagent BETA-HCG Calibrators BETA-HCG Controls BETA-HCG Specimen Diluent LH Reagent LH Calibrators LH Controls LH Mode 1 Calibrator Select LH Reagent PROLACTIN Reagent FREE T3 Reagent FREE T4 Reagent TOTAL T3 Reagent TOTAL T4 Reagent TOTAL T4 Calibrators TOTAL T4 Controls Набор реагентов для лабораторной диагностики кардиомаркёров: STAT CK-MB Reagent STAT CK-MB Mode 1 Calibrator STAT CK-MB Specimen Diluent Homocysteine Reagent Homocysteine Calibrators Homocysteine Controls Набор реагентов для лекарственного мониторинга: THEOPHYLLINE II Monoclonal Reagent Pack THEOPHYLLINE II Monoclonal Calibrators A THEOPHYLLINE II Monoclonal Controls B12 Reagent B12 Diluent FOLATE Reagent FOLATE Medium Control FOLATE Denaturant FOLATE Mode 1 Calibrator FOLATE Specimen Diluent SIROLIMUS Reagent SIROLIMUS Calibrators A SIROLIMUS Controls TACROLIMUS II Reagent TACROLIMUS II Calibrators A TACROLIMUS II Mode 1 Calibrators TACROLIMUS II Controls DIGOXIN NPT Reagent DIGOXIN NPT Calibrators A DIGOXIN NPT Controls Реагенты для анализатора AxSYM Набор реагентов для лабораторной диагностики онкомаркеров: AFP Reagent AFP Master Calibrators AFP Specimen Diluent CEA Reagent CEA Master Calibrators CA 19-9 Reagent CA 19-9 Master Calibrators CA 19-9 Master Calibrators CA 19-9 Specimen Diluent Free PSA Reagent Free PSA Master Calibrators PSA Specimen Diluent Total PSA Reagent Total PSA Master Calibrators CA 15.3 Reagent CA 15-3 Master Calibrators CA 15-3 Specimen Diluent CA 125 Reagent CA 125 Master Calibrators CA 125 Specimen Diluent B2 Microglobulin Reagent Pack B2 Microglobulin Standard Calibrators B2 Microglobulin Master Calibrators B2 Microglobulin Controls B2 Microglobulin Specimen Diluent Набор реагентов для лабораторной диагностики кардиомаркеров: Troponin I Reagent Troponin I Standard Calibrator Troponin I Controls Myoglobin - Reagent Myoglobin - Standard Calibrators Myoglobin - Master Calibrators Myoglobin - Controls Homocysteine - Reagent Homocysteine - Standard Calibrators Homocysteine - Master Calibrators Homocysteine ? Controls CK-MB Reagent CK-MB Specimen Diluent CK-MB Master Calibrators Набор реагентов для лабораторной диагностики гормонов: FSH Reagent FSH Master Calibrators TOTAL BETA-hCG Reagent TOTAL BETA-hCG Standard Calibrators TOTAL BETA-hCG Master Calibrators TOTAL BETA-hCG Controls TOTAL BETA-hCG Specimen Diluent LH Reagent LH Standard Calibrators LH Master Calibrators LH Controls PROLACTIN Reagent PROLACTIN Master Calibrators ESTRADIOL Reagent ESTRADIOL Standard Calibrators ESTRADIOL Master Calibrators ESTRADIOL Controls PROGESTERONE Reagent PROGESTERONE Standard Calibrators PROGESTERONE Master Calibrators PROGESTERONE Controls PROGESTERONE Specimen Diluent Insulin Reagent Insulin Controls Insulin Standard Calibrators Insulin Master Calibrators TSH 3rd Generation Reagent TSH 3rd Generation Standard Calibrator TSH 3rd Generation Controls TSH 3rd Generation Master Calibrators TSH 3rd Generation Diluent Free T3 Reagent Total T3 Reagent Total T3 Master Calibrators Free T4 Reagent Free T4 Master Calibrators Total T4 Reagent Total T4 Standard Calibrators Total T4 Master Calibrators Total T4 Controls Anti - TPO Reagent Anti - TPO Standard Calibrators Anti - TPO Master Calibrators Anti - TPO Controls Anti -TG Reagent Anti - TG Standard Calibrators Anti - TG Master Calibrators Anti - TG Controls Набор реагентов для лекарственного мониторинга: DIGOXIN II NPT Reagent DIGOXIN II NPT Standard Calibrators A DIGOXIN II NPT Controls DIGITOXIN Reagent DIGITOXIN Standard Calibrators A DIGITOXIN Controls CYCLOSPORINE Reagent CYCLOSPORINE Standard Calibrators A CYCLOSPORINE Controls Ethanol Reagent Ethanol Whole blood control Ethanol Serum control Ethanol Master calibrator Ethanol calibrator PROCAINAMIDE Reagent PROCAINAMIDE Standard Calibrators PROCAINAMIDE Controls NAPA Reagent NAPA Standard Calibrators NAPA Controls FOLATE REAGENT FOLATE Medium Control FOLATE Master Calibrator FOLATE Specimen Diluent FOLATE Protein Diuent B12 Reagent Реагенты для анализатора Imx Набор реагентов для лабораторной диагностики онкомаркеров: AFP Reagent AFP Specimen Diluent B12 Master Calibrators Immuno Assay Multi Constituent Control Набор универсальных реагентов для IMx AxSYM: X-SYS AFP Calibrators X-SYS AFP Controls X-SYS CEA Calibrators X-SYS CEA Controls X-SYS 19-9 Calibrators X-SYS 19-9 Controls X-SYS Free PSA Calibrators X-SYS Free PSA Controls X-SYS Total PSA Calibrators X-SYS Total PSA Controls X-SYS CA 15-3 Controls X-SYS CA 15-3 Calibrators X-SYS CA 125 Calibrators X-SYS CA 125 Controls X-SYS CK-MB Calibrators X-SYS CK-MB Controls X-SYS FSH Calibrators X-SYS FSH Controls X-SYS PROLACTIN Controls X-SYS Free T3 Calibrators X-SYS Free T3 Controls X-SYS Total T3 Calibrators X-SYS Total T3 Controls X-SYS Free T4 Calibrators X-SYS Free T4 Controls X-SYS Folate Calibrators X-SYS Folate Controls X-SYS Folate Lysis Reagent X-SYS B12 Calibrators X-SYS B12 Controls X-SYS PROLACTIN Calibrators
Abbott | Russia | IVD |  | Реагенты диагностические in vitro для биохимического анализатора Architect C8000 Module (см. Приложение на 1 листе)Реагенты диагностические in vitro для модульного биохимического анализатора ARCHITECT с8000 1. 1E06-20 Дигоксин реагент - Multigent Digoxin Assay 1E06-02 Дигоксин калибраторы - Multigent Digoxin Сalibrators 2. 1E13-20 Вальпроивая кислота реагент - Multigent Valproic Acid Assay 1E13-02 Вальпроивая кислота калибраторы - Multigent Valproic Acid Сalibrators 3. 2K96-20 Гликозилированный гемоглобин реагент - Multigent Hemoglobin A1c Reagents 2K96-10 Гликозилированный гемоглобин контроли - Multigent Hemoglobin A1c Controls 2K96-02 Гликозилированный гемоглобин калибраторы - Multigent Hemoglobin A1c Calibrators
Abbott | Russia | MD |  | Глюкометр FreeStyle Papillon Mini для определения уровня глюкозы в крови с принадлежностями и без принадлежностей (см. Приложение на 1 листе)
Abbott | Russia | MD |  | Расходные материалы к глюкометру FreeStyle Papillon Mini для определения уровня глюкозы в крови (см. Приложение на 1 листе)
Abbott | Russia | IVD |  | Прибор для определения концентрации лекарственного вещеста в крови модели TDхFLx в комплектации (см. приложение)952137 Набор принадлежностей: 4А2410 карусель для реагентов; 4А2411 подставка под batch реагенты; 4А2412 контейнер для сбора отходов; 4А2415 сканер и держатель баркода 951805 картридж для проб 951806 кювета 951811 карусель 951814 смазка для принтера 951902 буфер-дилюент 952012 лампа галогеновая 952013 шприц для образца 952014 шприц для дилюента 952015 клапан 952021 лента для принтера 953102 раствор для калибровки пипетки 996702 пробоотборник 996801 набор трубок 952716 TDx центрифуга высокоскоростная 952740 центрифужные пробирки 952006 штатив для пробирок 952031 карусель с флуориметрическими стандартами 952020 бумага обычная 968407 термобумага 952028 картридж для проб 954342 фильтр для вентилятора
Abbott | Russia | IVD |  | Реагенты для иммуноферментных анализаторов IMx AxSYM (см. Приложение на 3 листах)Реагенты для анализатора IMx и AxSYM фирмы «Abbott Laboratories» США «Abbott GmbH& Co. KG» Германия дополнительные производственные мощности размещены: Abbott Ireland Diagnostics Division (AIDD) Sligo Eire Ирландия. Реагенты для анализатора IMx: 1.IMx Антитела IgM 2.0 к цитомегаловирусу реагент - IMx CMV IgM 2.0 Reagent 2.X-sys Антитела IgM к цитомегаловирусу индекс калибраторы системные - X-sys CMV M Index Calibrators 3.X-sys Антитела IgM к цитомегаловирусу контроли системные - X-sys CMV IgM Controls 4.IMx Антитела IgG 2.0 к краснухе реагент - IMx Rubella IgG 2.0 Reagent 5.IMx Антитела IgG 2.0 к краснухе калибраторы - IMx Rubella Ig G 2.0 Calibrators 6.X-sys Антитела IgG к краснухе калибраторы системные - X-sys Rubella IgG Calibrators 7.IMx Антитела IgG 2.0 к краснухе контроли - IMx Rubella IgG 2.0 Controls 8.X-sys Антитела IgG к краснухе контроли системные - X-sys Rubella IgG Controls 9.IMx Антитела IgM к краснухе реагент - IMx Rubella IgM Reagent 10.IMx Антитела IgM к краснухе контроли - IMx Rubella IgM Controls 11.IMx Антитела IgG 2.0 к токсоплазмозу реагент - IMx TOXO IgG 2.0 Reagent 12.IMx Антитела IgG 2.0 к токсоплазмозу калибраторы - IMx TOXO IgG 2.0 Calibrators 13.X-sys Антитела IgG к токсоплазмозу калибраторы системные - X-sys TOXO Ig G Calibrators 14. IMx Антитела IgG 2.0 к токсоплазмозу контроли - IMx TOXO IgG 2.0 Controls 15.X-sys Антитела IgG к токсоплазмозу контроли системные - X-sys TOXO Ig G Controls 16.IMx Антитела IgM к токсоплазмозу реагент - IMx TOXO IgM Reagent 17.IMx Антитела IgM к токсоплазмозу контроли - IMx TOXO IgM Controls 18. IMx Антитела к гепатиту А реагент - IMx HAVAB Reagent 19. IMx антитела IgM к гепатиту А реагент - IMx HAVAB-M Reagent Реагенты для анализатора AxSYM: 1.AxSYM Антитела IgG к цитомегаловирусу реагент ? AxSYM CMV IgG Reagent 2.AxSYM Антитела IgG к цитомегаловирусу эталонные калибраторы - AxSYM CMV IgG Master Calibrators 3.AxSYM Антитела IgG к цитомегаловирусу стандартые калибраторы - AxSYM CMV IgG Standard Calibrators 4.AxSYM Антитела IgG к цитомегаловирусу контроли - AxSYM CMV IgG Controls 5.AxSYM Антитела IgM к цитомегаловирусу реагент ? AxSYM CMV IgM Reagent 6.X-sys Антитела IgM к цитомегаловирусу индекс калибраторы системные ? X-sys CMV IgM Index Calibrators 7.X-sys Антитела IgM к цитомегаловирусу контроли системные - X-sys CMV IgM Controls 8.AxSYM Антитела IgG к краснухе реагент - AxSYM Rubella IgG Antibody Reagent 9.AxSYM Антитела IgG к краснухе эталонные калибраторы - AxSYM Rubella IgG Master Calibrators 10.AxSYM Антитела IgG к краснухе стандартные калибраторы ? AxSYM Rubella IgG Standard Calibrators 11.X-sys Антитела IgG к краснухе калибраторы системные - X-sys Rubella IgG Calibrators 12.AxSYM Антитела IgG к краснухе контроли ? AxSYM Rubella IgG Controls 13.X-sys Антитела IgG к краснухе контроли системные - X-sys Rubella IgG Controls 14.AxSYM IgM Антитела к краснухе реагент - AxSYM Rubella IgM Reagent 15.AxSYM IgM Антитела к краснухе индекс калибратор - AxSYM Rubella IgM Index Calibrators 16.AxSYM IgM Антитела к краснухе контроли - AxSYM Rubella IgM Controls 17.AxSYM IgG Антитела к токсоплазмозу реагент - AxSYM TOXO IgG Reagent 18.AxSYM IgG Антитела к токсоплазмозу эталонные калибраторы - AxSYM TOXO IgG Master Calibrators 19.X-sys IgG Антитела к токсоплазмозу калибраторы системные - X-sys TOXO IgG Calibrators 20.X-sys IgG Антитела к токсоплазмозу контроли системные - X-sys TOXO IgG Controls 21.AxSYM Антитела IgM к токсоплазмозу реагент - AxSYM TOXO IgM Reagent 22. AxSYM Антитела IgM к токсоплазмозу индекс калибратор - AxSYM TOXO IgM Index Calibrators 23.AxSYM Антитела IgM к токсоплазмозу контроли - AxSYM TOXO IgM Controls 24.AxSYM Антитела 2.0 к вирусу гепатита А реагент - AxSYM HAVAB 2.0 Reagent 25.AxSYM Антитела IgM 2.0 к вирусу гепатита А реагент - AxSYM HAVAB-M 2.0 Reagent 26.AxSYM Антитела 2.0 к вирусу гепатита А количественный анализ Стандартные калибраторы - AxSYM HAVAB 2.0 Quantitative Standard Calibrators 27.AxSYM Антитела 2.0 к вирусу гепатита А количественный анализ разбавитель - AxSYM HAVAB 2.0 Quantitative Specimen Diluent
Abbott | Russia | IVD |  | Анализатор гематологический CELL-DYN 3700 с принадлежностями (см. Приложение на 2 листах) I. Принадлежности к Гематологическому анализатору Cell-Dyn 3700 (Базовый состав) 1 Набор принадлежностей состоит из: (ACCESSORY KIT 3700/СS): 1.1. Инструкция к интерфейсу RS232 (CD3700 Specification interface). 1.2.Защищающий чехол для клавиатуры ? (Keyboard Cover) 1.3. Кабель для принтера (6th Interface Cable) 1.4. Блокиратор сенсора отходов (Waste Sensor Dummy Plug) 1.5. Кабель питания (Cord Power 125V) 1.6. Бумага для принтера (Computer Printer Paper 8-1/2 X 11) 1.7. Предохранитель 8А (Fulse 8A T Sio-Bio) 2шт 1.8. Предохранитель 1.6А (Fulse Fast 1.6A) 2шт 1.9. Торцевой ключ 7/64 (Allen Wrench Hex Short L 7) 1.10. Кисточка для апертуры (Aperture Brush) 1.11. Предохранитель 4А (Fulse 4A T Sio-Bio) 2 шт 1.12. Комплект торцевых ключей метрических из 6 шт (Allen Wrench Set) 1.13.Комплект трубок подачи реагентов состоящий из: (Reagent Line Kit): 1.13.1 Трубка подачи фокусирующего раствора - ASSY CAP SHEATH 1.13.2 Трубка подачи раствора дилюента - ASSY CAP DILUENT 1.13.3 Трубка подачи раствора детергента - ASSY CAP DETERGENT 1.13.4 Трубка подачи лизирующего раствора - ASSY CAP HGB LYSE 1.13.5 Трубка для отходов - ASSY WASTE LINE3500 1.14. Насосные трубки малого размера 4шт. (Peristaltic Pump Tubing-Small 4) 1.15. Насосные трубки среднего размера 4шт. (Peristaltic Pump Tubing-medium 4) 1.16. Трубка соединительная (автозагрузчик) (Sample Aspiration Tubing (Sample Loader) 1.17. Проверочное устройство (Serial Loop Back Device) 1.18. Инструкция по выполнению контроля качества (INSTS MIXING & HANDLING) 1.19. Пробозаборная игла (автозагрузчик) (CD 3700SL Needle) 1.20.Кольцо-приспособление для открытия клапанов (Solenoid Ring Pull) 1.21.Cоединительный кабель анализатор?модуль обработки данных (Data Station Cable) 1.22.Сканер штрих кодов c инструкцией и элементами крепления (CD 37K BCDE RDR KIT) 2. Блок обработки данных (3700 DATA STATION CPU ASSAMBLY) 3. Монитор специальный (New Data Station Monitor) 4. Клавиатура специальная (KBD PC AT ENHANCED 101 KEYS) Дополнительная комплектация: Принтер специальный (PRINTER 220 VAC)
Abbott | Russia | IVD |  | Анализатор гематологический модели CD 1200 с принадлежностями (см. Приложение)6Н9502 шприц для лизирующего раствора 6Н9503 шприц для образца 3Н2301трёхуровневый контроль 6Н9501 шприц для дилюента 03Н1201 набор принадлежностей для CD 1200 3Н2401 калибратор 3Н2201 изотонический дилюент 3Н2101 лизирующий реагент/детергент
Abbott | Russia | IVD |  | Реагенты для определения натрийуретического пептида В-типа и тестостерона на анализаторе AxSYM (см. Приложение на 1 листе)Реагенты для анализатора AxSYM: 1. AxSYM натрийуретический пептид В-типа реагент ? AxSYM BNP Reagent 2. AxSYM натрийуретический пептид В-типа стандартные калибраторы - AxSYM BNP Standard Calibrators 3. AxSYM натрийуретический пептид В-типа контроли - AxSYM BNP Control 4. AxSYM натрийуретический пептид В-типа программное обеспечение ? AxSYM BNP Assay Dick 5. AxSYM тестостерон реагент ? AxSYM Testosterone Reagent 6. AxSYM тестостерон стандартные калибраторы ? AxSYM Testosterone Standard Calibrators 7. AxSYM тестостерон программное обеспечение ? AxSYM Testosterone Assay Dick
Abbott | Russia | MD
Abbott | Russia | IVD |  | Реагенты диагностические in vitro для оценки функции щитовидной железы на иммунохимическом анализаторе (см. Приложение на 1 листе)1. AxSYM TSH реагент 3-ей генерации - AxSYM 3rd Generation TSH Reagent. AxSYM TSH cтандартный калибратор 3-ей генерации - AxSYM 3rd Generation TSH Standard Calibrators. AxSYM TSH контроль 3-ей генерации - AxSYM 3rd Generation TSH Controls. 2. AxSYM Свободный Т3 реагент - AxSYM Free T3 Reagent. AxSYM Свободный Т3 калибратор - AxSYM Free T3 Calibrators. AxSYM Свободный Т3 контроль - AxSYM Free T3 Controls.
Abbott | Korea | MD |  | 1044590외 11건 | Catheter guidewire, cardiovascular | class 4
Abbott | Korea | MD |  | 9-ASD-SZP | Sizer for medical or dental use | class 1
Abbott | Korea | MD |  | 9-SB-018외 2건 | Catheter, cardiac, venticular | class 4
Abbott | Korea | MD |  | C12009외 1건 | Transducer, pressure, catheter tip, central circulation | class 4
Abbott | Korea | MD |  | Precision PCx Plus Blood Glucose Test Strips | Blood glucose strip | class 1
Abbott | Korea | MD |  | Precision Plus Blood Glucose Test Strips | Blood glucose strip | class 1
Abbott | Korea | MD |  | Optium Blood Glucose Test Strips(G3b) | Blood glucose strip | class 1
Abbott | Korea | MD |  | Free Style Optium Blood Glucose Test Strips | Blood glucose test strip | class 1
Abbott | Korea | MD |  | 3799 | Stimulator, electrical, analgesic, implantable | class 4
Abbott | Korea | MD |  | 1009527-08B외 35건 | Stent for medical use | class 4
Abbott | Korea | MD |  | 1011344-40외 21건 | Vascular stent, Central circulation | class 4
Abbott | Korea | MD |  | 1009527-08외 35건 | Drug eluting Coronary artery stent | class 4
Abbott | Korea | MD |  | 404840외 13건 | Catheter guidewire, vascular | class 2
Abbott | Korea | MD |  | CELL-DYN Ruby | Hematology analyzer, cell-quantifying | class 1
Abbott | Korea | MD |  | Flex Master F1 82079-9외 29건 | Coronary artery stent | class 4
Abbott | Korea | MD |  | Free Style Lite Blood Glucose Test Strips | Blood glucose test strip | class 1
Abbott | Korea | MD |  | CELL-DYN Sapphire | Hematology analyzer, cell-quantifying | class 1
Abbott | Korea | IVD |  | 12673-05외 1건 | Suture kit, non-absorbable | class 3
Abbott | Korea | MD |  | 9-PLUG-004외 22건 |  | class 4
Abbott | Korea | MD |  | LC PLUM XL | Infusion pump | class 2
Abbott | Korea | MD |  | JoStent Coronary Stent Graft Supreme System A110CG0930외 14건 | Stent, vascular | class 3
Abbott | Korea | MD |  | JoStent Renal A18R1205외 5건 | Stent, vascular | class 3
Abbott | Korea | MD |  | JoStent Selfx 015SX4406외 21건 | Stent for medical use | class 3
Abbott | Korea | MD |  | M12020외 39건 | Catheter, general-purpose, balloon | class 2
Abbott | Korea | MD |  | Precision G Blood Glucose Sensor | Glucose test system | class 1
Abbott | Korea | MD |  | CELL-DYN 3200 SYSTEM
Abbott | Korea | MD |  | B1030-020외 113건 | Angioplasty catheter, balloon dilatation, non-coronary | class 4
Abbott | Korea | MD |  | C408500외 38건 | Catheter introducer, haemostasis valve, not for central vein | class 2
Abbott | Korea | MD |  | 405269외 1건 | Catheter guidewire, cardiovascular | class 4
Abbott | Korea | MD |  | 1011521-12외 39건 | Stent, vascular | class 3
Abbott | Korea | MD |  | 1012164-08외 45건 | Coronary artery stent | class 4
Abbott | Korea | MD |  | 407449외 28건 | Catheter guidewire, cardiovascular | class 4
Abbott | Korea | MD |  | C11202 | Hemostat, internal, absorbable | class 4
Abbott | Korea | MD |  | 22260 | Catheter guidewire, cardiovascular | class 4
Abbott | Korea | MD |  | Hi-Torque Balance Middle Weight Guide Wire 1001780외 3건 | Catheter guidewire, cardiovascular | class 4
Abbott | Korea | MD |  | 1011914-020외 87건 | Peripheral stent | class 4
Abbott | Korea | MD |  | 1012401-06외 76건 | Angioplasty catheter, balloon dilatation, coronary, perfusing | class 4
Abbott | Korea | MD |  | 1012008-120외 15건 | Vascular stent, Central circulation | class 4
Abbott | Korea | MD |  | CELL-DYN 1200 | Manual type Blood cell counter | class 1
Abbott | Korea | MD |  | COMPANION PUMP | Infusion pump | class 2
Abbott | Korea | MD |  | OXIMETRIX 3 | Oximeter | class 2
Abbott | Korea | MD |  | OPTICATH P7110EH외 4건 | Fiberoptic catheter | class 2
Abbott | Korea | MD |  | 01479-004-002외 85건 | Intravascular administration set | class 2
Abbott | Korea | MD |  | 00052-054-001외 38건 | Infusion device | class 2
Abbott | Korea | MD |  | 6 FRENCH PCI KIT외 5건 | Percutaneous catheter | class 2
Abbott | Korea | MD |  | 00471-054-001외 6건 | Catheter, Gastrointestinal, short-term use | class 2
Abbott | Korea | MD |  | IMx Analyzer | Immunofluorometer equipment | class 1
Abbott | Korea | MD |  | A1015-020외 181건 | Angioplasty catheter, balloon dilatation, non-coronary | class 4
Abbott | Korea | MD |  | 42077-004-001외 7건 | Electronic direct blood-pressure meters | class 3
Abbott | Korea | MD |  | E623-089-001외 3건 | Anesthesia conduction catheter | class 2
Abbott | Korea | MD |  | i-STAT Portable Clinical Analyzer | Blood gases test system | class 1
Abbott | Russia | MD |  | Анализатор клинической химии Alcyon
Abbott | Russia | MD |  | Контактные линзы Proclear compatibles
Abbott | Russia | MD |  | Инструменты для внутрисосудистой ангиопластики (см. Приложение на 1 листе)1. Катетеры баллонные внутрисосудистые ?Fox? (Fox Fox Plus) 2. Катетеры баллонные внутрисосудистые ?JOCATH? (Maestro MaestroX Mercury O.P.E.R.A.) 3. Катетеры ангиографические ?JOGRAPHY? (Tripack Bipack Tripack+ Bipack+) 4. Катетеры проводниковые ?JOGUIDE? 5. Стенты внутрисосудистые ?JOSTENT? (Flex FlexMaster Coronary Stent Graft GraftMaster Bifurcation Sidebranch Peripheral Peripheral Stent Graft Renal) 6. Стенты внутрисосудистые FlexMaster F1 SelfX SelfX Xpert Selfx XF TriMaxx WaveMax Xact 7. Интродьюсеры внутрисосудистые ?JOGLIDE? 8. Фильтры противоэмболические ?EmboShield?
Abbott | Russia | IVD |  | Расходные материалы и реагенты к анализаторам портативным клиническим модели: i-STAT 1 Analyzer (Model № 300); i-STAT Portable Clinical Analyzer (Model № 200) для in vitro диагностики (см. Приложение на 3 листах)I. Производство I-STAT Corporation США: 1. Электронный симулятор - i-STAT Electronic Simulator 2. Адаптер для соединения принтера и анализатора - i-STAT IR Link 3. Адаптер для принтера - i-STAT Printer Cradle 4. Сетевой адаптер для подсоединения к компьютеру модель DS-300 - i-STAT 1 Downloader- Serial (Model No. DS-300) 5. Сетевой адаптер для подсоединения к компьютеру модель DN-300 - i-STAT 1 Downloader- Network (Model No. DN-300) 6. Зарядное устройство/ сетевой адаптер модель DRS-300 - i-STAT 1 Downloader/Recharger- Serial (Model No. DRS-300) 7. Зарядное устройство/ сетевой адаптер модель DRN-300 - i-STAT 1 DownloaderRecharger- Network (Model No. DRN-300) 8. Батарейки 9 вольт - i-STAT 1 9V NiMH Battery 9. Комплект программного обеспечения для анализатора - i-STAT Analyzer Programming Kit 10. Портативный внешний принтер - Portable Printer 11. Капилляры на 65 мкл - i-STAT 65 L Capillary Dispensers 12. Кардиомаркеры контроль уровень 1 - i-STAT Cardiac Markers Control Level 1 13. Кардиомаркеры контроль уровень 2 - i-STAT Cardiac Markers Control Level 2 14. Кардиомаркеры контроль уровень 3 - i-STAT Cardiac Markers Control Level 3 15. Кардиомаркеры Набор калибровочных растворов 3 уровня - i-STAT Cardiac Markers Calibration Verification Control Set Levels 1-3 II. Производство i-STAT Canada Ltd. Канада: 1. Картридж для определения глюкозы - i-STAT G Cartridge 2. Картридж для определения калия натрия гематокрита гемоглобина - i-STAT E3+ Cartridge 3. Картридж для определения калия натрия гематокрита гемоглобина глюкозы хлора мочевины - i-STAT 6+ Cartridge 4. Картридж для определения калия натрия гематокрита гемоглобина глюкозы - i-STAT EC4+ Cartridge 5. Картридж для определения калия натрия гематокрита гемоглобина газов крови (pH pCO2 HCO3б TCO2 Be Anion Gap) глюкозы хлора мочевины - i-STAT EC8+ Cartridge 6. Картридж для определения газов крови (pH pCO2 pO2 HCO3 TCO2 BE sO2) - i-STAT G3+ Cartridge 7. Картридж для определения калия натрия гематокрита гемоглобина газов крови (pH pCO2 pO2 HCO3 TCO2 BE sO2) - i-STAT EG6+ Cartridge 8. Картридж для определения калия натрия ионизированного кальция гематокрита гемоглобина газов крови (pH pCO2 pO2 HCO3 TCO2 BE sO2) - i-STAT EG7+ Cartridge 9. Картридж для определения креатинина - i-STAT CREA Cartridge 10. Картридж для определения газов крови (pH pCO2 pO2 HCO3 TCO2 BE sO2) лактата - i-STAT CG4+ Cartridge 11. Картридж для определения калия натрия гематокрита гемоглобина газов крови (pH pCO2 pO2 sO2 HCO3б TCO2 Be) глюкозы ионизированного кальция - i-STAT CG8+ Cartridge 12. Картридж для определения активированного времени свертывания (по селиту) - i-STAT Celite ACT Cartridge 13. Картридж для определения активированного времени свертывания (по каолину) - i-STAT Kaolin ACT Cartridge 14. Картридж для определения протромбинового индекса - i-STAT PT/INR Cartridge 15. Картридж для определения тропонина - i-STAT cTnI Cartridge III. Производство Bionostics Inc. США: 1. Стандартный контроль уровень 1 - i-STAT Control Level 1 2. Стандартный контроль уровень 2 - i-STAT Control Level 2 3. Стандартный контроль уровень 3 - i-STAT Control Level 3 4. Набор калибровочных растворов 5 уровней - i-STAT Calibration Verification Set Levels 1-5 IV. Производство Trinity Biotech Plc Ирландия: 1. Активированное время свертывания контроль уровень 1- i-STAT ACT Control Level 1 2. Активированное время свертывания контроль уровень 2 - i-STAT ACT Control Level 2 3. Протромбиновый индекс контроль уровень 1- i-STAT PT Control Level 1 4. Протромбиновый индекс контроль уровень 2 - i-STAT PT Control Level 2
Abbott | Russia | IVD |  | Реагенты диагностические in vitro для биохимического анализаторов ARCHITECT С8000 и AEROSET (см. Приложение на 2 листах) Производства фирмы Seradyn Inc. США для Abbott Laboratories США: 1. 3L34-20 Multigent Опиаты реагент - Multigent Opiates 2. 3L34-01 Multigent Опиаты калибратор 150 - Multigent Opiates 150 Сalibrator 3. 3L34-02 Multigent Опиаты калибратор 300 - Multigent Opiates 300 Сalibrator 4. 3L34-03 Multigent Опиаты калибратор 500 - Multigent Opiates 500 Сalibrator 5. 3L34-04 Multigent Опиаты калибратор 1000 - Multigent Opiates 1000 Сalibrator 6. 3L34-10 Multigent Опиаты контроль низкий диапазон - Multigent Opiates Low Control 7. 3L35-20 Multigent Метадон реагент - Multigent Methadone 8. 3L36-20 Multigent Этанол реагент - Multigent Ethanol 9. 3L36-01 Multigent Этанол калибратор негативный - Multigent Ethanol Neg Calibrator 10. 3L36-02 Multigent Этанол калибратор 100 - Multigent Ethanol 100 Calibrator 11. 3L36-10 Multigent Этанол контроль 50 - Multigent Ethanol 50 Control 12. 3L36-12 Multigent Этанол контроль 300 - Multigent Ethanol 300 Control 13. 3L37-20 Multigent Амфетамины/метамфетамины реагент - Multigent Amphetamine/Methamphetamine 14. 3L38-20 Multigent Барбитураты реагент - Multigent Barbiturates 15. 3L39-20 Multigent Бензодиазепин реагент - Multigent Benzodiazepines 16. 3L40-20 Multigent Кокаин реагент - Multigent Cocaine 17. 3L42-10 Multigent DOA MC II контроли - Multigent DOA MC II Control Set 18. 3L43-10 Multigent DOA MC I контроли - Multigent DOA MC I Control Set 19. 3L43-05 Multigent DOA MC калибратор негативный - Multigent DOA MC 20. Neg Calibrators 21. 3L43-01 Multigent DOA MC I калибратор1 - Multigent DOA MC I Calibrator 1 22. 3L43-02 Multigent DOA MC I калибратор 2 - Multigent DOA MC I Calibrator 2 23. 3L43-03 Multigent DOA MC I калибратор 3 - Multigent DOA MC I Calibrator 3 24. 3L43-04 Multigent DOA MC I калибратор 4 - Multigent DOA MC I Calibrator 4 25. 3L41-20 Multigent Каннабиоиды реагент - Multigent Cannabinoids 26. 3L41-01 Multigent Каннабиоиды калибратор 20 - Multigent Cannabinoids 20 Calibrator 27. 3L41-02 Multigent Каннабиоиды калибратор 50 - Multigent Cannabinoids 50 Calibrator 28. 3L41-03 Multigent Каннабиоиды калибратор 100 - Multigent Cannabinoids 100 Calibrator 29. 3L41-04 Multigent Каннабиоиды калибратор 200 - Multigent Cannabinoids 200 Calibrator 30. 3L41-10 Multigent Каннабиоиды контроль 40 - Mulitgent Cannabinoids 40 Control 31. 3L41-12 Multigent Каннабиоиды контроль 60 - Mulitgent Cannabinoids 60 Control 32. 3L41-13 Multigent Каннабиоиды контроль 75 - Mulitgent Cannabinoids 75 Control 33. 3L41-16 Multigent Каннабиоиды контроль 125 - Mulitgent Cannabinoids 125 Control 34. 3L42-20 Mulitgent Экстази реагент - Multigent Ecstasy 35. 3L42-01 Mulitgent Экстази калибратор 250 - Multigent Ecstasy 250 Calibrator 36. 3L42-02 Mulitgent Экстази калибратор 500 - Multigent Ecstasy 500 Calibrator 37. 3L42-03 Mulitgent Экстази калибратор 750 - Multigent Ecstasy 750 Calibrator 38. 3L42-04 Mulitgent Экстази калибратор 1000 - Multigent Ecstasy 1000 Calibrator
Abbott | Russia | IVD |  | Материалы расходные к модульному биохимическому анализатору ARCHITECT с8000 MODULE системы ARCHITECT (см. Приложение на 4 листах)1. Пробозаборник ICT (ICT Probe) 2. Пробозаборник для реагентов (Reagent Probe) 3. Соединительные трубки для пробозаборника реагентов (Reagent Probe Tubing) 4. Пробозаборник для образцов (Sample Probe) 5. Соединительные трубки для пробозаборника образцов (Sample Probe Tubing) 6. Адаптер для реагентного картриджа на 20 мл (20 mL Reagent Cartridge Adapter) 10 шт 7. Адаптер для малого реагентного картриджа (Small Reagent Cartridge Adapter) 10 шт 8. Шприц на 1 мл (1 mL Syringe)4 шт 9. Осушительный наконечник кювет (Cuvette Drying Tip) 2 шт 10. Заменяемая пара кювет (Cuvette Replacement Pair) 2 шт 11. Стеклоочиститель для кювет (Cuvette Wiper) 2шт 12. Уплотнительное кольцо ICT (ICT O-ring) 2 шт 13. Обратный клапан референсного раствора ICT (ICT Reference Solution Check Valve) 2 шт 14. Миксер (Mixer) 15. Уплотнительное кольцо для шприца реагентов (Reagent Syringe O-ring) 1 шт 16. Уплотнительная насадка 1 для шприца реагентов (Reagent Syringe Seal Tip 1) 4 шт 17. Уплотнительная насадка 2 для шприца реагентов (Reagent Syringe Seal Tip 2) 4 шт 18. Винт для пробозаборника реагентов/образцов (Reagent/Sample Probe Screw) 5 шт 19. Фильтр для референсного/промывающего раствора (Reference/Wash Solution Line Filter) 3 шт 20. Уплотнительное кольцо для шприца образцов/промывающего раствора (Sample/Wash Solution Syringe O-ring) 1 шт 21. Уплотнительная насадка 1 для шприца образцов/промывающего раствора (Sample/Wash Solution Syringe Seal Tip 1) 2 шт 22. Уплотнительная насадка 2 для шприца образцов/промывающего раствора (Sample/Wash Solution Syringe Seal Tip 2) 2 шт 23. Лампа (Source Lamp) 1 шт 24. Обратный клапан для промывающего раствора (Wash Solution Check Valve) 4 шт 25. Модуль ICT (ICT module) 1 шт. 26. Чашечки для образцов (Sample Cups) 1000/уп; 27. Картридж малый натуральный (55 мл) (Small Cartridge) 20/уп; 28. Картридж малый белый (55 мл) (Small Cartridge) 20/уп; 29. Картридж большой натуральный (90 мл) (Large Cartridge) 20/уп; 30. Картридж большой белый (90 мл) (Large Cartridge) 20/уп; 31. Картридж усеченный 20 мл прозрачный (20 mL Truncated Clear) 20/уп 32. Картридж усеченный 20 мл непрозрачный (20 mL Truncated Opaque) 20/уп; 33. Крышки для контейнера (Container Caps) 20/уп; 34. Наружный сегмент А для больших реагентных картриджей с калибраторной мишенью (Reagent supply center large cartridge outer A segment ? calibration target) 35. Наружный сегмент В С для больших реагентных картриджей 1 (Reagent supply center 1 large cartridge outer B C segment) 2 шт. 36. Внутренний сегмент D для больших реагентных картриджей 1 с калибраторной мишенью (Reagent supply center 1 inner segment D ? calibration target) 37. Наружный сегмент А для малых реагентных картриджей 2 с калибраторной мишенью (Reagent supply center 2 small cartridge A segment ? сalibration target) 38. Наружный сегмент В С D для больших картриджей 2 (Reagent supply center 2 large cartridge outer B C D segment) 39. Наружный сегмент В С D для малых реагентных картриджей 2 (Reagent supply center 2 small cartridge B C D segment) 2 шт. 40. Диск исследований (Assay Disk Conventional Units) 41. Диск исследований СИ единицы (Assay Disk SI Units) 42. Системный диск ARCHITECT (System System Software CD-ROM) 43. Руководство по исследованиям (ARCHITECT Clinical Chemistry Assay Application Guide) 44.Руководство-вкладыши на исследования (Manual Aeroset and ARCHITECT System Package Insert) 45. Руководство для оператора (Manual ARCHITECT System Operation paper)
Abbott | Russia | IVD |  | Реагенты диагностические для иммунохимических анализаторов IMx AxSYM (см. Приложение на 1 листе)AxSYM HBsAg (в 2) реагент- AxSYM HBsAg (v 2) Reagent AxSYM HBs Ag Подтверждающий реагент- Аксим HBs Ag Confirmatory Reagent AxSYM анти HBs реагент- AxSYM AUSAB Reagent AxSYM Core реагент AxSYM Core Reagent AxSYM Core M реагент - AxSYM Core M Reagent AxSYM HBe 2.0 реагент - AxSYM HBe 2.0 Reagent AxSYM анти HBe 2.0 реагент - AxSYM anti HBe 2.0 Reagent AxSYM ВГС версия 3.0 реагент- AxSYM HCV version 3.0 Reagent AxSYM HAVAB 2.0 Количественный- AxSYM HAVAB 2.0 Quantitative Перечень диагностических реагентов к анализатору IMx: IMx HBsAg (в 2) реагент -IMx HbsAg (V2) Reagent IMx HBs Ag подтверждающий реагент - IMx HBsAg Confirmatory Reagent IMx анти-HBs реагент - IMx AUSAB Reagent IMx Core реагент - IMx Core Reagent IMX Core-M реагент - IMx Core - M Reagent IMx НВе 2.0 реагент - IMx HBe 2.0 Reagent IMx Анти-НВе 2.0 реагент - IMx Anti-HBe 2.0 Reagent IMx HCV версия 3.0 реагент - IMx HCV version 3.0 Reagent IMx анти-ВГА - IgM реагент - Mx HAVAB-M Reagent Перечень диагностических реагентов к анализатору AxSYM:
Abbott | Russia | IVD |  | Реагенты диагностические для иммунохимического анализатора ARHITECT (см. Приложение на 2 листах)Перечень диагностических реагентов к анализатору ARHITECT i2000: ARCHITECT HBsAg реагент - ARCHITECT HBs Ag Reagent ARCHITECT HbsAg калибратор - ARCHITECT HBsAg Calibrator ARCHITECT HBsAg контроли - ARCHITECT HBsAg Controls ARCHITECT HBsAg подтверждающий версия 1 реагент - ARCHITECT HBsAg Confirmatory V1 ARCHITECT HBsAg ручной разбавитель- ARCHITECT HBsAg Manual Diluent ARCHITECT HBsAg подтверждающий версия 1 калибратор - ARCHITECT HBsAg Confirmatory V1 Calibrator ARCHITECT HBsAg подтверждающий версия 1 контроли - ARCHITECT HBsAg Confirmatory V1 Controls ARCHITECT анти-HBs реагент - ARCHITECT Anti-HBs Reagent ARCHITECT анти-HBs калибратор - ARCHITECT Anti-HBs Calibrator ARCHITECT анти-HBs контроли - ARCHITECT Anti-HBs Controls ARCHITECT анти-HBc реагент - ARCHITECT Anti-HBc Reagent ARCHITECT анти-HBc калибратор - ARCHITECT Anti-HBc Calibrator ARCHITECT анти-HBc контроли - ARCHITECT Anti-HBc Controls ARCHITECT анти- HBc IgM реагент - ARCHITECT Anti-HBc IgM Reagent ARCHITECT анти- HBc IgM калибратор - ARCHITECT Anti-HBc IgM Calibrator ARCHITECT анти- HBc IgM контроли - ARCHITECT Anti-HBc IgM Controls ARCHITECT HBeAg реагент - ARCHITECT HBeAg Reagent ARCHITECT HBeAg калибратор - ARCHITECT HBeAg Calibrator ARCHITECT HBeAg контроли - ARCHITECT HBeAg Controls ARCHITECT анти- HBe реагент - ARCHITECT Anti-HBe Reagent ARCHITECT анти- HBe калибратор - ARCHITECT Anti-HBe Calibrator ARCHITECT анти- HBe контроли - ARCHITECT Anti-HBe Controls ARCHITECT анти-HCV реагент - ARCHITECT Anti-HCV Reagent ARCHITECT анти-HCV калибратор - ARCHITECT Anti-HCV Calibrator ARCHITECT анти-HCV контроли - ARCHITECT Anti-HCV Controls ARCHITECT анти-ВГА - IgM реагент - ARCHITECT HAVAb - IgM Reagent ARCHITECT анти-ВГА - IgM калибратор - ARCHITECT HAVAb - IgM Calibrator ARCHITECT анти-ВГА - IgM контроли - ARCHITECT HAVAb - IgM Controls ARCHITECT анти-ВГА - IgG реагент - ARCHITECT HAVAb-IgG Reagent ARCHITECT анти-ВГА - IgG калибратор - ARCHITECT HAVAb- IgG Calibrator ARCHITECT анти-ВГА - IgG контроли - ARCHITECT HAVAb-IgG Controls
Abbott | Russia | IVD |  | Реагенты in vitro и расходные материалы для определения вирусной нагрузки ВИЧ (вируса иммунодефицита человека) и гепатита B С методом ПЦР в режиме реального времени (см. Приложение на 3 листах)I. Реагенты: 1. Реагенты для амплификации Abbott RealTime ВИЧ-1 (Abbott RealTime HIV-1 Amplification Reagent Kit): - внутренний контроль Abbott RealTime ВИЧ-1 (Abbott RealTime HIV-1 Internal Control) - 12мл 4 пробирки; - реагенты для амплификации Abbott RealTime ВИЧ-1 (Abbott RealTime HIV-1 Amplification Reagent Pack) - 24 теста 4 упаковки: а) термостабильный фермент rTth полимераза (2.9 to 3.5 Units/µL) - 0141 мл 1 пробирка; б) синтетические олигонуклеотиды (4 праймера 2 зонда и 1 олигонуклеотид гасителя) - 110 мл 1 пробирка в) активирующий реагент 30mM раствор хлорида марганца - 0.40мл 1 пробирка. 2. Контроли Abbott RealTime ВИЧ-1 (Abbott RealTime HIV-1 Control Kit): - отрицательный контроль Abbott RealTime ВИЧ-1 (Abbott RealTime HIV-1 Negative Control) - 18 мл 8 пробирок; - слабоположительный контроль Abbott RealTime ВИЧ-1 (Abbott RealTime HIV-1 Low Positive Control) - 18 мл 8 пробирок; - сильноположительный контроль Abbott RealTime ВИЧ-1 (Abbott RealTime HIV-1 High Positive Control) - 18 мл 8 пробирок. 3. Калибраторы Abbott RealTime ВИЧ-1 (Abbott RealTime HIV-1 Calibrator Kit): - калибратор А Abbott RealTime ВИЧ-1 (Abbott RealTime HIV-1 Calibrator A) - 18 мл 12 пробирок; - калибратор B Abbott RealTime ВИЧ-1 (Abbott RealTime HIV-1 Calibrator B) - 18 мл 12 пробирок. 4. Реагенты для амплификации Abbott RealTime ВГС (Abbott RealTime HCV Amplification Reagent Kit): - внутренний контроль Abbott RealTime ВГС (Abbott RealTime HCV Internal Control) - по 12мл 4 пробирки; - упаковка реагентов для амплификации Abbott RealTime ВГС (Abbott RealTime HCV Amplification Reagent Pack) - 24 теста 4 упаковки: а) термостабильный фермент rTth полимераза (2.9 to 3.5 Units/µL) - 0.141 мл 1 пробирка; б) синтетические олигонуклеотиды (4 праймера 2 зонда и 1 олигонуклеотид гасителя) - 110мл 1 пробирка; в) активирующий реагент 30mM раствор хлорида марганца - 040мл 1 пробирка. 5. Контроли Abbott RealTime ВГС (Abbott RealTimeHCV Control Kit): - отрицательный контроль Abbott RealTime ВГС (Abbott RealTime HCV Negative Control) - 18мл 8 пробирок; - слабоположительный контроль Abbott RealTime ВГС (Abbott RealTime HCV Low Positive Control) - 18мл 8 пробирок; - сильноположительный контроль Abbott RealTime ВГС (Abbott RealTime HCV High Positive Control) - 18мл 8 пробирок. 6. Калибраторы Abbott RealTime ВГС (Abbott RealTime HCV Calibrator Kit): - калибратор А Abbott RealTime ВГС (Abbott RealTime HCV Calibrator A) - 18мл 12 пробирок; -калибратор B Abbott RealTime ВГС (Abbott RealTime HCV Calibrator B) - 18мл 12 пробирок. II. Материалы расходные: 1. Реакционный планшет с 96 лунками (ABBOTT® 96-Well Optical Reaction Plate). 2. Клеющаяся крышка для реакционных планшетов (ABBOTT® Optical Adhesive Cover). 3. Подставка под реакционный планшет (ABBOTT® Splash Free Support Base). 4. Аппликатор для клеющейся крышки (ABBOTT® Adhesive Cover Applicator). 5. Сменная галлогеновая лампа (ABBOTT® m2000rt Halogen Lamp Replacement). 6. Сменный держатель реакционных планшетов (ABBOTT® m2000rt Plate Holder Replacement). 7. Набор для оптической калибровки (ABBOTT® Optical Calibration Kit).
Abbott | Russia | MD |  | Анализатор гематологический модели CD 3700 в комплекте с принадлежностями (см. Приложение)
Abbott | Russia | IVD |  | Реагенты диагностические in vitro для биохимического анализатора ARCHITECT с 8000 (см. Приложение на 2 листах )1. Фенобарбитал реагент - Abbott Clinical Chemistry Phenobarbital Reagent Фенобарбитал калибратор - Abbott Clinical Chemistry Phenobarbital Сalibrator 2. Фенитоин реагент - Abbott Clinical Chemistry Phenytoin Reagent Фенитоин калибратор - Abbott Clinical Chemistry Phenytoin Сalibrator 3. Теофиллин реагент - Abbott Clinical Chemistry Theophylline Reagent Теофиллин калибратор - Abbott Clinical Chemistry Theophylline Calibrator 4. Этанол реагент - Abbott Clinical Chemistry Ethanol Этанол калибратор 0 мг/дл - Abbott Clinical Chemistry Ethanol 0 mg/dl Calibrator Этанол калибратор 100 мг/дл - Abbott Clinical Chemistry Ethanol 100 mg/dl Calibrator 5. Амфетамины/метамфетамины реагент - Abbott Clinical Chemistry AmphetamineMethamphetamine 6. Бензодиазепин реагент - Abbott Clinical Chemistry Benzodiazepines 7. Барбитураты реагент - Abbott Clinical Chemistry Barbiturates 8. Каннабиоиды реагент - Abbott Clinical Chemistry Cannabinoids 9. Кокаин реагент - Abbott Clinical Chemistry Cocaine 10. Метадон реагент - Abbott Clinical Chemistry Methadone 11. Опиаты реагент - Abbott Clinical Chemistry Opiates 12. Фенциклидин реагент - Abbott Clinical Chemistry Phencyclidine 13. Пропоксифен реагент - Abbott Clinical Chemistry Propoxyphene Мультиконтроль I - Abbott Clinical Chemistry Multiconstituent DOA Verifier I Мультиконтроль II - Abbott Clinical Chemistry Multiconstituent DOA Verifier II 14. Карбамазепин реагент - Abbott Clinical Chemistry Carbamazepin Карбамазепин калибратор - Abbott Clinical Chemistry Carbamazepin Сalibrator 15. Панкреатическая амилаза реагент - Pancreatic Amylase 16. Альфагидроксибутератдегидрогеназа реагент - HBDH Liquid 17. Холинэстераза реагент - Cholinesterase Liquid 18. КК-МВ реагент - CK-MB Immuno КК-МВ калибратор - CK-MB Calibrator КК-МВ контроль - CK-MB Control 19. Ультрачувствительный С-реактивный белок реагент - CRP Ultra С-реактивный белок калибраторы - CRP Calibrator Set С-реактивный белок калибратор - CRP Calibrator US С-реактивный белок контроль - CRP Control US 20. Липопротеины низкой плотности реагент - Cholesterol LDL Liquid Калибратор для биохимических исследований - Clin Chem Cal Биохимические исследования контроль1 - Clin Chem Control 1 Биохимические исследования контроль2 - Clin Chem Control 2 Белки плазмы калибратор - Plasmaproteins Cal 3x Иммуноконтроли 1 - Immuno Control 1 Иммуноконтроли 2 - Immuno Control 2 Иммуноконтроли набор - Immuno Control Set (2 levels)
Abbott | Russia | IVD |  | Реагенты для in vitro диагностики гепатита С ВИЧ и сифилиса (см. Приложение на 1 листе)1. Murex ВГС Аг/Ат Комбо - Murex HCV Ag/Ab Combination. 2. Murex ВИЧ Аг/Ат Комбо - Murex HIV Ag/Ab Combination. 3. Murex ВИЧ 1.2.0 - Murex HIV 1.2.0. 4. Murex ICE Сифилис - Murex ICE Syphilis.
Abbott | Russia | IVD |  | Материалы расходные к анализатору гематологическому модели CELL-DYN 1800 (см. Приложение на 1 листе)4.Пробозаборник (Sample Probe) 5.Наклейки штрих-кодов тип 39 (Code 39 Bar Code Labels) 1000шт/уп. 6.Апертура Лейкоцитарная 100 мкм (Apertur Plate WBC) 7.Апертура Эритроцитарная 60 мкм (Apertur Plate RBC) 8.Кисточка для апертуры (Aperture Brush) 9.Кольцо для открывания клапанов (Ring Pull Solenoid) 10.Картридж для принтера (B&W Cartridge) 11.Заглушка разъема датчика слива (Waste Dummy Plug) 12.Набор трубок для подачи реагентов (Reagent Line Kit): -Трубка лизирующего реагента для 1-литровой канистры (Reagent Line Assembly Lyse 1L) - Входящая трубка детергента (Detergent Line Inlet Assembly) - Сливная трубка (Waste Line Assembly) - Входящая трубка разбавителя-дилюента (Diluent Line Inlet Assembly) - Входящая трубка лизирующего реагента (Lyse Line Inlet Tube) 13. Печатающая лента для CD принтера (CD Graphics Ribbon) 14. Специальная бумага для CD принтера (CD Printer Paper) 15. CELL-DYN чашечки для счёта (CELL-DYN Counting Cups) 500 шт/уп. 16. Крышка для лизирующего реагента в канистре на 960мл ( Lyse Cap for 960ml) 5 шт/уп. 17. Крышка для лизирующего реагента в канистре на 38 л и 20 л ( Lyse Cap for 3.8 or 20L container) 5 шт/уп. 18. CELL-DYN 16 диск с параметрами контроля (CELL-DYN 16 Control Assay Disk) 19. CELL-DYN 22 диск с параметрами контроля (CELL-DYN 22 Control Assay Disk) 1.Шприц для образца (Syringe Sample) 01 мл 2.Шприц для разбавляющего реагента (Diluent Syringe) 10 мл 3.Шприц для лизирующего реагента (Lyse Syringe) 2.5 мл
Abbott | Russia | IVD |  | Анализатор гематологический модели CELL-DYN 1800 с принадлежностями (см. Приложение на 1 листе)1.3 Торцевой ключ 3/32 (Allen Wrench 3/32) 1.4 Торцевой ключ 7/64(Allen Wrench 7/64) 1.5 Кисточка для апертуры (Aperture Brush) 1.6 Набор трубок для подачи реагентов: (Reagent Line Kit): -Трубка лизирующего реагента для 1-литровой канистры (Reagent Line Assembly Lyse 1L) -Входящая трубка детергента (Detergent Line Inlet Assembly) -Сливная трубка (Waste Line Assembly) -Входящая трубка разбавителя-дилюента (Diluent Line Inlet Assembly) -Входящая трубка лизирующего реагента (Lyse Line Inlet Tube) 1.7 Кабель для принтера (Printer Cable) 1.8 Инструкция по правильному обращению и перемешиванию контроля (Instruction for Mixing and Handling) 1.9 Трубка силиконовая (Silicon Tubing) 2. Руководство по эксплуатации (Cell-Dyn 1800 Operations manual) 3. Описание RS232 интерфейса (Interface Specifications) 4. CD Принтер специальный (CD Printer) 5. CD Клавиатура специальная (Keyboard) 6. Сканер штрих-кода (Bar Code Scanner) 7. Стойка для CD принтера (Printer Stand) 1. Набор принадлежностей: (Cell-Dyn 1800 Accessory Kit): 1.1 1.1 Крышка для клавиатуры (Keyboard Cover) 1.2 Шнур питания (Power Cord)
Abbott | Russia | IVD |  | Реагенты к анализатору гематологическому модели CELL-DYN 1800 (см. Приложение на 1 листе)11.CELL-DYN Cell Dyn 16 трехуровневый контроль половинная упаковка 6х25мл; по 2 фл. каждого уровня (CELL-DYN 16 Tri-Level Control Half-Pack 6 x 2.5 ml; 2 of each level) 2.Лизирующий безцианидный реагент в канистре 38 л (CELL-DYN 1800 CN-free Diff Lyse 38 l сube) 3.Лизирующий безцианидный реагент в бутыле 960 мл (CELL-DYN 1800 CN-free Diff Lyse 960 ml bottle) 4.Моющий раствор-детергент в канистре 20 л (CELL-DYN Reagent Detergent 20 l сube) 5.Моющий раствор-детергент в бутылях 4х38 л (CELL-DYN Reagent Detergent 4х38 l bottles) 6.Моющий раствор-детергент в бутыле 1х38 л (CELL-DYN Reagent Detergent 1х38 l bottle) 7.Разбавитель-дилюент в канистре 20 л (Diluent 20 l cube) 8.Разбавитель-дилюент в бутылях 4х38 л (Diluent 4х38 l bottles)9.Разбавитель-дилюент в бутыле1х38 л (Diluent 1х38 l bottle) 10.CELL-DYN 16 трехуровневый контроль 12х25мл; по 4фл. каждого уровня (CELL-DYN 16 Tri-Level Control 12 x 2.5 ml; 4 of each level) 12.CELL-DYN 16 контроль нормальный уровень 6х25мл (CELL-DYN 16 Control Normal Level 6 x 2.5 ml; 6 of normal control) 13.CELL-DYN калибратор 2х25мл (CELL-DYN Calibrator 2 x 2.5 ml) Реагенты к гематологическому анализатору CELL-DYN 1800: 1.Энзиматический очиститель 2x50 мл (Enzymatic Cleaner 2x50 ml) 15. CELL-DYN 22 трехуровневый контроль половинная упаковка 6х25мл; по 2 фл. каждого уровня (CELL-DYN 22 Tri-Level Control Half -Pack 6 x 2.5 ml; 2 of each level) 16.CELL-DYN 22 контроль нормальный уровень 6х25мл (CELL-DYN 22 Control Normal Level 6 x 2.5 ml; 6 of normal control) 17.CELL-DYN 22 калибратор 2х25мл (CELL-DYN 22 Calibrator 2 x 2.5 ml) 14.CELL-DYN 22 трехуровневый контроль 12х25мл; по 4 фл. каждого уровня (CELL-DYN 22 Tri-Level Control 12 x 2.5 ml; 4 of each level) 18. Фокусирующий реагент 96 л (Sheat Reagent 96 l)
Abbott | Russia | IVD |  | Реагенты диагностические in-vitro для иммунохимических анализаторов ARCHITECTi и IMx (см. Приложение на 2 листах)Фирма-производитель Abbott Laboratories США 1. ARCHITECT реагент для ухода за зондом - ARCHITECT Probe Conditioning Solution Фирма Abbott Laboratories США Контрактное производство: Fujirebio Diagnostics Inc. СШA 1. ARCHITECT BNP реагент - ARCHITECT BNP Reagent 2. ARCHITECT BNP калибраторы - ARCHITECT BNP Calibrators 3. ARCHITECT BNP контроли - ARCHITECT BNP Controls 4. ARCHITECT CA 19-9XR реагент - ARCHITECT CA 19-9XR Reagent 5. ARCHITECT CA 19-9XR калибраторы - ARCHITECT CA 19-9XR Calibrators 6. ARCHITECT CA 19-9XR контроли - ARCHITECT CA 19-9XR Controls 7. Диск для исследований CA 19-9XR - Assay CD ROM Фирма Abbott GmbH & Co. KG Германия Контрактное производствo: BIOKIT S.A. Испания 1. Белок связывающий половые гормоны реагент - ARCHITECT SHBG Reagent 2. ARCHITECT Белок связывающий половые гормоны калибратор - ARCHITECT SHBG Calibrator 3. ARCHITECT Белок связывающий половые гормоны контроль - ARCHITECT SHBG Controls 4. Диск для исследований SHBG - Assay disk 5. ARCHITECT Дегидроэпиандростерон сульфат (ДГЭА-С) реагент - ARCHITECT DHEA-S Reagent 6. ARCHITECT Дегидроэпиандростерон сульфат (ДГЭА-С) калибратор - ARCHITECT DHEA-S Calibrators 7. ARCHITECT Дегидроэпиандростерон сульфат (ДГЭА-С) контроль - ARCHITECT DHEA-S Controls 8. Диск для исследований ДГЭА-С добавление Е - ARCHITECTi System Assay СD -ROM- WW - Additional E Фирма Abbott GmbH & Co. KG Германия Контрактное производство: Axis- Shield Diagnostics Ltd. Великобритания 1. IMx BNP реагент - IMx BNP Reagent: 2. IMx BNP реагент с аксессуарами - IMx BNP Reagents (with accessories) 3. IMx BNP калибраторы - IMx BNP Calibrators 4. IMx BNP контроли - IMx BNP Controls 5. IMx Сиролимус реагент - IMx Sirolimus Reagent Pack 6. IMx Сиролимус калибраторы - IMx Sirolimus Calibrators 7. IMx Сиролимус контроли - IMx Sirolimus Controls 8. IMx Реагент для преципитации - IMx Sirolimus Whole Blood Precipitation Reagent 9. IMx Сиролимус MODE-1 калибратор - IMx Sirolimus MODE-1 Calibrator
Abbott | Russia | IVD |  | Реагенты in vitro для диагностики гепатитов B и С (см. Приложение на 1 листе) Мюрекс HBs Ag - Murex HBs Ag Мюрекс HBs Ag подтверждающий - Murex HBs Ag Сonfirmatory Мюрекс HCV серотипирование - Murex HCV serotyping Мюрекс анти-HCV - Murex anti-HCV
Abbott | Russia | IVD |  | Реагенты диагностические для анализаторов иммунохимических Imx и AxSYM (см. Приложение на 1 листе)Реагенты для анализатора IMx: IMx ВИЧ-1/ВИЧ-2 III Плюс реагент - IMx HIV-1/HIV-2 III Plus Reagent IMx ВИЧ-1/ВИЧ-2 III Плюс программное обеспечение - IMx HIV-1/HIV-2 III Plus Assay Disk Реагенты для анализатора AxSYM: AxSYM ВИЧ 1/2 гO реагент - AxSYM HIV1/2 gO Reagent AxSYM ВИЧ ? гO программное обеспечение ?AxSYM HIV1/2 gO Assay Disk AxSYM ВИЧ АГ/АТ Комбо реагент - AxSYM HIV Ag/Ab Combo AxSYM ВИЧ АГ/АТ Комбо программное обеспечение ?AxSYM Combo Assay Disk
Abbott | Russia | IVD |  | Модульный иммунохимический анализатор Architect i2000 module в комплекте с принадлежностями (см. Приложение на 3 листах). Набор принадлежностей - Accessory Kit Контейнер для приготовления дезинфектанта - Blench Preparation Container Фильтр для буфера - Filter buffer Фильтр конструктива плат - Filter Card Cage/Supply Фильтр обрабатывающего центра - Filter Processing Center Пробозаборник - Probe Пробозаборник/трубка руки отходов - Probe/Tubing Waste Arm Пробозаборник промывочной зоны - Probe Wash zone Датчик уровня буфера - Sensor level buffer Датчик уровня Претриггера - Sensor level PreTrigger Датчик уровня Триггера - Sensor level Trigger Трубка пробозаборника - Tubing Probe Трубка перекачки буфера - Tubing Wash Buffer Transfer Трубка/сенсор температуры промывочной зоны - Tubing /Sensor Temp WZ Контейнер для приготовления буфера - Wash Buffer Preparation container Обрабатывающий модуль - ARCHITECT/2000 Processing Module (PM) Устройство разбавления буфера - ARCHITECT ARM- Automatic Reconstitutional Module (Optional Accessory) Принадлежности к устройству ARM - ARM Accessory Kit Руководство по эксплуатации ARM - ARM User's Guide Считыватель бар кодов - Bar code Scanner SCC (Optional Accessory) Описание считывателя бар кодов - Bar code Scanner Users Guide Набор для выгрузки буфера - Buffer Kit CD-ROM - система Архитект i - CD-ROM ARCHITECT i System CD-ROM с файлами исследований - CD-ROM ARCHITECT i System Assay - WW Обучающий CD-ROM - CD-ROM ARCHITECT i System Computer Based Traning CD-ROM по обслуживанию - CD-ROMARCHITECT i System Maintenance and diagnostics CD-ROM с инструкциями для оператора - CD-ROM ARCHITECT i System Operation Manual CD-R для копирования - CD-R Disk ARCHITECT Крышка внутренних компонентов 1 - Cover internal components 1 Крышка внутренних компонентов 2 и 3 - Cover internal components 2 and 3 Центр управления системой - CPU System Control Center (SCC) Сосуд для обслуживания - Maintenance Cleaning Bottle Инструкции для оператора -Manual ARCHITECT i System Operations Инструкции-вкладыши для реагентов - Manual ARCHITECT i System Package Insert Монитор - Monitor Touchscreen Сетевой концентротор используемый для центральной Европы - Cables AX Принтер - Printer Реакционные ячейки - Reaction Vessels Заменяемые крышки - Replacement Caps Штативы для образцов - Sample Carriers Чашечки для образцов - Sample Cups Основной набор загрузчика - Base SH Kit Набор загрузчика для одиночного модуля -Single module SH Kit Модификация от одиночного до мультимодуля - Single to multi-module SH Upgrade Мультимодульный загрузчик - Multi-module SH Original Стойка центра управления - Стойка центра управления Клавиатура - Keyboard English Предохранительные крышки - Septum Акустическая система контрольного центра - Speakers Внешний термометр - Thermometr external Инструмент для калибровки бар кода рабочей части загрузчика - Инструмент для калибровки бар кода рабочей части загрузчика -Tool Bar Code Calibration Инструмент для калибровки загрузчика - Инструмент для калибровки загрузчика -Tool Carrier Calibration Инструмент для калибровки бар кода входной части загрузчика - Tool LQ Bar Code Источник бесперебойного питания - UPS Voltage 220 Внешний насос слива - Waste Pump External Сосуд для обслуживания промывочной зоны - WZ Probe Maintenance Water Bottle
Abbott | USA | IVD | PJT | LibreLinkUp | Continuous Glucose Monitor Secondary Display | 2
Abbott | USA | MD | KMK | MitraClip System Accessory: Plate;MitraClip System Accessory: Lift;MitraClip System Accessory: Stabilizer | Device, Intravascular Catheter Securement | 1
Abbott | USA | MD | DRJ | ViewFlex Catheter Interface Module (CIM) H701375 and H701374 | System, Signal Isolation | 1
Abbott | USA | IVD | CEP | Alinity i LH Reagent Kit (LN 07P9120, 07P9130);ARCHITECT LH Reagent Kit (LN 2P40-25, 2P40-35) | Radioimmunoassay, Luteinizing Hormone | 1
Abbott | USA | IVD | CGJ | Alinity i FSH Reagent Kit (LN 07P4920, 07P4930);ARCHITECT FSH Reagent Kit (LN 7K75-25, 7K75-35) | Radioimmunoassay, Follicle-Stimulating Hormone | 1
Abbott | USA | IVD | KNK | Uric Acid2 (Alinity c; LN 04U0920, 04U0930);Uric Acid (LN 3P39-22, 3P39-42);Alinity c Uric Acid Reagent Kit (LN 08P5620, 08P5630) | Acid, Uric, Uricase (Colorimetric) | 1
Abbott | USA | IVD | CDO | Uric Acid2 (ARCHITECT; LN 04T1320, 04T1330) | Acid, Uric, Uricase (U.V.) | 1
Abbott | USA | MD | FTY | AMPLATZER Sizing Plate | Tape, Measuring, Rulers And Calipers | 1
Abbott | Korea | MD |  | RFG-IONIC | Lesion generator, radio-frequency | class 3
Abbott | Korea | IVD |  | ARCHITECT Cyclosporine Reagent Kit (3R30-25)외 1건 | IVD reagents for Cardiovascular, central nervous system TDM tests | class 3
Abbott | Korea | IVD |  | Alinity i STAT Myoglobin Reagent Kit (04V3720)외 1건 | IVD reagents for cardiac marker | class 3
Abbott | Korea | MD |  | 1030001J외 3건 | Catheter guidewire, cardiovascular | class 4
Abbott | Korea | IVD |  | Alinity m STI AMP Kit | IVD reagents for infectious disease marker(Diagnosis of Sexually transmitted disease, Legally designated infectious pathogens other than ‘high risk pathogens’, Infectious agents with moderate infectivity), molecular diagnostics | class 3
Abbott | Korea | MD |  | 406968외 1건 | Catheter introducer, central vein | class 4
Abbott | Korea | MD |  | 406700외 11건 | Catheter introducer | class 2
Abbott | Japan | MD |  | Ellipse Limited (Conditional MRI compatible) | Auto-implantation type actuator
Abbott | Japan | MD |  | Quattrode lead accessories | Implantable pain relief stimulator
Abbott | Japan | MD |  | Ellipse (Conditional MRI compatible) | Auto-implantation type actuator
Abbott | Japan | MD |  | Accessories for "EON Mini Dual 8 Neurostimulator" | Implantable pain relief stimulator
Abbott | Japan | MD |  | Accessories for "EON Mini Dual 8 Neurostimulator" | Implantable pain relief stimulator
Abbott | Japan | MD |  | Accessories for "Brio Dual 8 Neurostimulator" | tremor electrical brain stimulator
Abbott | Japan | MD |  | ViewMate Z Ultrasound System | General-purpose ultrasound imaging system
Abbott | Japan | MD |  | SCS Extracorporeal Stimulator | Electrical stimulation device for pain relief
Abbott | Japan | MD |  | Fortify Ashura (Conditional MRI compatible) | Auto-implantation type actuator
Abbott | Japan | MD |  | Accessories (magnet) for the Proclaim Elite MRI Dual 8 Neurostimulator | Implantable pain relief stimulator
Abbott | Japan | MD |  | Prodigy MRI Dual 8 Neurostimulator Accessories (Charger) | Implantable pain relief stimulator
Abbott | Japan | MD |  | Accessory for "Prodigy Programmer" (Rapid Programmer) | Programmer for implantable active devices
Abbott | Japan | MD |  | S4 lead accessories | Implantable pain relief stimulator
Abbott | Japan | MD |  | Neutrino ICD (with conditional MRI) | Auto-implantation type actuator
Abbott | Japan | MD |  | S4 lead accessories | Implantable pain relief stimulator
Abbott | Japan | MD |  | Neutrino ICD Limited (with conditional MRI) | Auto-implantation type actuator
Abbott | Japan | MD |  | Proclaim XR MRI Dual 8 neurostimulator (supports conditional MRI) | Implantable pain relief stimulator
Abbott | Japan | MD |  | S8 lead | Implantable pain relief stimulator
Abbott | Japan | MD |  | Quattrode lead | Implantable pain relief stimulator
Abbott | Japan | MD |  | Quattrode lead accessories | Implantable pain relief stimulator
Abbott | Japan | MD |  | Infinity Dual 8 Neurostimulator (MRI Conditional) | tremor electrical brain stimulator
Abbott | Japan | MD |  | Brio Programmer | Programmer for implantable active devices
Abbott | Japan | MD |  | SJM FD-OCT imaging system | OCT diagnostic imaging equipment
Abbott | Japan | MD |  | SJM FD-OCT Integrated Imaging System | OCT diagnostic imaging equipment
Abbott | Japan | MD |  | ViewMate ZS3 Ultrasound System | General-purpose ultrasound imaging system
Abbott | Japan | MD |  | Brio Dual 8 Neurostimulator | tremor electrical brain stimulator
Abbott | Japan | MD |  | Artemis Programmer | Programmer for implantable active devices
Abbott | Japan | MD |  | Artemis Programmer | Programmer for implantable active devices
Abbott | Japan | IVD |  | PIVKA-II Abbott (Architect F5-Y309-1/J06/R03) | PIVKA-II Kit
Abbott | Japan | IVD |  | PIVKA-II Abbott (Architect F5-Y309-1/J05/R03) | PIVKA-II Kit
Abbott | Japan | IVD |  | Accugene m-HIV-1 (G06400R11) | Human Immunodeficiency Virus 1 Nucleic Acid Kit
Abbott | Japan | IVD |  | βHCG Abbott (Alinity G06285R02) | Human Chorionic Gonadotropin Kit for Blood Test
Abbott | Japan | IVD |  | ProGRP/Abbott (Architect F5-Y308-1/J09/R08) | Gastrin Releasing Peptide Precursor Kit
Abbott | Japan | IVD |  | Affinion HbA1c | Glycohemoglobin A1c kit
Abbott | Japan | IVD |  | Accugene m-HIV-1 (471826R14) | Human Immunodeficiency Virus 1 Nucleic Acid Kit
Abbott | Japan | IVD |  | Architect Carbamazepine (471866R03) | carbamazepine kit
Abbott | Japan | IVD |  | Architect Gentamicin (471865R11) | gentamicin kit
Abbott | Japan | IVD |  | HAVAB-G Abbott (Architect 471849R03) | Hepatitis A virus antibody kit
Abbott | Japan | IVD |  | Vysis ALK Break Apart FISH probe kit | ALK fusion gene detection kit
Abbott | Japan | MD |  | Accugene m-EBV (G07656R04) | New addition item
Abbott | Japan | IVD |  | HBc Abbott (Architect 471851R10) | Hepatitis B virus core antibody kit
Abbott | Japan | IVD |  | G3b Blood Glucose Measuring Electrode | Self-test glucose kit
Abbott | Japan | IVD |  | G3cH blood glucose measurement electrode barcode | Blood test glucose kit
Abbott | Japan | IVD |  | β-Ketone Measuring Electrode II (for Freestyle Precision Pro/Precision Exceed Pro) | 3-hydroxybutyric acid kit
Abbott | Japan | IVD |  | β-Ketone Measuring Electrode III | 3-hydroxybutyric acid self-test kit
Abbott | Japan | IVD |  | Accugene m-HCV (G06402R09) | Hepatitis C virus nucleic acid kit
Abbott | Japan | IVD |  | β-Ketone Measuring Electrode II (For Freestyle Precision Neo H) | 3-hydroxybutyric acid kit
Abbott | Japan | IVD |  | Accugene m-HBV (G06401R07) | Hepatitis B virus surface nucleic acid kit
Abbott | Japan | IVD |  | G3cH blood glucose measurement electrode | Blood test glucose kit
Abbott | Japan | IVD |  | β-Ketone Measuring Electrode II | 3-hydroxybutyric acid kit
Abbott | Japan | IVD |  | C-Peptide Abbott (Alinity G06334R02) | C-peptide kit
Abbott | Japan | IVD |  | FS Precision Neo H blood glucose measurement electrode | Blood test glucose kit
Abbott | Japan | IVD |  | FS Precision Pro Blood Glucose Measurement Electrode | Blood test glucose kit
Abbott | Japan | MD |  | ASD closure set | Prosthetic material for artificial pericardium
Abbott | Japan | MD |  | Excelis + CRT-D | Implantable biventricular pacing pulse generator with defibrillation function
Abbott | Japan | MD |  | endurance | implantable cardiac pacemaker
Abbott | Japan | MD |  | Optisense Optim | Implantable defibrillator/pacemaker lead
Abbott | Japan | MD |  | MULTI-LINK Pixel Stent | coronary stent
Abbott | Japan | MD |  | MitraClip NT System (G2) | Percutaneous mitral valve mal-coaptation repair system
Abbott | Japan | MD |  | Implantable artificial heart assist HeartMate II accessories | implantable ventricular assist system
Abbott | Japan | MD |  | Implantable artificial heart assist HeartMate II accessories | implantable ventricular assist system
Abbott | Japan | MD |  | Navitor transcatheter valve system | Transcatheter bovine pericardial valve
Abbott | Japan | MD |  | Connector pin conversion adapter accessories | implantable pacemaker adapter
Abbott | Japan | MD |  | Optisense Optim accessories | Implantable defibrillator/pacemaker lead
Abbott | Japan | MD |  | Quartet Ex Family Accessories | Implantable defibrillator/pacemaker lead
Abbott | Japan | MD |  | Endurance MRI (Conditional MRI compatible) | implantable cardiac pacemaker
Abbott | Japan | MD |  | Quartet Accessories | Implantable defibrillator/pacemaker lead
Abbott | Japan | MD |  | Quick Flex Micro accessories | Implantable defibrillator/pacemaker lead
Abbott | Japan | MD |  | Connector pin conversion adapter accessories | implantable pacemaker adapter
Abbott | Japan | MD |  | Optisense OptimJ accessories | Implantable defibrillator/pacemaker lead
Abbott | Japan | MD |  | Connector pin conversion adapter accessories | implantable pacemaker adapter
Abbott | Japan | MD |  | Assurity MRI (Conditional MRI compatible) | implantable cardiac pacemaker
Abbott | Japan | MD |  | Connector pin conversion adapter accessories | implantable pacemaker adapter
Abbott | Japan | MD |  | Accent MRI (Conditional MRI compatible) | implantable cardiac pacemaker
Abbott | Japan | MD |  | Accent MRI RF (Conditional MRI compatible) | implantable cardiac pacemaker
Abbott | Japan | MD |  | Connector pin conversion adapter accessories | implantable pacemaker adapter
Abbott | Japan | MD |  | Implantable artificial heart assist HeartMate II accessories | implantable ventricular assist system
Abbott | Japan | MD |  | XIENCE V Drug Eluting Stent | coronary stent
Abbott | Japan | MD |  | Implantable artificial heart assist HeartMate 3 accessories | implantable ventricular assist system
Abbott | Japan | MD |  | XIENCE Skypoint 48 Drug Eluting Stent | coronary stent
Abbott | Japan | MD |  | Supera stent | vascular stent
Abbott | Japan | MD |  | XIENCE PRIME SV Drug Eluting Stent | coronary stent
Abbott | Japan | MD |  | PROMUS Drug Eluting Stent | coronary stent
Abbott | Japan | MD |  | MULTI-LINK Minivision Coronary Stent System | coronary stent
Abbott | Japan | MD |  | MULTI-LINK Vision Coronary Stent System | coronary stent
Abbott | Japan | MD |  | XIENCE PRIME Drug Eluting Stent | coronary stent
Abbott | Japan | MD |  | Accessories for "MitraClip NT System" (common to G2 and G4) | Percutaneous mitral valve mal-coaptation repair system
Abbott | Japan | MD |  | MitraClip NT system (G4) | Percutaneous mitral valve mal-coaptation repair system
Abbott | Japan | MD |  | Isoflex OptimJ (Conditional MRI compatible) | Implantable defibrillator/pacemaker lead
Abbott | Japan | MD |  | Connector pin conversion adapter accessories | implantable pacemaker adapter
Abbott | Japan | MD |  | Connector pin conversion adapter accessories | implantable pacemaker adapter
Abbott | Japan | MD |  | Connector pin conversion adapter accessories | implantable pacemaker adapter
Abbott | Japan | MD |  | Connector pin conversion adapter accessories | implantable pacemaker adapter
Abbott | Japan | MD |  | Connector pin conversion adapter accessories | implantable pacemaker adapter
Abbott | Japan | MD |  | Quickflex accessories | Implantable defibrillator/pacemaker lead
Abbott | Japan | MD |  | Accessories for "Quartet Ex Family N" | Implantable defibrillator/pacemaker lead
Abbott | Japan | MD |  | Isoflex Optim (Conditional MRI compatible) | Implantable defibrillator/pacemaker lead
Abbott | Japan | MD |  | Optisense Optim accessories | Implantable defibrillator/pacemaker lead
Abbott | Japan | MD |  | Optisense Optim accessories | Implantable defibrillator/pacemaker lead
Abbott | Japan | MD |  | Optisense Optim accessories | Implantable defibrillator/pacemaker lead
Abbott | Japan | MD |  | Allure Quadra CRT-P | Implantable biventricular pacing pulse generator without defibrillation
Abbott | Japan | MD |  | Optisense OptimJ accessories | Implantable defibrillator/pacemaker lead
Abbott | Japan | MD |  | Assurity | implantable cardiac pacemaker
Abbott | Japan | MD |  | Allure CRT-P | Implantable biventricular pacing pulse generator without defibrillation
Abbott | Japan | MD |  | VDD lead DX | endocardial implantable pacemaker lead
Abbott | Japan | MD |  | SensiTherm Multi Esophageal Monitoring System | Electrodes for transesophageal external cardiac pacemakers
Abbott | Japan | MD |  | Optisense OptimJ accessories | Implantable defibrillator/pacemaker lead
Abbott | Japan | MD |  | Durata ICD Screw-in Lead J (MRI Conditional) | Implantable defibrillator/pacemaker lead
Abbott | Japan | MD |  | Durata ICD screw-in lead (MRI conditional) | Implantable defibrillator/pacemaker lead
Abbott | Japan | MD |  | Accessories for "SJM extracorporeal DDD3085" | Invasive external cardiac pacemaker
Abbott | Japan | MD |  | Durata ICD Tined Lead | Implantable defibrillator/pacemaker lead
Abbott | Japan | MD |  | Accessories for "Durata ICD lead single coil" | Implantable defibrillator/pacemaker lead
Abbott | Japan | MD |  | Durata ICD lead single coil (conditional MRI compatible) | Implantable defibrillator/pacemaker lead
Abbott | Japan | MD |  | Optisure Dual Screw-in N (Conditional MRI compatible) | Implantable defibrillator/pacemaker lead
Abbott | Japan | MD |  | Optisense OptimJ accessories | Implantable defibrillator/pacemaker lead
Abbott | Japan | MD |  | Accessories for "Durata ICD screw-in lead" | Implantable defibrillator/pacemaker lead
Abbott | Japan | MD |  | Optisure dual screw-in (conditional MRI compatible) | Implantable defibrillator/pacemaker lead
Abbott | Japan | MD |  | SensiTherm Esophageal Monitoring System | Electrodes for transesophageal external cardiac pacemakers
Abbott | Japan | MD |  | SJM Epic Valve Sizer Set Model B1000 | artificial heart valve sizer
Abbott | Japan | MD |  | SensiTherm Esophageal Monitoring System | Electrodes for transesophageal external cardiac pacemakers
Abbott | Japan | MD |  | SJM Taylor Annuloplasty Ring Sizer Set | Annuloplasty ring sizer
Abbott | Japan | MD |  | SensiTherm Multi Esophageal Monitoring System | Electrodes for transesophageal external cardiac pacemakers
Abbott | Japan | MD |  | SJM Trifecta Valve GT | bovine pericardial valve
Abbott | Japan | MD |  | Accessories for "Durata ICD Lead Single Coil J" | Implantable defibrillator/pacemaker lead
Abbott | Japan | MD |  | SJM Trifecta valve sizer set model TF2000 | artificial heart valve sizer
Abbott | Singapore | MD |  | Flexiflo Gravity Systems |  | Class A
Abbott | Singapore | MD |  | Alinity c-series Acid Probe Wash |  | Class A
Abbott | Singapore | MD |  | Abbott VP2000™ Processor |  | Class A
Abbott | Singapore | MD |  | LibreView |  | Class A
Abbott | Singapore | MD |  | Vysis Paraffin Pretreatment IV & Post-Hybridization WashBuffer Kit |  | Class A
Abbott | Singapore | MD |  | ARC i2000 Refurb |  | Class A
Abbott | Singapore | MD |  | ARC c8000 SA RSH Refurb |  | Class A
Abbott | Singapore | MD |  | ARC c16000 SA RSH Refurb |  | Class A
Abbott | Singapore | MD |  | ARC c16000 INT RSH Refurb |  | Class A
Abbott | Singapore | MD |  | ARC Tbng Wash Buffer |  | Class A
Abbott | Singapore | MD |  | Cell Dyn Emerald 22 AL |  | Class A
Abbott | Singapore | MD |  | Alinity c series Reagent Cartridge, Black (Large) |  | Class A
Abbott | Singapore | MD |  | ARC i2SR Refurb |  | Class A
Abbott | Singapore | MD |  | ARC c16K Refurb |  | Class A
Abbott | Singapore | MD |  | ARC c8000 INT RSH Refurb |  | Class A
Abbott | Singapore | MD |  | CD Sap Soln Eosin |  | Class A
Abbott | Singapore | MD |  | Alinity I-Stat |  | Class A
Abbott | Singapore | MD |  | ARCHITECT c16000 |  | Class A
Abbott | Singapore | MD |  | Acid Wash |  | Class A
Abbott | Singapore | MD |  | Alinity c-series Maintenance Solutions |  | Class A
Abbott | Singapore | MD |  | Architect Reaction Vessels |  | Class A
Abbott | Singapore | MD |  | Alinity m Transport Tube |  | Class A
Abbott | Singapore | MD |  | Alinity ci-series Sample Cups |  | Class A
Abbott | Singapore | MD |  | Alinity Reagent Replacement Caps |  | Class A
Abbott | Singapore | MD |  | Alinity i Maintenance Cleaning Cartridge |  | Class A
Abbott | Singapore | MD |  | CELL Dyn Ruby |  | Class A
Abbott | Singapore | MD |  | CELL Dyn Ruby |  | Class A
Abbott | Singapore | MD |  | ARC i1SR Refurb |  | Class A
Abbott | Singapore | MD |  | ARC i1SR INTEG Refurb |  | Class A
Abbott | Singapore | MD |  | Alinity m Cervi-Collect Specimen Collection Kit |  | Class A
Abbott | Singapore | MD |  | Alinity m Lysis Solution |  | Class A
Abbott | Singapore | MD |  | Alinity m Vapour Barrier Solution |  | Class A
Abbott | Singapore | MD |  | Cell Dyn Emerald CN Free Lyse |  | Class A
Abbott | Singapore | MD |  | Alinity m Bottle for Ethanol Use |  | Class A
Abbott | Singapore | MD |  | Abbott Standard Pathfinder 900 Automated Sample Management System |  | Class A
Abbott | Singapore | MD |  | ARC i2SR SA RSH Refurb |  | Class A
Abbott | Singapore | MD |  | ARC i2 Front ISH Refurb |  | Class A
Abbott | Singapore | MD |  | Architect Septum |  | Class A
Abbott | Singapore | MD |  | The Alinity s Concentrated Wash Buffer |  | Class A
Abbott | Singapore | MD |  | Alinity i-series Probe Conditioning Solution |  | Class A
Abbott | Singapore | MD |  | Alinity hs Slide Maker Stainer |  | Class A
Abbott | Singapore | MD |  | Alinity h-series Smear Tape Cartridge |  | Class A
Abbott | Singapore | MD |  | Alinity Trigger Solution |  | Class A
Abbott | Singapore | MD |  | Alinity h-series Phosphate Buffer |  | Class A
Abbott | Singapore | MD |  | Alinity c series Reagent Cartridge, Clear (Large) |  | Class A
Abbott | Singapore | MD |  | Abbott Standard Pathfinder 350S Model: 03P27-01 |  | Class A
Abbott | Singapore | MD |  | Abbott Cervi-Collect Specimen Collection Kit |  | Class A
Abbott | Singapore | MD |  | ARCHITECT i2000SR |  | Class A
Abbott | Singapore | MD |  | ARC i2SR INT RSH Refurb |  | Class A
Abbott | Singapore | MD |  | ARC i2 Side ISH Refurb |  | Class A
Abbott | Singapore | MD |  | Alinity I-Stat |  | Class A
Abbott | Singapore | MD |  | ICT Reference Solution |  | Class A
Abbott | Singapore | MD |  | ARC c4000 SA Refurb |  | Class A
Abbott | Singapore | MD |  | ARC Filter Buffer |  | Class A
Abbott | Singapore | MD |  | BSQ Optics Verifiers Kit |  | Class A
Abbott | Singapore | MD |  | Enzymatic Cleaner Concentrate |  | Class A
Abbott | Singapore | MD |  | ARCHITECT Optic Verifier |  | Class A
Abbott | Singapore | MD |  | Cell-Dyn Emerald 22 |  | Class A
Abbott | Singapore | MD |  | Alinity i-series Concentrated Wash Buffer |  | Class A
Abbott | Singapore | MD |  | Architect Pre-Trigger Solution |  | Class A
Abbott | Singapore | MD |  | Architect Replacement Caps |  | Class A
Abbott | Singapore | MD |  | Alinity i-series Concentrated Wash Buffer |  | Class A
Abbott | Singapore | MD |  | Alinity s Optics Verifier Kit |  | Class A
Abbott | Singapore | MD |  | Alinity h-series AutoClean Solution |  | Class A
Abbott | Singapore | MD |  | Alinity m Transport Tube Pierceable Capped |  | Class A
Abbott | Singapore | MD |  | Alinity Reaction Vessels |  | Class A
Abbott | Singapore | MD |  | CELL Dyn Sapphire |  | Class A
Abbott | Singapore | MD |  | ARC c8000 Refurb |  | Class A
Abbott | Singapore | MD |  | Detergent A |  | Class A
Abbott | Singapore | MD |  | Detergent B |  | Class A
Abbott | Korea | MD |  | FreeStyle Freedom Blood Glucose Test Strips | Blood glucose test strip | class 1
Abbott | Korea | MD |  | FreeStyle Freedom Blood Glucose Monitoring System | Glucose analyzer for clinical use | class 1
Abbott | Korea | MD |  | C407594외 3건 | Catheter introducer, haemostasis valve, not for central vein | class 2
Abbott | Korea | MD |  | 1009664외 7건 | Catheter guidewire, cardiovascular | class 4
Abbott | Korea | MD |  | Optium Omega Blood Glucose Monitoring System | Glucose test system | class 1
Abbott | Korea | MD |  | 1011751-06외 41건 | Angioplasty catheter, balloon dilatation, coronary, perfusing | class 4
Abbott | Korea | MD |  | Abbott Architect i2000 system | Chemiluminescence assay(CLIA) analyzer | class 1
Abbott | Korea | MD |  | 14679-02 | Clip, implantable, mini-vascular ligating | class 3
Abbott | Korea | MD |  | 1008012-12외 39건 | Biliary stent | class 3
Abbott | Korea | MD |  | 1044586외 7건 | Catheter guidewire, cardiovascular | class 4
Abbott | Korea | MD |  | Abbott PRISM System외 1건 | Chemiluminescence assay(CLIA) analyzer | class 1
Abbott | Korea | MD |  | 9-ITV06F45/60외 27건 | Catheter introducer, central vein | class 4
Abbott | Korea | MD |  | Abbott Architect i1000sr | Chemiluminescence assay(CLIA) analyzer | class 1
Abbott | Japan | MD |  | Neurothermo Disposable Electrodes | ablation probe
Abbott | Japan | MD |  | Neurothermo NT500 | ablation electrosurgical unit
Abbott | Japan | MD |  | Accessories for "Neurothermo NT500" | ablation electrosurgical unit
Abbott | Japan | MD |  | NT return electrode cable | Cables and switches for electrosurgical instruments
Abbott | Japan | MD |  | Ionic RF Generator | ablation electrosurgical unit
Abbott | Japan | MD |  | Neurothermo Guiding Needle SL | Needle for Electromagnetic Coagulation Therapy
Abbott | Japan | MD |  | Neurothermo Guiding Needle | Needle for Electromagnetic Coagulation Therapy
Abbott | Japan | MD |  | Accessories for "Ensite System Velocity" | Cardiac catheter examination device
Abbott | Japan | MD |  | Accessories of "Confirm Rx AF" | Implantable ECG data recorder
Abbott | Japan | MD |  | Confirm accessories | Implantable ECG data recorder
Abbott | Japan | MD |  | Accessories for "Ensite System Velocity" | Cardiac catheter examination device
Abbott | Japan | MD |  | Accessories for "Ensite System 3000S" | Cardiac catheter examination device
Abbott | Japan | MD |  | EP Workmate System Claris | Cardiac catheter examination device
Abbott | Japan | MD |  | Confirm | Implantable ECG data recorder
Abbott | Japan | MD |  | EP workmate system | Cardiac catheter examination device
Abbott | Japan | MD |  | Accessories for "Ensite System 3000S" | Cardiac catheter examination device
Abbott | Japan | MD |  | Accessories for "Ensite System Velocity" | Cardiac catheter examination device
Abbott | Japan | MD |  | Ensight system Velocity | Cardiac catheter examination device
Abbott | Japan | MD |  | Accessories for "Ensite System Velocity" | Cardiac catheter examination device
Abbott | Japan | MD |  | EnSite X EP system | Cardiac catheter examination device
Abbott | Japan | MD |  | Park Rose PROGLIDE | non-absorbable suture set
Abbott | Japan | MD |  | Park Rose ProStyle | non-absorbable suture set
Abbott | Japan | MD |  | battery cauterizer | battery powered cauterizer
Abbott | USA | MD | HAO | Tunneling Tool | Instrument, Surgical, Non-Powered | 1
Abbott | USA | IVD | QJR | Abbott Bulk Universal Collection Kit (List 09N92-010) | Reagents, 2019-Novel Coronavirus Nucleic Acid | N
Abbott | USA | MD | KGZ | REPOSITIONING SLEEVE | Accessories, Catheter | 1
Abbott | USA | MD | KDC | SJM Leaflet Tester | Instrument, Surgical, Disposable | 1
Abbott | USA | MD | MLV | AMPLATZER Post-Infarct Muscular VSD Occluder | Transcatheter Septal Occluder | 3
Abbott | USA | MD | DQY | AMPLATZER TorqVue Low Profile Delivery Catheter | Catheter, Percutaneous | 2
Abbott | USA | MD | DQY | AMPLATZER TorqVue 45x45 Delivery Sheath 80 cm | Catheter, Percutaneous | 2
Abbott | USA | MD | DQY | AMPLATZER TorqVue LA Delivery Sheath | Catheter, Percutaneous | 2
Abbott | USA | MD | DQY | 9-TVLP5F90/060;Amplatzer TVLP;9-TVLP4F90/060;Amplatzer TorqVue Low Profile Delivery System;9-TVLP4F90/080;9-TVLP5F90/080 | Catheter, Percutaneous | 2
Abbott | USA | MD | MJN | AMPLATZER Sizing Balloon | Catheter, Intravascular Occluding, Temporary | 2
Abbott | USA | MD | DQY | AMPLATZER TorqVue Exchange System;AMPLATZER TorqVue Delivery System | Catheter, Percutaneous | 2
Abbott | USA | MD | KRD | AMPLATZER Vascular Plug | Device, Vascular, For Promoting Embolization | 2
Abbott | USA | MD | MLV | AMPLATZER Muscular VSD Occluder | Transcatheter Septal Occluder | 3
Abbott | USA | MD | KRD | AMPLATZER Vascular Plug - II | Device, Vascular, For Promoting Embolization | 2
Abbott | USA | MD | KRD | AMPLATZER Vascular Plug - II ES | Device, Vascular, For Promoting Embolization | 2
Abbott | USA | MD | DQX | AMPLATZER Noodlewire | Wire, Guide, Catheter | 2
Abbott | USA | MD | DQY | AMPLATZER TorqVue Exchange System | Catheter, Percutaneous | 2
Abbott | USA | MD | DQY | TorqVue 45x45 Delivery System | Catheter, Percutaneous | 2
Abbott | USA | MD | DQY | AMPLATZER TorqVue 2 Delivery Sheath | Catheter, Percutaneous | 2
Abbott | USA | MD | KRD | AMPLATZER Vascular Plug 4 | Device, Vascular, For Promoting Embolization | 2
Abbott | USA | MD | MAE | Amplatzer Duct Occluder II;AMPLATZER Duct Occluder;Amplatzer Piccolo Occluder | Occluder, Patent Ductus, Arteriosus | 3
Abbott | USA | MD | DQO | Dragonfly OPTIS Imaging Catheter Kit;ILUMIEN System and Accessories with Dragonfly OPTIS Imaging Catheter | Catheter, Intravascular, Diagnostic | 2
Abbott | USA | MD | NQQ | OPTIS Integrated System and Accessories | System, Imaging, Optical Coherence Tomography (Oct) | 2
Abbott | USA | MD | NQQ | ILUMIEN OPTIS Mobile System;ILUMIEN OPTIS Mobile System Accessories | System, Imaging, Optical Coherence Tomography (Oct) | 2
Abbott | USA | MD | NQQ | OPTIS Mobile System and Accessories | System, Imaging, Optical Coherence Tomography (Oct) | 2
Abbott | USA | MD | NQQ | E.4 Metallis Stent Optimization E.4 SW | System, Imaging, Optical Coherence Tomography (Oct) | 2
Abbott | USA | MD | NQQ | ILUMIEN OPTIS, OPTIS Integrated, OPTIS Mobile with AptiVue Software version E.5.2 | System, Imaging, Optical Coherence Tomography (Oct) | 2
Abbott | USA | MD | DQO | ILUMIEN Systems with AptiVue Software Version D.3 | Catheter, Intravascular, Diagnostic | 2
Abbott | USA | MD | DQK | Optis Tableside Controller Next;Optis Mobile Next Imaging System;Optis Integrated Pre-Install Kit;Optis Integrated Next;OPTIS Mobile Next;Optis Next Upgrade Kit | Computer, Diagnostic, Programmable | 2
Abbott | USA | MD | DQK | Ultiri Measurement System | Computer, Diagnostic, Programmable | 2
Abbott | USA | MD | DQO | Dragonfly OpStar Imaging Catheter. | Catheter, Intravascular, Diagnostic | 2
Abbott | USA | IVD | PHV | FreeStyle Libre Software;FreeStyle Libre Pro Software;LibreView | Continuous Glucose Monitor Retrospective Data Analysis Software | 1
Abbott | USA | IVD | MJH | Legionella Urinary Antigen Enzyme Immunoassay Kit | Legionella, Spp., Elisa | 2
Abbott | USA | IVD | GTZ | BinaxNow Strep A Test;Alere BinaxNOW Strep A Card | Antisera, All Groups, Streptococcus Spp. | 1
Abbott | USA | IVD | NAH | NMP22 Test;Matritech NMP22 ELISA Test Kit;Alere NMP22 BladderChek Test;Alere NMP22 Test Kit;NMP22 Urine Collection Kit;Matritech NMP22 Bladdercheck Test;NMP22 BladderChek Test | System, Test, Tumor Marker, For Detection Of Bladder Cancer | 3
Abbott | USA | IVD | MJH | BinaxNOW Legionella Urinary Antigen Test;BinaxNOW Legionella Urinary Antigen Card;Alere BinaxNOW Legionlla Urinary Antigen Card | Legionella, Spp., Elisa | 2
Abbott | USA | IVD | MJZ | BinaxNOW Malaria Positive Control | Kit, Direct Antigen, Positive Control | 1
Abbott | USA | IVD | PSZ | Clearview Exact II Influenza A & B Test;Alere Influenza A & B Test | Devices Detecting Influenza A, B, And C Virus Antigens | 2
Abbott | USA | IVD | PSZ | Clearview Exact II Influenza A & B Test;Alere Influenza A & B Test | Devices Detecting Influenza A, B, And C Virus Antigens | 2
Abbott | USA | MD | LOX | NC TREK RX Coronary Dilatation Catheter | Catheters, Transluminal Coronary Angioplasty, Percutaneous | 2
Abbott | USA | MD | LOX | Mini Trek RX;Trek RX;Mini Trek OTW Dilatation Catheters;Trek OTW | Catheters, Transluminal Coronary Angioplasty, Percutaneous | 2
Abbott | USA | MD | DQY | Armada 35 and 35LL Dilatation Catheters | Catheter, Percutaneous | 2
Abbott | USA | MD | LOX | NC TREK OTW CORONARY DILATATION CATHETER | Catheters, Transluminal Coronary Angioplasty, Percutaneous | 2
Abbott | USA | MD | DQY | Armada14 XT Dilatation Catheter | Catheter, Percutaneous | 2
Abbott | USA | MD | LOX | Mini Trek II OTW Coronary Dilatation Catheter | Catheters, Transluminal Coronary Angioplasty, Percutaneous | 2
Abbott | USA | MD | LOX | NC TREK RX CORONARY DILATATION CATHETER | Catheters, Transluminal Coronary Angioplasty, Percutaneous | 2
Abbott | USA | MD | LOX | Mini Trek II OTW;Mini Trek RX;Mini Trek OTW | Catheters, Transluminal Coronary Angioplasty, Percutaneous | 2
Abbott | USA | MD | LOX | NC TREK OTW Coronary Dilatation Catheter;MINI TREK II OTW Coronary Dilatation Catheter;TREK RX Coronary Dilatation Catheter;MINI TREK RX Coronary Dilatation Catheter;MINI TREK OTW Coronary Dilatation Catheter;TREK OTW Coronary Dilatation Catheter;NC TREK RX Coronary Dilatation Catheter | Catheters, Transluminal Coronary Angioplasty, Percutaneous | 2
Abbott | USA | MD | LOX | NC TREK NEO | Catheters, Transluminal Coronary Angioplasty, Percutaneous | 2
Abbott | USA | IVD | CKA | Alanine Aminotransferase2 (Alinity c; LN 04T8420, 04T8430);ALANINE AMINOTRANSFERASE (ALT) (LN 7D56-21, 7D56-22);Alanine Aminotransferase2 (ARCHITECT; LN 04S8820, 04S8830);Alinity c Alanine Aminotransferase Reagent Kit (LN 07P9820);Alinity c Activated Alanine Aminotransferase Reagent Kit (LN 08P1820);Activated Alanine Aminotransferase (A-ALT) (Alinity c, LN 08P1824);Activated Alanine Aminotransferase (ARCHITECT, LN 08L9224, 08L9244);ACTIVATED ALANINE AMINOTRANSFERASE (A-ALT) (LN 8L92-21, 8L92-41, 8L92-22, 8L92-42) | Nadh Oxidation/Nad Reduction, Alt/Sgpt | 1
Abbott | USA | IVD | JPZ | Alinity c Gamma-Glutamyl Transferase Reagent Kit (LN 07P7320, 07P7330);Gamma-Glutamyl Transferase2 (Alinity c; LN 04T9620, 04T9630);Gamma-Glutamyl Transferase2 (ARCHITECT; LN 04T0020, 04T0030);GAMMA-GLUTAMYL TRANSFERASE (GGT) (LN 7D65-21, 7D65-22, 7D65-42) | Colorimetric Method, Gamma-Glutamyl Transpeptidase | 1
Abbott | USA | IVD | CEK | Alinity c Total Protein Reagent Kit (LN 07P5220);Total Protein2 (ARCHITECT; LN 04U4420, 04U4430);Total Protein2 (Alinity c; LN 04T8120, 04T8130);TOTAL PROTEIN (LN 7D73-21, 7D73-22) | Biuret (Colorimetric), Total Protein | 2
Abbott | USA | IVD | JJX | Alinity i Free T4 Controls (LN 7P7010);Alinity i Estradiol Controls (LN 07P5010);Alinity i Progesterone Controls (LN 08P3610);Alinity c Lp(a) Control Kit (LN 01R1410);Alinity i Prolactin Controls (LN 07P6610);Alinity i CA 15-3 Controls (LN 08P5110);Alinity i Anti-Tg Controls (LN 09P3410);MediSense Control Solution;Alinity i FSH Controls (LN 07P4910);Alinity i Intact PTH Controls (LN 08P3110, 08P3111);Alinity i 25-OH Vitamin D Controls (LN 08P4512);Alinity i Free T3 Controls (LN 07P6910);Alinity i Total T4 Controls (LN 07P9510);Alinity i CA 19-9XR Controls (LN 08P3210);Alinity c Ammonia Controls (LN 08P2210);Alinity i Total B-HCG Controls (LN 07P5110);Lipase NG OC Control 1 (LN 04Y8510);Alinity c ASO Control I (LN 04S0912);FreeStyle Control Solution;Alinity c Cannabinoids Control 2 Kit (LN 09P5411);Alinity c Hemoglobin A1c Controls (LN 08P4310);ARCHITECT STAT High Sensitivity Troponin-I Controls (LN 2R98-10);Alinity i C-Peptide Controls (LN 09P3610);Alinity i Insulin Controls (LN 04T7510);Alinity i Syphilis TP Controls (LN 07P6010);ARCHITECT Insulin Controls (LN 08K4112);Alinity i STAT High Sensitivity Troponin-I Controls (LN 04Z2110);Alinity i Active-B12 (Holotranscobalamin) Controls (LN 09P2610);Alinity i CA 125 II Controls (LN 08P4910);Alinity i 2nd Generation Testosterone Controls (LN 07P6810);Alinity i HE4 Controls (LN 08P5010);Alinity i Folate Controls (LN 08P1412);Alinity c ASO Control II (LN 04S0913);Alinity i Anti-TPO Controls (LN 09P3510);Alinity i T-Uptake Controls (LN 08P1210);Alinity i Ferritin Controls (LN 07P6510);Alinity c Cannabinoids Control 1 Kit (LN 09P5410);Lipase NG OC Control 2 (LN 04Y8511);Alinity i TSH Controls (LN 07P4810);Alinity i B12 Controls (LN 07P6712);Alinity i DHEA-S Controls (LN 09P3710);Alinity i Homocysteine Controls (LN 09P2810) | Single (Specified) Analyte Controls (Assayed And Unassayed) | 1
Abbott | USA | IVD | CIT | Activated Aspartate Aminotransferase (LN 8L91-22, 8L91-42);Aspartate Aminotranserase (LN 7D81-22);Alinity c Aspartate Aminotransferase Reagent Kit (LN 08P1720);Alinity c Activated Apartate Aminotransferase Reagent Kit (LN 08P2320);Aspartate Aminotransferase2 (ARCHITECT; LN 04S9020, 04S9030);Activated Aspartate Aminotransferase (A-AST) (Alinity c, LN 08P2324);Activated Aspartate Aminotransferase (ARCHITECT, LN 08L9124, 08L9144);Aspartate Aminotransferase2 (Alinity c; LN 04T8620,04T8630) | Nadh Oxidation/Nad Reduction, Ast/Sgot | 2
Abbott | USA | IVD | MMI | ARCHITECT STAT High Sensitivity Troponin-I Reagent Kit (LN 2R98-25, 2R98-35) | Immunoassay Method, Troponin Subunit | 2
Abbott | USA | IVD | JIT | ARCHITECT Free T3 Calibrators (LN 7K63-02) | Calibrator, Secondary | 2
Abbott | USA | IVD | MMI | Alinity i STAT High Sensitivity Troponin-I Reagent Kit (LN 04Z2125, 04Z2135) | Immunoassay Method, Troponin Subunit | 2
Abbott | USA | IVD | MMI | Alinity i STAT High Sensitivity Troponin-I (LN 04Z2125, 04Z2135) | Immunoassay Method, Troponin Subunit | 2
Abbott | USA | MD | JOQ | EP-4 Cardiac Stimulator | Generator, Pulse, Pacemaker, External Programmable (For Electrophysiological Studies Only) | 2
Abbott | USA | IVD | MZO | ARCHITECT ANTI-HCV REAGENT KIT (LN 1L79-25, 1L79-35);Alinity i Anti-HCV Reagent Kit (LN 08P0521);ARCHITECT ANTI-HCV CONTROLS (LN 1L79-10);Alinity i Anti-HCV Controls (LN 08P0510);ARCHITECT ANTI HCV CALIBRATOR (LN 1L79-01);Alinity i Anti-HCV Calibrator (LN 08P0501) | Assay, Enzyme Linked Immunosorbent, Hepatitis C Virus | 2
Abbott | USA | IVD | LOM | Alinity i Anti-HBs Controls (LN 07P8810);ARCHITECT AUSAB Calibrators (LN 1L82-02, 1L82-03);Alinity i Anti-HBs Specimen Diluent (LN 07P8841);Alinity i Anti-HBs Reagent Kit (LN 07P8852, 07P8857);ARCHITECT AUSAB Reagent Kit (LN 1L82-28, 1L82-38);ARCHITECT AUSAB Controls (LN 1L82-12, 1L82-13);ARCHITECT AUSAB Reagent Kit (LN 1L82-25, 1L82-35, 1L82-26, 1L82-27, 1L82-36, 1L82-37);Alinity i Anti-HBs Reagent Kit (LN 07P8851, 07P8856);ARCHITECT AUSAB Specimen Diluent (LN 1L82-40);Alinity i Anti-HBs Calibrators (LN 07P8801) | Test, Hepatitis B (B Core, Be Antigen, Be Antibody, B Core Igm) | 3
Abbott | USA | IVD | MTG | ARCHITECT Free PSA Controls (LN 6C07-10);Alinity i Free PSA Calibrators (LN 07P9301);Alinity i Free PSA Controls (LN 07P9310);Alinity i Free PSA Reagent Kit (LN 07P9321, 07P9331);ARCHITECT Free PSA Reagent Kit (LN 6C07-27);ARCHITECT Free PSA Calibrators (LN 6C07-01) | Test, Prostate Specific Antigen, Free, (Noncomplexed) To Distinguish Prostate Cancer From Benign Conditions | 3
Abbott | USA | IVD | JJE | ARCHITECT Total PSA Calibrators (LN 6C06-01);ARCHITECT Total PSA Controls (LN 6C06-10);ARCHITECT Total PSA Reagent Kit (LN 6C06-27, 6C06-35);Alinity i Total PSA Controls (LN 07P9210);Alinity i Total PSA Calibrators (LN 07P9201);Alinity i Total PSA Reagent Kit (LN 07P9221, 07P9231) | Analyzer, Chemistry (Photometric, Discrete), For Clinical Use | 1
Abbott | USA | IVD | LOM | Alinity i Anti-HBc IgM Reagent Kit (LN 07P8621);Alinity i Anti-HBc IgM Calibrators (LN 07P8602);ARCHITECT CORE-M REAGENT KIT (LN 6L23-25);ARCHITECT CORE-M CONTROLS (LN 6L23-10);ARCHITECT CORE-M CALIBRATORS (LN 6L23-01);Alinity i Anti-HBc IgM Controls (LN 07P8612) | Test, Hepatitis B (B Core, Be Antigen, Be Antibody, B Core Igm) | 3
Abbott | USA | IVD | DHX | Alinity i CEA Controls (LN 07P6210);Alinity i CEA Reagent Kit (LN 07P6220, 07P6230);ARCHITECT CEA Reagent Kit (LN 7K68-27, 7K68-32, 7K68-35);Alinity i CEA Calibrators (LN 07P6201);ARCHITECT CEA Calibrators (LN 7K68-02);ARCHITECT CEA Controls (LN 7K68-12) | System, Test, Carcinoembryonic Antigen | 2
Abbott | USA | IVD | LOL | ARCHITECT HAVAB-M Calibrator (LN 6L21-01);Alinity i HAVAb IgM Reagent Kit (LN 08P2821, 08P2831);ARCHITECT HAVAB-M Controls (LN 6L21-10);Alinity i HAVAb IgM Controls (LN 08P2810);Alinity i HAVAb IgM Calibrator (LN 08P2801);ARCHITECT HAVAB-M Reagent Kit (LN 6L21-25) | Hepatitis A Test (Antibody And Igm Antibody) | 2
Abbott | USA | IVD | LOM | ARCHITECT CORE Controls (LN 6L22-10);ARCHITECT CORE Calibrators (LN 6L22-01);ARCHITECT CORE Reagent Kit (LN 6L22-25);Alinity i Anti-HBc Reagent Kit (LN 07P8421, 07P8431);Alinity i Anti-HBc Calibrator (LN 07P8401);Alinity i Anti-HBc Controls (LN 07P8410) | Test, Hepatitis B (B Core, Be Antigen, Be Antibody, B Core Igm) | 3
Abbott | USA | IVD | MZF | Alinity i HIV Ag/Ab Combo Controls (LN 08P0712);ARCHITECT HIV Ag/Ab Combo Calibrator (LN 2P36-01);Alinity i HIV Ag/Ab Combo Calibrator (LN 08P0702);Alinity i HIV Ag/Ab Combo Reagent Kit (LN 08P0721, 08P0731);ARCHITECT HIV Ag/Ab Combo Controls (LN 2P36-10);ARCHITECT HIV Ag/Ab Combo Reagent Kit (LN 2P36-25, 2P36-35) | Test, Hiv Detection | 2
Abbott | USA | IVD | DLJ | ARCHITECT iGentamicin Reagent Kit (LN 1P31-25);ARCHITECT iGentamicin Calibrators (LN 1P31-01) | Calibrators, Drug Specific | 2
Abbott | USA | IVD | KLT | ARCHITECT iCarbamazepine Calibrators (LN 1P36-01);ARCHITECT iCarbamazepine Reagent Kit (LN 1P36-27);ARCHITECT iCarbamazepine Calibrator A Multi-Pack (LN 1P36-50) | Enzyme Immunoassay, Carbamazepine | 2
Abbott | USA | IVD | LOM | Alinity i HBsAg Qualitative II Confirmatory Reagent Kit (LN 08P1121);Alinity i HBsAg Qualitative II Controls (LN 08P1012);ARCHITECT HBsAg Qualitative Controls (LN 4P53-10);Alinity i HBsAg Qualitative II Reagent Kit (LN 08P1021, 08P1031);ARCHITECT HBsAg Qualitative Reagent Kit (LN 4P53-25, 4P53-35);Alinity i HBsAg Qualitative II Calibrators (LN 08P1002);ARCHITECT HBsAg Qualitative Confirmatory Reagent Kit (LN 4P54-25);ARCHITECT HBsAg Qualitative Calibrators (LN 4P53-01);ARCHITECT HBsAg Qualitative Confirmatory Manual Diluent (LN 4P54-40);Alinity i HBsAg Qualitative II Confirmatory Manual Diluent (LN 08P1141) | Test, Hepatitis B (B Core, Be Antigen, Be Antibody, B Core Igm) | 3
Abbott | USA | IVD | MJY | ARCHITECT HAVAB-G Reagent Kit (LN 6L27-25);ARCHITECT HAVAB-G Controls (LN 6L27-10);Alinity i HAVAb IgG Reagent Kit (LN 08P2721);ARCHITECT HAVAB-G Calibrator (LN 6L27-01) | Kit, Serological, Negative Control | 1
Abbott | USA | IVD | LOK | Alinity i AFP Controls (LN 07P9010);Alinity i AFP Reagent Kit (LN 07P9020, 07P9030);ARCHITECT AFP Calibrators (LN 3P36-01);Alinity i AFP Calibrators (LN 07P9001);ARCHITECT AFP Controls (LN 3P36-10);ARCHITECT AFP Reagent Kit (LN 3P36-25, 3P36-35) | Kit, Test, Alpha-Fetoprotein For Neural Tube Defects | 3
Abbott | USA | IVD | LIP | Alinity i Syphilis TP Reagent Kit (LN 07P6021, 07P6031);ARCHITECT Syphilis TP Controls (LN 8D06-13);ARCHITECT Syphilis TP Calibrator (LN 8D06-04);ARCHITECT Syphilis TP Reagent Kit (LN 8D06-31, 8D06-41) | Enzyme Linked Immunoabsorption Assay, Treponema Pallidum | 2
Abbott | USA | IVD | JIS | Alinity i STAT CK-MB Calibrators (LN 04V3801);Alinity c CRP Vario Cardiac High Sensitivity Calibrator Kit (07P5605);Alinity i HAVAb IgG Calibrator (LN 08P2701);Alinity c CRP Vario High Sensitivity Calibrator Kit (07P5604);Alinity c CRP Vario Wide Range Calibrator Kit (LN 07P5603);Alinity i STAT Myoglobin Calibrators (LN 04V3701) | Calibrator, Primary | 2
Abbott | USA | IVD | LGD | Alinity i Toxo IgG Controls (LN 07P4514);Alinity i Toxo IgG Calibrators (LN 07P4504);Alinity i Toxo IgG Reagent Kit (LN 07P4540, 07P4545) | Enzyme Linked Immunoabsorbent Assay, Toxoplasma Gondii | 2
Abbott | USA | IVD | LOM | ARCHITECT HBsAg Next Confirmatory Manual Diluent (LN 4P77-42);ARCHITECT HBsAg Next Confirmatory Reagent Kit (LN 4P77-27);ARCHITECT HBsAg Next Qualitative Controls (LN 4P76-12);ARCHITECT HBsAg Next Qualitative Calibrators (LN 4P76-02);ARCHITECT HBsAg Next Qualitative Reagent Kit (LN 4P76-27, 4P76-37, 4P76-32) | Test, Hepatitis B (B Core, Be Antigen, Be Antibody, B Core Igm) | 3
Abbott | USA | MD | DQX | HI-TORQUE CROSS-IT 400XT GUIDE WIRE | Wire, Guide, Catheter | 2
Abbott | USA | MD | LIT | Viatrac 14 Plus | Catheter, Angioplasty, Peripheral, Transluminal | 2
Abbott | USA | MD | DQX | Hi-Torque Whisper Guide Wires | Wire, Guide, Catheter | 2
Abbott | USA | MD | DQX | Hi-Torque Balance Middleweight Universal Guide Wire;Hi-Torque Balance Trek Guide Wire;Hi-Torque Balance Guide Wire;Hi-Torque Balance HeavyWeight Guide Wire;H-Torque Balance Middleweight Guide Wire;Hi-Torque Balance Meddleweight Universal II Guide Wire;Hi-Torque Balance Middleweight Elite Guide Wire | Wire, Guide, Catheter | 2
Abbott | USA | MD | DQX | Hi-Torque TurnTrac Guide Wires | Wire, Guide, Catheter | 2
Abbott | USA | MD | NTE | Emboshield NAV6 Embolic Protection System;Barewire Filter Delivery Wire | Temporary Carotid Catheter For Embolic Capture | 2
Abbott | USA | MD | DQX | Hi-Torque Infiltrac Guide Wire | Wire, Guide, Catheter | 2
Abbott | USA | MD | DQX | HI-TORQUE Steelcore Bare Guide Wire | Wire, Guide, Catheter | 2
Abbott | USA | MD | DQX | Hi-Torque Proceed Guide Wire | Wire, Guide, Catheter | 2
Abbott | USA | MD | DQX | Hi-Torque Steelcore Guide Wire;Hi-Torque Steelcore 18 Guide Wire | Wire, Guide, Catheter | 2
Abbott | USA | MD | NIM | RX ACCULINK CAROTID STENT SYSTEM | Stent, Carotid | 3
Abbott | USA | MD | DQX | Hi-Torque Traverse Guide Wire | Wire, Guide, Catheter | 2
Abbott | USA | MD | DQX | Hi-Torque Floppy II Extra Support | Wire, Guide, Catheter | 2
Abbott | USA | MD | DQX | Hi-Torque Floppy .018 | Wire, Guide, Catheter | 2
Abbott | USA | MD | DQX | Hi-Torque Floppy II Guide Wire | Wire, Guide, Catheter | 2
Abbott | USA | MD | DQX | Hi-Torque Balance Middleweight Guide Wire | Wire, Guide, Catheter | 2
Abbott | USA | MD | DQX | Flexi-Wire;Hi-Torque Extra S'port | Wire, Guide, Catheter | 2
Abbott | USA | MD | DQX | Hi-Torque Iron Man Guide Wire W/Mic;Hi-Torque Iron Man;Spartacore Guide Wire | Wire, Guide, Catheter | 2
Abbott | USA | MD | DQY | RX Viatrac 14 Plus Peripheral Dilat;RX Viatrac 14 Plus Peripheral | Catheter, Percutaneous | 2
Abbott | USA | MD | DQX | Hi-Torque Flexi-Wire Guide Wire;Hi-Torque Extra S'Port Guide Wire | Wire, Guide, Catheter | 2
Abbott | USA | MD | DQX | Hi-Torque Cross-It XT | Wire, Guide, Catheter | 2
Abbott | USA | MD | DQX | Hi-Torque Supra Core Guide Wire | Wire, Guide, Catheter | 2
Abbott | USA | MD | DQX | Hi-Torque All Star Guide Wire | Wire, Guide, Catheter | 2
Abbott | USA | MD | DQX | DOC Guide Wire Extension | Wire, Guide, Catheter | 2
Abbott | USA | MD | DQX | Hi-Torque Wiggle Guide Wire | Wire, Guide, Catheter | 2
Abbott | USA | MD | DQX | Hi-Torque Floppy II Extra Support w/ Hydrocoat;Hi-Torque Floppy II w/ Hydrocoat | Wire, Guide, Catheter | 2
Abbott | USA | MD | FGE | Absolute Pro .035 Biliary Self-Expanding Stent System | Stents, Drains And Dilators For The Biliary Ducts | 2
Abbott | USA | MD | NIM | X.act Carotid Stent System;Xact Carotid Stent System | Stent, Carotid | 3
Abbott | USA | MD | DQX | TAD II Guide Wire;TAD Guide Wire | Wire, Guide, Catheter | 2
Abbott | USA | MD | DQX | LOC Guide Wire Extension | Wire, Guide, Catheter | 2
Abbott | USA | MD | DQX | Hi-Torque Flex-T Guide Wire | Wire, Guide, Catheter | 2
Abbott | USA | MD | DQX | Hi-Torque Versacore Standard Guide Wire;Hi-Torque Versacore Floppy Guide Wire;Hi-Torque Versacore Modified J Guide Wire;Hi-Torque Versacore Guide Wire | Wire, Guide, Catheter | 2
Abbott | USA | MD | DQX | Hi-Torque Powerturn Guide Wires | Wire, Guide, Catheter | 2
Abbott | USA | MD | NIO | Absolute Pro Self-Expanding Stent System;Absolute Pro Vascular Self-Expanding Stent System | Stent, Iliac | 3
Abbott | USA | MD | NIN | RX Herculink Elite Renal Stent System | Stent, Renal | 3
Abbott | USA | MD | DQX | Hi-Torque BMW Elite Guide Wire | Wire, Guide, Catheter | 2
Abbott | USA | MD | NIP | Supera | Stent, Superficial Femoral Artery | 3
Abbott | USA | MD | DQX | Hi-Torque Cross-It 300XT Guide Wire;Hi-Torque Cross-It 200XT Guide Wire;Hi-Torque Cross-It 100XT Guide Wire;Hi-Torque Cross-It 400XT Guide Wire | Wire, Guide, Catheter | 2
Abbott | USA | MD | DQX | Hi-Torque VersaTurn Guide Wire;Hi-Torque VersaTurn Flex Guide Wire;Hi-Torque VersaTurn Ultraflex Guide Wire | Wire, Guide, Catheter | 2
Abbott | USA | MD | DQX | Hi-Torque Command 18 | Wire, Guide, Catheter | 2
Abbott | USA | MD | GZB | Renew Neurostimulation System | Stimulator, Spinal-Cord, Implanted (Pain Relief) | 2
Abbott | USA | MD | GZB | BurstDR stimulation temp evaluation patient programmer (Model 3857);System Storage Case (Model 1272);Proclaim 7 IPG (Model 3667);Charger (Model 3721);Guide Wire for Percutaneous Leads (Model 1102);Lead Anchor, Long (Model 1106);Quattrode® Trial Lead Kit, 60cm Length (Model 3046);Genesis XP Dual Neurostimulation System (Model 3644);Proclaim 5 Elite IPG (Model 3660);MTS joining sleeve (Model 1627);Protege MRI IPG (Model 3771);Patient Programmer (Model 3852);Penta Lead (Model 3228);Quattrode Percutaneous Lead Kit, 30cm, 3/6 Spacing (Model 3153);Charging Apparel, lumbar (model 16750);Stylet, Bent, 90cm (Model 1126);8-Channel Adapter, B, 10cm (Model 2321);8-Channel Adapter (Model 2311, 2316);SCS Accessory Kit Sterile (Model 1701);MTS communication cable (Model 1273);Lamitrode 44 Surgical Lead Kit, 60cm (Model 3244);Patient manual and magnet (Model 3884);Quattrode Percutaneous Lead Kit, 30cm, 3/4 Spacing (Model 3143);Proclaim Plus 7 (Medtronic header) (Model 3673);St. Jude Medical Patient Controller (Model 3875);Lead Anchor, Butterfly (Model 1105);EPG Non-Adhesive Pouch (Model 1214);Charger Accessories Kit, lumbar (model 36000);Power adapter, rapid programmer (Model 1622);S-Series Lamitrode Leads (Models 3243, 3283, 3246, 3286);Genesis 8-Channel IPG (Model 3608);Genesis Programmer (Model 3850);Charger (model 16000);Lead Delivery Sys, 13 cm (5 in), 1 each (Model 1772);Prodigy patient programmer (Model 3855);Tripole 16 Lamitrode (Model 3219);Octrode Percutaneous Lead Kit, 60cm (Model 3186);Octrode Trial Lead Kit, 60cm Length (Model 3086);A127 Lead Extension (Models 2341, 2342, 2343, 2346);Stylet, Straight, 30cm (Model 1121);Multilead Trial Cable (Model 3013);Port Plug (model 12710);Power Cord, Portable Charger (Model 3714);Eon IPG (Model 3716);Charger Accessory (Eon Mini LE) (Model 3720);External Pulse Generator (EPG) (Model 3599);Stylet, Straight, 90cm(Model 1125);Dual Extension, 20cm (Model 3342);Lamitrode 4 Surgical Lead Kit, 60cm (Model 3240);Swift-Lock Anchor (Model 1192);Power Supply, Portable Charger (Model 3713);Patient Wand (Model 1232);Battery Pack (Model 1253);Charger Antenna 36" (Model 3732);C-Series Lamitrode Leads (Models 3245, 3289);Case, System, Portable Charger (Model 1245);Genesis Dual 4-Channel Implantable Pulse Generator (Model 3643);Octrode Lead, 8 electrode, 3/4mm, 90cm (Model 3189);Eon Charger, Antenna (Model 3728);Eon Mini (Model 3788);Patient Magnet (Model 1210);Quattrode Lead, 4 electrode, 3/4mm, 90cm (Model 3149);Proclaim 7 IPG (Medtronic header) (Model 3663);Battery pack (Model 1254);Lead Instertion Tool (Model 1803);Proclaim Plus 7 (Model 3672);Lead and Extensions Insertion Tool (Model 1803);Pouch, Portable Charger (Model 7241);Charger Accessory (Eon Mini LE) (Model 3720/3731);Proclaim Plus 5 (Model 3670);Stylet, Straight, 60cm (Model 1123);IRDA communication cable (Model 1280);NeuroSphere Clinician Programmer (model 55600);Eon LE Mobile Charger (Model 3727/3726);Rapid Programmer (Model 3834);Strain Relief (Model 1109);Genesis RC Dual (IPG) System (Model 3744);Guide Wire, 60 cm (Model 1771);Tunneling Tool (Model 1120);Lead Delivery Sys, 19cm (7.5 in), 1 each (Model 1773);Introde-AK Lead Introducer (Model 1103);Epidural Needle, 14 gauge, 4" (10cm) (Model 1114);Protege IPG (Model 3789);8-Channel Adapter, B, 60cm (Model 2326);Dual Extension, 30cm (Model 3343);Stylet, Bent, 60cm (Model 1124);Eon Mini Charging System (Model 3722);Belt and Pouch, Antenna (Model 7240);Stylet, Bent, 30cm (Model 1122);Proclaim 5 IPG (Medtronic header) (Model 3661);Eon Patient Programmer (Model 3851);Quattrode® Trial Lead Wide Spaced (Model 3066);Port Plug Accessory Kit (Model 1111);Quattrode Percutaneous Lead Kit, 60cm, 3/6 Spacing (Model 3156);Genesis RC Neurostimulation System (Model 3708);Tunneling Tool (Model 1112);Cinch Lead Anchor (Model 1194);EonC (Model 3688);Quattrode® Lead Wide Spaced, 90 cm (Model 3169);Proclaim 5 IPG (Model 3665);Quattrode Percutaneous Lead Kit, 60cm, 3/4 Spacing (Model 3146);Torque Wrench (Model 1101);Extension, 20cm (Model 3382);Proclaim 7 Elite IPG (Model 3662);Tripole 16C Lamitrode Lead (Model 3214);Eterna SCS IPG (model 32400);SCS EPG 2-Port Header (Model 3032);RJ45 Adapter (Model 2002);Lamitrode 8 Surgical Lead Kit, 60cm (Model 3280);Lamitrode 22 Surgical Lead Kit, 60cm (Model 3222);Proclaim Plus 5 (Medtronic header) (Model 3671);Lamitrode® 88 Lead Kit, 60cm Length (Model 3288);Octrode Percutaneous Lead Kit, 30cm (Model 3183);Eon Charging System (Model 3726);NeuroSphere Patient Controller (model 55500);Port Plug Accessory kit (Model 1108);St. Jude Medical Clinician Programmer (Model 3874);Genesis G4 Neurostimulation (IPG) System (Model 3604);Genesis XP Neurostimulation System (Model 3609);Quicklink Controller (Model 3860);Extension, 30cm (Model 3383);Prodigy MRI patient programmer (Model 3856);Quattrode Lead, 4 electrode, 3/6mm, 90cm (Model 3159);Charger Accessory (Eon Mini LE) (Model 3731);Charging Apparel, pectoral (model 16760);Dual Extension, 10cm (Model 3341);Epidural Needle (Model 1116);Protege MRI patient programmer (Model 3853);Lamitrode Percuatenous , 8 electrode, 90cm (Model 3268);Quattrode® Lead Wide Spaced, 60 cm (Model 3166);Prodigy Charger (Model 3730);Trial Cable (Model 3009);Extension, 60cm (Model 3386);Exclaim Lead, 90 cm (Model 3225) | Stimulator, Spinal-Cord, Implanted (Pain Relief) | 2
Abbott | USA | MD | GZB | Renew Receiver | Stimulator, Spinal-Cord, Implanted (Pain Relief) | 2
Abbott | USA | MD | GZB | Placer Stylet;PLACER | Stimulator, Spinal-Cord, Implanted (Pain Relief) | 2
Abbott | USA | MD | GZB | MTS Multiprogram Trial Stim System;MTS | Stimulator, Spinal-Cord, Implanted (Pain Relief) | 2
Abbott | USA | MD | GZB | Trial Cable Retention Clip | Stimulator, Spinal-Cord, Implanted (Pain Relief) | 2
Abbott | USA | MD | GZB | Renew Lead Extension | Stimulator, Spinal-Cord, Implanted (Pain Relief) | 2
Abbott | USA | MD | GZB | MTS Trial Cable;Trial System;ETE Trial Cable | Stimulator, Spinal-Cord, Implanted (Pain Relief) | 2
Abbott | USA | MD | GZB | Wide Spaced Quattrode Leads | Stimulator, Spinal-Cord, Implanted (Pain Relief) | 2
Abbott | USA | MD | GZB | Tripole 16C Lamitrode Lead;Tripole 8C Lamitrode Lead;Exclaim 8 Lamitrode Lead | Stimulator, Spinal-Cord, Implanted (Pain Relief) | 2
Abbott | USA | MD | GZB | Axxess Butterfly Anchor | Stimulator, Spinal-Cord, Implanted (Pain Relief) | 2
Abbott | USA | MD | GZB | TS8 Eight Channel External Test System | Stimulator, Spinal-Cord, Implanted (Pain Relief) | 2
Abbott | USA | MD | GZB | Renew Transmitters | Stimulator, Spinal-Cord, Implanted (Pain Relief) | 2
Abbott | USA | MD | GZB | Renew Receivers | Stimulator, Spinal-Cord, Implanted (Pain Relief) | 2
Abbott | USA | MD | GZB | Octrode;90 cm and 110 cm Leads Series;Lamitrode;Quattrode | Stimulator, Spinal-Cord, Implanted (Pain Relief) | 2
Abbott | USA | MD | GZB | Rapid Programmer v3.0 | Stimulator, Spinal-Cord, Implanted (Pain Relief) | 2
Abbott | USA | MD | GZB | Rapid Programmer v2.0 | Stimulator, Spinal-Cord, Implanted (Pain Relief) | 2
Abbott | USA | MD | GZB | Lamitrode;C-Series Lamitrode Leads | Stimulator, Spinal-Cord, Implanted (Pain Relief) | 2
Abbott | USA | MD | GZB | A127 Lead Extension | Stimulator, Spinal-Cord, Implanted (Pain Relief) | 2
Abbott | USA | MD | GZB | Axxess Percutaneous Leads | Stimulator, Spinal-Cord, Implanted (Pain Relief) | 2
Abbott | USA | MD | GZB | Rapid Programmer | Stimulator, Spinal-Cord, Implanted (Pain Relief) | 2
Abbott | USA | MD | GZB | Lamitrode;Lamitrode S-Series Leads | Stimulator, Spinal-Cord, Implanted (Pain Relief) | 2
Abbott | USA | MD | GZB | Percutaneous Leads Series;Octrode;Quattrode | Stimulator, Spinal-Cord, Implanted (Pain Relief) | 2
Abbott | USA | MD | GZB | Pain Doc | Stimulator, Spinal-Cord, Implanted (Pain Relief) | 2
Abbott | USA | MD | GZB | Lamitrode Lead Series;Lamitrode;Lamidtrode Spinal Cord Stimulation Leads | Stimulator, Spinal-Cord, Implanted (Pain Relief) | 2
Abbott | USA | MD | GZB | Introde;INT-8 | Stimulator, Spinal-Cord, Implanted (Pain Relief) | 2
Abbott | USA | MD | GZB | SCS Accessory Kit | Stimulator, Spinal-Cord, Implanted (Pain Relief) | 2
Abbott | USA | MD | GZB | Axxess SCS Trial Leads | Stimulator, Spinal-Cord, Implanted (Pain Relief) | 2
Abbott | USA | MD | GZB | Cinch Anchor | Stimulator, Spinal-Cord, Implanted (Pain Relief) | 2
Abbott | USA | MD | GZB | Penta Lead | Stimulator, Spinal-Cord, Implanted (Pain Relief) | 2
Abbott | USA | MD | GZB | RP 3.3;Rapid Programmer v3.3 | Stimulator, Spinal-Cord, Implanted (Pain Relief) | 2
Abbott | USA | MD | GZB | Swift-Lock Anchor | Stimulator, Spinal-Cord, Implanted (Pain Relief) | 2
Abbott | USA | MD | GZB | Epiducer Lead Delivery System | Stimulator, Spinal-Cord, Implanted (Pain Relief) | 2
Abbott | USA | MD | GZB | IntrodeX;Stylet;OctrodeX;Epidural Needle | Stimulator, Spinal-Cord, Implanted (Pain Relief) | 2
Abbott | USA | MD | GZB | Rapid Programmer v3.4;RP 3.4 | Stimulator, Spinal-Cord, Implanted (Pain Relief) | 2
Abbott | USA | MD | GZB | Multi Lead Trial Cable (MLTC) | Stimulator, Spinal-Cord, Implanted (Pain Relief) | 2
Abbott | USA | MD | GZB | MTS;Wide-spaced Quattrode | Stimulator, Spinal-Cord, Implanted (Pain Relief) | 2
Abbott | USA | MD | GZB | Swift-Lock Anchor | Stimulator, Spinal-Cord, Implanted (Pain Relief) | 2
Abbott | USA | MD | PMP | DRG Lead Extension;Proclaim DRG Implantable Pulse Generator;St. Jude Medical Patient Controller App;SlimTip DRG Implant Lead;DRG Connector Cable;DRG Curved Needle;SlimTip DRG Trial Lead;DRG Lead Accessories Kit;DRG Small Curve Delivery Sheath;DRG Big Curve Delivery Sheath;DRG External Pulse Generator, 2 Port Header;DRG Tunneling Tool;St. Jude Medical Clinician Programmer App;DRG EPG Kit Accessories;AXIUM NEUROSTIMULATOR SYSTEM;DRG External Pulse Generator, 8 Channel | Dorsal Root Ganglion Stimulator For Pain Relief | 3
Abbott | USA | MD | GXR | Guardian Cranial Burr Hole Cover System | Cover, Burr Hole | 2
Abbott | USA | MD | MHY | Multi Lead Trial Cable (MLTC);4 Channel DBS Extension;Infinity 5 IPG, MDT Header;8-Channel Adapter;Brio LE Charger Accessory;Infinity 7 IPG, MDT Header;St. Jude Medical Infinity DBS System 4CH Extn;Brio Patient Programmer;Infinity 7 IPG;Brio LE Charging System;St. Jude Medical Deep Brain Stimulator External Pulse Generator;St. Jude Medical Infinity DBS System;Brio Implantable Pulse Generator;Infinity 5 IPG;St. Jude Medical Infinity DBS System 8CH Flex Extn;St. Jude Medical Infinity DBS System 8CH Directional Lead;St. Jude Medical Clinician Programmer App;St. Jude Medical Infinity DBS System 4CH Lead;St. Jude Medical Patient Controller App;4 Channel DBS Lead;St. Jude Medical Infinity DBS System 4CH Flex Extn | Stimulator, Electrical, Implanted, For Parkinsonian Tremor | 3
Abbott | USA | MD | GXR | Guardian Cranial Burr Hole Cover System | Cover, Burr Hole | 2
Abbott | USA | IVD | GTZ | Alere BinaxNOW Streptococcus pneumoniae Antigen Card;BinaxNOW Streptococcus pneumoniae Antigen Card;BinaxNOW Streptococcus pneumoniae Test | Antisera, All Groups, Streptococcus Spp. | 1
Abbott | USA | IVD | OAX | BinaxNow Malaria Test | Plasmodium Spp. Detection Reagents | 2
Abbott | USA | IVD | GQG | Alere BinaxNOW RSV Card;BinaxNOW RSV Card;BinaxNOW RSV Test | Antigen, Cf (Including Cf Controls), Respiratory Syncytial Virus | 1
Abbott | USA | IVD | MMW | Alere NMP22 BladderChek Control Kit;NMP22 BladderChek Control Kit;Matritech NMP22 BladderChek Control Kit | System, Test, Tumor Marker, Monitoring, Bladder | 2
Abbott | USA | IVD | JBF | BinaxNow G6PD Test | Glucose-6-Phosphate Dehydrogenase (Erythrocytic), Screening | 2
Abbott | USA | IVD | OCC | Alere i Influenza A&B;ID NOW Instrument;Alere i Instrument | Respiratory Virus Panel Nucleic Acid Assay System | 2
Abbott | USA | IVD | MZA | ABBOTT PRISM NEXT;ABBOTT PRISM | Test, Equipment, Automated Bloodborne Pathogen | N
Abbott | USA | IVD | MTQ | ABBOTT PRISM Director V2.1 | Software, Blood Virus Applications | N
Abbott | USA | IVD | MTQ | ABBOTT PRISM Director V2.0 | Software, Blood Virus Applications | N
Abbott | USA | IVD | LFR | FreeStyle Blood Glucose Test Strips | Glucose Dehydrogenase, Glucose | 2
Abbott | USA | IVD | LFR | FreeStyle InsuLinx Blood Glucose Monitoring System | Glucose Dehydrogenase, Glucose | 2
Abbott | USA | IVD | LFR | FreeStyle Freedom Lite Blood Glucose Monitoring System | Glucose Dehydrogenase, Glucose | 2
Abbott | USA | IVD | LFR | FreeStyle Lite Blood Glucose Monitoring System | Glucose Dehydrogenase, Glucose | 2
Abbott | USA | IVD | JGS | i-STAT Potassium Test;i-STAT EG7+ Cartridge;i-STAT CG4+ Cartridge;i-STAT PO2 Test;i-STAT PCO2 Test;i-STAT EG6+ Cartridge;i-STAT G3+ Cartridge;i-STAT PH Test;i-STAT EC8+ Cartridge;i-STAT Sodium Test;i-STAT CG8+ Cartridge | Electrode, Ion Specific, Sodium | 2
Abbott | USA | IVD | JGS | i-STAT Glucose Test;i-STAT Chloride Test;i-STAT G Cartridge;i-STAT BUN Test;i-STAT Hematocrit Test | Electrode, Ion Specific, Sodium | 2
Abbott | USA | IVD | JGS | i-STAT EC4+ Cartridge;i-STAT E3+ Cartridge;i-STAT 6+ Cartridge | Electrode, Ion Specific, Sodium | 2
Abbott | USA | IVD | KHP | i-STAT CG4+ Cartridge;i-STAT Lactate Test | Acid, Lactic, Enzymatic Method | 1
Abbott | USA | IVD | CGL | i-STAT CREA Cartridge;I-STAT CREATININE TEST | Electrode, Ion Based, Enzymatic, Creatinine | 2
Abbott | USA | IVD | JBP | i-STAT Kaolin ACT Cartridge;i-STAT ACT Test | Activated Whole Blood Clotting Time | 2
Abbott | USA | IVD | JBP | i-STAT Celite ACT Cartridge;i-STAT ACT Test | Activated Whole Blood Clotting Time | 2
Abbott | USA | IVD | GJS | I-STAT PROTHROMBIN TIME TEST;i-STAT PT/INR Cartridge | Test, Time, Prothrombin | 2
Abbott | USA | IVD | CGA | ION SPECIFIC;i-STAT CHEM8+ Cartridge;I-STAT TCO2 TEST;I-STAT TC02 TEST | Glucose Oxidase, Glucose | 2
Abbott | USA | IVD | JJX | I-STAT BNP TEST;i-STAT BNP Cartridge | Single (Specified) Analyte Controls (Assayed And Unassayed) | 1
Abbott | USA | IVD | MMI | i-STAT cTnI Cartridge;i-STAT Troponin I Test | Immunoassay Method, Troponin Subunit | 2
Abbott | USA | IVD | MMI | i-STAT cTnI Cartridge;i-STAT Troponin I Test;I-STAT CK-MB TEST;i-STAT CK-MB Cartridge;i-STAT Creatine Kinase MB Test | Immunoassay Method, Troponin Subunit | 2
Abbott | USA | IVD | JJX | i-STAT® Total ?-hCG Test | Single (Specified) Analyte Controls (Assayed And Unassayed) | 1
Abbott | USA | IVD | JJY | Alinity i STAT Myoglobin Controls (LN 04V3710);Alinity c Proteins Control Kit (LN 08P6712);i-STAT TBI Controls;Alinity c CRP Vario HS Control Kit (LN 07P5612);Alinity i Anti-CCP Controls (LN 09P2710);i-STAT TBI Calibration Verification;Alinity i STAT CK-MB Controls (LN 04V3810) | Multi-Analyte Controls, All Kinds (Assayed) | 1
Abbott | USA | IVD | JGS | i-STAT CHEM8+ cartridge with the i-STAT 1 System | Electrode, Ion Specific, Sodium | 2
Abbott | USA | IVD | CGA | i-STAT CHEM8+ cartridge with the i-STAT 1 System | Glucose Oxidase, Glucose | 2
Abbott | USA | IVD | JFP | i-STAT CHEM8+ cartridge with the i-STAT 1 System | Electrode, Ion Specific, Calcium | 2
Abbott | USA | IVD | JFL | i-STAT CHEM8+ cartridge with the i-STAT 1 System | Ph Rate Measurement, Carbon-Dioxide | 2
Abbott | USA | IVD | JPI | i-STAT CHEM8+ cartridge with the i-STAT 1 System | Device, Hematocrit Measuring | 2
Abbott | USA | IVD | KHP | i-STAT CG4+ Cartridge with the i-STAT 1 System | Acid, Lactic, Enzymatic Method | 1
Abbott | USA | IVD | QAT | i-STAT TBI Plasma Cartridge with the i-STAT Alinity System | Brain Trauma Assessment Test | 2
Abbott | USA | IVD | CGA | i-STAT CHEM8+ cartridge with the i-STAT 1 System | Glucose Oxidase, Glucose | 2
Abbott | USA | IVD | JJE | ARCHITECT i1000SR (refurbished, LN 1L86-98);ARCHITECT System;ARCHITECT i2000SR (refurbished, LN 3M74-98);ARCHITECT System Accessories | Analyzer, Chemistry (Photometric, Discrete), For Clinical Use | 1
Abbott | USA | IVD | PPM | VP 2000 Reagents ? 2N MgCl 2 (120 mL);Human Cot-1 DNA, 250 uL For Laboratory Use;Gold dUTP;DAPI II Counterstain (125 ng/mL);VP 2000 Reagents ? Protease II (750 mg) 750 mg;LSI®/WCP® Hybridization Buffer 2 x 500 ?L, For Laboratory Use;Orange dUTP;Vysis IntelliFish FFPE Tissue Pretreatment Protease (for 50mL);CGH Hybridization Reagent Kit Assembly;NICK Translation Kit;SpectrumGreen Male Reference DNA;DAPI I Counterstain (1000 ng/mL) 500 ?L x 2;CGH Control DNA (MPE 600) Unlabeled;20X SSC, 500g;Vysis IntelliFish FFPE Tissue Pretreatment Protease (for 500mL);LSI®/WCP® Hybridization Buffer;SpectrumGreen Female Reference DNA;Antifade II Solution 60 ?L x 2;VYSIS Paraffin Pretreatment Reagent KIT;NP-40 1000µL x 2;VP 2000 Pretreatment Reagent (500 mL);RNA AMP Check;VP 2000 Reagents ? 20X SSC (500 g);Hemo-De Solvent;VP 2000 Protease Buffer (500 mL);Aqua dUTP;Pretreatment Reagent 500 mL;Abbott Bisulfite Modification Kit;ProbeChek MultiVysion Control Slides;Red dUTP;Propidium Iodide Counterstain;Green dUTP;VP 2000 Protease I (250 mg x 2);Vysis IntelliFish Hybridization Buffer 1x250 uL;CGH NICK TRANSLATION REAGENTSET;CGH NICK Translation Reagent Set;Antifade Solution, 2 x 240 µL For Laboratory Use;DNA AMP Check;VYSIS FISH Specimen Pretreatment Reagent Kit;Vysis IntelliFish Hybridization Buffer 5x250 uL;SpectrumRed Female Reference DNA;SpectrumRed Male Reference DNA;Protease Buffer II;Master Mix E GPR;DNA Activation Reagent;Taq Gold Polymerases;CGH Target Slides;Paraffin Pretreatment Kit III;Abbott Proteinase K;DAPI III Counterstain (42 ng/mL) 500 ?L x 2;Abbott mSample Preparation System Bulk mLysis DNA Buffer;Antifade II Solution, 2 x 60 uL, For Laboratory Use;VYSIS PARAFFIN PRETREATMENT KIT I;rTth Polymerase;SpectrumGreen CGH Control DNA (MPE 600);Vysis IntelliFish Universal FFPE Tissue Pretreatment and Wash;RNA Activation Reagent;CEP Hybridization Buffer;FISH Specimen Pretreatment Reagent Kit;AMP Check E GPR;Paraffin Pretreatment Kit II | General Purpose Reagent | 1
Abbott | USA | IVD | KEY | VP 2000 System Software;VP 2000 PROCESSOR;VIP2000 Upgrade Basin;VIP2000 Updgrade Kit;AM Systems SCC Touchscreen Monitor;VIP2000 Upgrade Slide Kit | Stainer, Tissue, Automated | 1
Abbott | USA | IVD | MVU |  | Reagents, Specific, Analyte | 1
Abbott | USA | IVD | NTH | Probechek HER-2/neu Normal Ratio Control Slides Kit, 5 Slides (02J05-010);AUTOVYSION;Probechek HER-2/neu Cut-Off Ratio Control Slides Kit, 5 Slides (02J04-010) | System, Automated Scanning Microscope And Image Analysis For Fluorescence In Situ Hybridization (Fish) Assays | 2
Abbott | USA | IVD | MZF | Abbott RealTime HIV-1 Calibrator Kit;HIV-1 UNG Extended Use 06L18-067, 6L87-02;Abbott RealTime HIV-1 Extended Use 06L18-050;Abbott RealTime HIV-1 CD ROM 06L83;Abbott RealTime HIV-1 Calibrator Kit 06L18-070;Abbott RealTime HIV-1 Including UNG 06L18-066, 6L87-02;Abbott RealTime HIV-1 Control Kit;Amplification Reagent Kit;Abbott RealTime HIV-1 Amplification Reagent Kit 06L18-090;Abbott RealTime HIV-1 Control Kit 06L18-080;Abbott RealTime HIV-1 | Test, Hiv Detection | 2
Abbott | USA | IVD | NSD | ProbeChek Slides 02J27-011;UROVYSION BLADDER C ANCER KIT;UroVysion Bladder Cancer Kit, 100 Assay 02J27-095;UroVysion Bladder Cancer Kit, 20 Assay 02J27-025 | Test, Fluorescence In Situ Hybridization (Fish), For Bladder Cancer Detection And Monitoring For Recurrence | 3
Abbott | USA | IVD | OYU | CEP__DNA Probe Kit and Slides;CEP 8 Spectrum Orange (07J20-008, 07J22-008);Probe Check Negative Control (07J21-001);Probe Check Positive Control (07J21-002) | Dna-Probe Kit, Human Chromosome | 2
Abbott | USA | IVD | OVQ | Probe Check Negative Control (07J21-001);CEP 12 Spectrum Orange (07J20-012);Probe Check Positive Control (07J21-002);CEP__DNA Probe Kit and Slides;CEP 12 Spectrum Orange (07J22-012) | Chronic Lymphocytic Leukemia Fish Probe Kit | 2
Abbott | USA | IVD | OXP | CEP__DNA Probe Kit and Slides;Probe Check Low Level Male (07J21-012);Probe Check Low Level Female (07J21-011);Vysis CEP X Spectrum Orange/CEP Y Spectrum Green (07J20-050, 07J22-050) | Dna-Probe Kit, Human Chromosome X And Y, Bmt Engraftment | 2
Abbott | USA | IVD | MVD | PATHVYSION HER-2 50 ASSAY;PathVysion HER-2 100 Assay 02J01-036;PATHVYSION HER-2 20 ASSAY;PathVysion HER-2 20 Assay 02J01-030;PathVysion HER-2 50 Assay 02J01-035;ProbeCheck Slides 02J04-030, 02J05-030;PATHVYSION HER-2 100 TEST | System, Test, Her-2/Neu, Nucleic Acid Or Serum | 3
Abbott | USA | IVD | OYU | Probe Check Prenatal Positive Control Slide (05J36-005);Probe Check Normal Male Amniocyte Control Slide (05J39-005);Aneuvysion DNA Probe Kit (05J38-010, 05J38-030, 05J38-050);Aneuvysion Prenatal Kit | Dna-Probe Kit, Human Chromosome | 2
Abbott | USA | IVD | LSL | Abbott RealTime CT/NG Assay and Multi-Collection Kit, Abbott RealTime CT/NG Assay including UNG. 6L87-02;Abbott RealTime CT/NG Assay and Multi-Collection Kit | Dna-Reagents, Neisseria | 2
Abbott | USA | IVD | JJH | Abbott m2000 System: Abbott m2000sp and Abbott m2000rt | Clinical Sample Concentrator | 1
Abbott | USA | IVD | OVQ | Vysis CLL FISH Probe Kit (04N02-020);Vysis CLLFISH Probe Kit | Chronic Lymphocytic Leukemia Fish Probe Kit | 2
Abbott | USA | IVD | OWK | VYSIS EGR1 FISH PROBE KIT (04N37-020) | Early Growth Response 1 (Egr) Fish Probe Kit | 2
Abbott | USA | IVD | OWE | Vysis ALK Break Apart FISH Probe Kit (06N38-033);Post Hybridization Wash Buffer Kit;Vysis ALK Break Apart FISH Probve Kit;VP2000 Pretreatment Kit (08N16-001);Vysis Paraffin Pretreatment IV and Post Hybridization Wash Buffer Kit 01N31-005;Vysis ALK Break Apart FISH Probe Kit (06N38-053);Vysis ALK Break Apart FISH Probe Kit 06N38-020;ProbeCheck ALK Positive Control Slides 06N38-010;ProbeCheck ALK Negative Control Slides;ProbeCheck ALK Negative Control Slides 06N38-005;Vysis Paraffin Pretreatment IV &;ProbeCheck ALK Positive Control Slides | Fluorescence In Situ Hybridization, Anaplastic Lymphoma Kinase, Gene Rearrangement | 3
Abbott | USA | IVD | MKT | Abbott RealTime HBV Calibrator Kit 02N40-70;Abbott Proteinase K 03L78-061;Abbott RealTime HBV;Abbott RealTime HBV CD-ROM 02N43;Abbott RealTime HBV Amplification Kit 02N40-090, 02N40-091;Abbott RealTime HBV Control Kit 02N40-80 | Hepatitis Viral B Dna Detection | 3
Abbott | USA | IVD | MZP | Abbott RealTime HCV Control Kit 01N30-80;Abbott RealTime HCV Calibration Kit 01N30-070;Abbott RealTime HCV Amplification Kit including UNG 01N30-66, 6L87-02;Abbott RealTime HCV CD-ROM 04N45;Abbott RealTime HCV;Abbott RealTime HCV Amplification Kit 01N30-090;Abbott RealTime HCV UNG Extended Use 01N30-067 | Assay, Hybridization And/Or Nucleic Acid Amplification For Detection Of Hepatitis C Rna,Hepatitis C Virus | 2
Abbott | USA | IVD | OBF | Abbott RealTime HCV Gentoype II Amplification Reagent Kit 08L21-090;Abbott RealTime HCV Genotype m2000 combined App Spec 08L21;Abbott RealTime HCV Genotype II Control Kit 08L21-080;Abbott RealTime HCV Genotype II Amplification Including Uracil-N-Glycosylase (UNG) 08L21-066, 6L87-02 | Assay, Genotyping, Hepatitis C Virus | 2
Abbott | USA | IVD | PFG | VYSIS D7S486/CEP 7 FISH PROBE KIT (04N78-020) | Dna Fish Probe Kit For Specimen Characterization, Human Chromosome, Hematological Disorders | 2
Abbott | USA | IVD | PDO | Vysis EGR1 FISH Probe Kit SC (Specimen Characterization) (04N37-001) | Early Growth Response Gene 1 (Egr1) Fish Probe Kit For Specimen Characterization | 2
Abbott | USA | IVD | LSL | Abbott m2000 System Chlamydia Trachomatis and Neisseria Gonorrhoeae Application CD-ROM 06L98;Abbott m2000 System Chlamydia trachomatis and Neisseria gonorrhoeae application CD ROM ver 5.0 (6L98-05);Abbott RealTime CT/NG Amplification Reagent Kit 08L07-91;Abbott RealTime CT/NG Control Kit 08L07-80;Abbott RealTime CT/NG Amplification Reagent Extended Use with Pierceable Cap (08L07-050);Abbott MultiCollect Specimen Collection Kit 09K12;Abbott Real Time CT/NG Amplification Reagent Extended Use Including UNG (08L07-067);Abbott RealTime CT/NG Amplification Including UNG (08L07-66) | Dna-Reagents, Neisseria | 2
Abbott | USA | IVD | OCC | IMDX Flu A/D and RSV for Abbott m2000 System Combined App Spec CD-ROM (6N55-01);IMDX Flu A/B and RSV for Abbott m2000 (8N20-85) | Respiratory Virus Panel Nucleic Acid Assay System | 2
Abbott | USA | IVD | MZA | Alinity s System;Alinity s System Accessories | Test, Equipment, Automated Bloodborne Pathogen | N
Abbott | USA | IVD | CFR | Alinity c System Accessories;Alinity c Glucose Reagent Kit (LN 07P5520, 07P5530);Alinity ci-series System Control Module (LN 03R7001);Alinity c Processing Module (LN 03R6701);ICT Module (LN 09D2804);Alinity c System | Hexokinase, Glucose | 2
Abbott | USA | IVD | QKO | AdviseDx SARS-CoV-2 IgM Control Kit (ARCHITECT, LN 06R8710);AdviseDx SARS-CoV-2 IgG II Control Kit (ARCHITECT, LN 6S60-10);AdviseDx SARS-CoV-2 IgG II (ARCHITECT, LN 6S60-20, 6S60-30);SARS-CoV-2 IgG Control Kit (ARCHITECT, LN 6R86-10);SARS-CoV-2 IgG Reagent Kit (Alinity i, LN 06R9020, 06R9030);SARS-CoV-2-IgG Reagent Kit (ARCHITECT, LN 6R86-20, 6R86-30);SARS-CoV-2 IgG Calibrator Kit (ARCHITECT, LN 6R86-01);AdviseDx SARS-CoV-2 IgM Reagent Kit (Alinity i, LN 06R9120, 06R9130);AdviseDx SARS-CoV-2 IgM Calibrator Kit (ARCHITECT, LN 06R8701);AdviseDx SARS-CoV-2 IgM Control Kit (Alinity i, LN 06R9110);AdviseDx SARS-CoV-2 IgG II (Alinity i, LN 06S6120, 06S6130);AdviseDx SARS-CoV-2 IgG II Calibrator Kit (ARCHITECT, LN 6S60-01);AdviseDx SARS-CoV-2 IgG II Calibrator Kit (Alinity i, LN 06S6101);AdviseDx SARS-CoV-2 IgM Reagent Kit (ARCHITECT, LN 06R8720, 06R8730);SARS-CoV-2 IgG Control Kit (Alinity i, LN 06R9010);AdviseDx SARS-CoV-2 IgG II Control Kit (Alinity i, LN 06S6110);SARS-CoV-2 IgG Calibrator Kit (Alinity i, LN 06R9001);AdviseDx SARS-CoV-2 IgM Calibrator Kit (Alinity i, LN 06R9101) | Reagent, Coronavirus Serological | N
Abbott | USA | MD | DRA | Steerable Guide Catheter | Catheter, Steerable | 2
Abbott | USA | MD | NKM | MitraClip G4 System;MitraClip Clip Delivery System | Mitral Valve Repair Devices | 3
Abbott | USA | MD | DRA | Steerable Guide Catheter | Catheter, Steerable | 2
Abbott | USA | MD | DRA | Steerable Guide Catheter | Catheter, Steerable | 2
Abbott | USA | MD | DRA | Steerable Guide Catheter | Catheter, Steerable | 2
Abbott | USA | IVD | JQP | AlinIQ AMS (LN 03R89-21, 03R89-23, 03R89-24, 03R89-47, 03R89-48, 03R89-59, 03R89-62, 03R89-63) | Calculator/Data Processing Module, For Clinical Use | 1
Abbott | USA | MD | DQX | Hi-Torque Balance Guide Wire | Wire, Guide, Catheter | 2
Abbott | USA | MD | DQX | Hi-Torque Balance Middleweight with Hydrophilic Coating;Hi-Torque Balance Middleweight Guide Wire with Microglide Coating | Wire, Guide, Catheter | 2
Abbott | USA | MD | DQX | Hi-Torque BMW Universal II;Hi-Torque BMW Universal II Guide Wire | Wire, Guide, Catheter | 2
Abbott | USA | MD | DQX | Hi-Torque Winn | Wire, Guide, Catheter | 2
Abbott | USA | MD | DQX | Hi-Torque Command Guide Wire | Wire, Guide, Catheter | 2
Abbott | USA | MD | DQX | Hi-Torque JET Guide Wire | Wire, Guide, Catheter | 2
Abbott | USA | MD | DQX | Hi-Torque Progress Guide Wire;Hi-Torque Pilot Guide Wire | Wire, Guide, Catheter | 2
Abbott | USA | MD | DTI | Tissue Heart Valve Sizer Sets and Accessories;SJM Sizer Sets and Accessories;Mechanical Heart Valve Sizer Sets and Accessories;Annuloplasty Ring Sizer Sets and Accessories | Sizer, Heart-Valve, Prosthesis | 1
Abbott | USA | MD | LWQ | Epic Supra Valve;Biocor Supra Valve;Epic Valve;Biocor Valve | Heart-Valve, Mechanical | 3
Abbott | USA | MD | KRH | Seguin Annuloplasty Ring | Ring, Annuloplasty | 2
Abbott | USA | MD | LWQ | Trifecta Valve with Glide Technology (Trifecta GT);Trifecta Bioprosthetic Heart Valve | Heart-Valve, Mechanical | 3
Abbott | USA | MD | KRH | Attune Annuloplasty Ring | Ring, Annuloplasty | 2
Abbott | Singapore | MD |  | MitraClip and TriClip Accessories - Stabilizer |  | Class A
Abbott | Singapore | MD |  | Adapter Cable |  | Class A
Abbott | Singapore | MD |  | Adapter Cable |  | Class A
Abbott | Singapore | MD |  | Adapter Cable |  | Class A
Abbott | Singapore | MD |  | Adapter Cable |  | Class A
Abbott | Singapore | MD |  | Adapter Cable |  | Class A
Abbott | Singapore | MD |  | Transducer Cable |  | Class A
Abbott | Singapore | MD |  | Transducer Cable |  | Class A
Abbott | Singapore | MD |  | Wi-Box Xpress Cable |  | Class A
Abbott | Singapore | MD |  | Monitor Cable |  | Class A
Abbott | Singapore | MD |  | Monitor Cable |  | Class A
Abbott | Singapore | MD |  | Tendyne Loading System |  | Class A
Abbott | Singapore | MD |  | EnSite X EP System Catheter Connector Cable |  | Class A
Abbott | Singapore | MD |  | EnSite X EP System Catheter Connector Cable |  | Class A
Abbott | Singapore | MD |  | MagLog Converter Software |  | Class A
Abbott | Singapore | MD |  | CentriMag Pressure Cable for BD DTX Plus Transducer |  | Class A
Abbott | Singapore | MD |  | Adapter Cable |  | Class A
Abbott | Singapore | MD |  | Adapter Cable |  | Class A
Abbott | Singapore | MD |  | EnSite X EP System Catheter Connector Cable |  | Class A
Abbott | Singapore | MD |  | Adapter Cable |  | Class A
Abbott | Singapore | MD |  | Quantien Measurement System Mounting Bracket |  | Class A
Abbott | Singapore | MD |  | Monitor Cable |  | Class A
Abbott | Singapore | MD |  | Monitor Cable |  | Class A
Abbott | Singapore | MD |  | Tendyne 2 lb Weight |  | Class A
Abbott | Singapore | MD |  | EnSite X EP System Catheter Connector Cable |  | Class A
Abbott | Singapore | MD |  | Quantien Measurement System Mounting Bracket |  | Class A
Abbott | Singapore | MD |  | Tendyne Stand |  | Class A
Abbott | Singapore | MD |  | EnSite X EP System Catheter Connector Cable |  | Class A
Abbott | Singapore | MD |  | EnSite X EP System Catheter Connector Cable |  | Class A
Abbott | Singapore | MD |  | EnSite X EP System Catheter Connector Cable |  | Class A
Abbott | Singapore | MD |  | CentriMag Motor Bracket (45 degree) |  | Class A
Abbott | Singapore | MD |  | Silicon Oil |  | Class A
Abbott | Singapore | MD |  | EnSite X EP System Catheter Connector Cable |  | Class A
Abbott | Singapore | MD |  | Adapter Cable |  | Class A
Abbott | Singapore | MD |  | Adapter Cable |  | Class A
Abbott | Singapore | MD |  | DOC Guide Wire Extension |  | Class A
Abbott | Singapore | MD |  | COPILOT |  | Class A
Abbott | Singapore | MD |  | IonicRF Generator Pole Mount |  | Class A
Abbott | Singapore | MD |  | Quantien Measurement System Mounting Bracket |  | Class A
Abbott | Singapore | MD |  | Abbott Medical Hi-Torque Balance Middleweight Universal™ Guide Wire | Cardiovascular | Class D medical device
Abbott | Singapore | IVD |  | Abbott Diagnostics Panbio™ Dengue Duo Cassette | Immunology | Class C IVD
Abbott | Singapore | MD |  | Abbott Perclose ProGlide® Suture-Mediated Closure System | General & Plastic Surgery | Class C medical device
Abbott | Singapore | MD |  | Abbott Medical Fast-Cath Guiding Introducer | Cardiovascular | Class D medical device
Abbott | Singapore | MD |  | Abbott Medical Fast-Cath Guiding Transseptal Introducer | Cardiovascular | Class D medical device
Abbott | Singapore | IVD |  | Abbott Viroseq HIV-1 Genotyping System | Microbiology | Class C IVD
Abbott | Singapore | IVD |  | Abbott Realtime HCV | Microbiology | Class C IVD
Abbott | Singapore | IVD |  | Abbott RealTime HCV Genotype II | Microbiology | Class C IVD
Abbott | Singapore | MD |  | Abbott Vascular Absolute Pro LL Peripheral Self-Expanding Stent System | Gastroenterology & Urology | Class C medical device
Abbott | Singapore | MD |  | Abbott Vascular Absolute Pro Peripheral Self-Expanding Stent System | Gastroenterology & Urology | Class C medical device
Abbott | Singapore | IVD |  | ABBOTT Architect iGentamicin Assay | Clinical chemistry | Class C IVD
Abbott | Singapore | IVD |  | Abbott ARCHITECT iCarbamazepine Assay | Immunology | Class C IVD
Abbott | Singapore | IVD |  | Abbott Diagnostics Panbio™ Leptospira IgM ELISA | Microbiology | Class B IVD
Abbott | Singapore | IVD |  | Abbott Hemoglobin A1c assay | Immunology | Class B IVD
Abbott | Singapore | IVD |  | Abbott ARCHITECT AFP Assay | Immunology | Class C IVD
Abbott | Singapore | IVD |  | Abbott Architect iTheophylline Assay (LN 1P29) | Clinical toxicology | Class C IVD
Abbott | Singapore | IVD |  | Abbott Vysis FISH Probe Kits (Other Cancer Markers) | Pathology | Class B IVD
Abbott | Singapore | IVD |  | Abbott Vysis FISH Probe Kits (Leukemia/ Hematology Markers) | Pathology | Class C IVD
Abbott | Singapore | IVD |  | Abbott Vysis FISH Probe Kits (Genetic Testing) | Pathology | Class C IVD
Abbott | Singapore | MD |  | Abbott Vascular SUPERA Peripheral Stent System | General & Plastic Surgery | Class C medical device
Abbott | Singapore | MD |  | Abbott Armada 35 and Armada 35 LL PTA Catheters | Cardiovascular | Class D medical device
Abbott | Singapore | IVD |  | Abbott Architect iVancomycin Assay (LN 1P30) | Clinical toxicology | Class C IVD
Abbott | Singapore | IVD |  | Abbott Vysis FISH Probe Kits (Congenital Disorder in Fetus) | Pathology | Class C IVD
Abbott | Singapore | MD |  | Abbott Hi-Torque Connect 250T Guide Wire | General Hospital | Class B medical device
Abbott | Singapore | IVD |  | Abbott Vysis FISH Probe Kits (Selective Therapy) | Pathology | Class C IVD
Abbott | Singapore | MD |  | Abbott Armada 14 XT PTA Catheter | Cardiovascular | Class B medical device
Abbott | Singapore | IVD |  | ABBOTT Architect Stat High Sensitive Troponin-I, 3P25 | Immunology | Class C IVD
Abbott | Singapore | IVD |  | Abbott CEP® X SpectrumOrange™ / Y SpectrumGreen™ Direct Labeled Fluorescent DNA Probe Kit | Pathology | Class C IVD
Abbott | Singapore | IVD |  | Abbott CEP® 12 SpectrumOrange™ Direct Labeled Fluorescent DNA Probe Kit | Hematology | Class C IVD
Abbott | Singapore | IVD |  | Abbott PathVysion® HER-2 DNA Probe Kit | Pathology | Class C IVD
Abbott | Singapore | IVD |  | Abbott Architect Sirolimus Assay (LN 1L76) | Immunology | Class C IVD
Abbott | Singapore | MD |  | Hi-Torque Whisper MS Guide Wires and Hi-Torque Whisper Extra Support Guide Wire | Cardiovascular | Class D medical device
Abbott | Singapore | IVD |  | Abbott UroVysion® Bladder Cancer Kit | Pathology | Class C IVD
Abbott | Singapore | IVD |  | Abbott Architect Tacrolimus Assay (LN 1L77) | Immunology | Class C IVD
Abbott | Singapore | IVD |  | Abbott Alinity m HR HPV AMP | Microbiology | Class C IVD
Abbott | Singapore | IVD |  | Abbott Architect NSE | Immunology | Class C IVD
Abbott | Singapore | IVD |  | Abbott Alinity i NSE | Immunology | Class C IVD
Abbott | Singapore | IVD |  | Abbott Alinity i SARS-CoV-2 IgG II Quant | Immunology | Class D IVD
Abbott | Singapore | IVD |  | Abbott ARCHITECT SARS-CoV-2 IgG II Quant | Immunology | Class D IVD
Abbott | Singapore | IVD |  | Abbott Architect Aspartate Aminotransferase2 | Clinical chemistry | Class B IVD
Abbott | Singapore | IVD |  | Abbott Architect Alanine Aminotransferase2 | Clinical chemistry | Class B IVD
Abbott | Singapore | IVD |  | Abbott Alinity c Creatinine2 | Clinical chemistry | Class B IVD
Abbott | Singapore | IVD |  | Abbott Alinity i SARS-CoV-2 IgG | Immunology | Class D IVD
Abbott | Singapore | IVD |  | Abbott ARCHITECT SARS-CoV-2 IgG | Immunology | Class D IVD
Abbott | Singapore | IVD |  | Abbott Alinity c Aspartate Aminotransferase2 | Clinical chemistry | Class B IVD
Abbott | Singapore | IVD |  | Abbott Alinity c Alanine Aminotransferase2 | Clinical chemistry | Class B IVD
Abbott | Singapore | IVD |  | Abbott Architect Gamma-Glutamyl Transferase 2 | Clinical chemistry | Class B IVD
Abbott | Singapore | IVD |  | Abbott Alinity c Gamma-Glutamyl Transferase2 | Clinical chemistry | Class B IVD
Abbott | Singapore | IVD |  | Abbott ARCHITECT SARS-CoV-2 IgM | Immunology | Class D IVD
Abbott | Singapore | IVD |  | Abbott Alinity i SARS-CoV-2 IgM | Immunology | Class D IVD
Abbott | Singapore | IVD |  | Abbott Alinity i STAT High Sensitive Troponin-I Reagent Kit | Immunology | Class C IVD
Abbott | Singapore | IVD |  | Abbott Alinity i Anti-HCV | Immunology | Class D IVD
Abbott | Singapore | IVD |  | Abbott Diagnostics Technologies Afinion CRP | Clinical chemistry | Class B IVD
Abbott | Singapore | IVD |  | Abbott Rapid Diagnostics Panbio™ COVID-19 Ag Rapid Test Device (Nasal) | Immunology | Class D IVD
Abbott | Singapore | IVD |  | Abbott Diagnostics Korea Bioline™ Malaria Ag P.f/Pan | Microbiology | Class C IVD
Abbott | Singapore | IVD |  | Abbott Diagnostics Scarborough BinaxNOW™ Legionella Urinary Antigen Card System | Microbiology | Class C IVD
Abbott | Singapore | IVD |  | Abbott Diagnostics Scarborough BinaxNOW Legionella Urinary Antigen Card | Microbiology | Class C IVD
Abbott | Singapore | IVD |  | Abbott Diagnostics Korea Bioline™ Dengue Duo | Immunology | Class C IVD
Abbott | Singapore | IVD |  | Abbott Diagnostics Medical Determine™ Syphilis TP | Microbiology | Class C IVD
Abbott | Singapore | IVD |  | Abbott Diagnostics Korea Bioline™ Syphilis 3.0 | Microbiology | Class C IVD
Abbott | Singapore | IVD |  | Abbott Diagnostics Korea Bioline™ Influenza Ag A/B/A (H1N1) Pandemic | Microbiology | Class C IVD
Abbott | Singapore | IVD |  | Abbott Diagnostics Korea Bioline™ Dengue NS1 Ag ELISA | Immunology | Class C IVD
Abbott | Singapore | IVD |  | Abbott Diagnostics Korea Bioline™ Dengue NS1 Ag | Immunology | Class C IVD
Abbott | Singapore | IVD |  | Abbott Diagnostics Korea Bioline™ Dengue IgM Capture ELISA | Immunology | Class C IVD
Abbott | Singapore | IVD |  | Abbott Diagnostics Korea Bioline™ Dengue IgG Capture ELISA | Immunology | Class C IVD
Abbott | Singapore | IVD |  | Abbott Diagnostics Medical Determine™ HIV Early Detect | Immunology | Class D IVD
Abbott | Singapore | IVD |  | Abbott Diagnostics Korea Bioline™ HIV 1/2 3.0 | Microbiology | Class D IVD
Abbott | Singapore | IVD |  | Abbott Diagnostics Scarborough BinaxNOW™ Streptococcus pneumoniae Antigen card | Microbiology | Class C IVD
Abbott | Singapore | IVD |  | Abbott Diagnostics Korea Bioline™ Dengue IgG/IgM WB | Immunology | Class C IVD
Abbott | Singapore | IVD |  | Abbott Diagnostics Scarborough BinaxNOW™ Streptococcus pneumoniae Antigen card System | Microbiology | Class C IVD
Abbott | Singapore | IVD |  | Abbott Diagnostics Korea Bioline™ H. Pylori Ag | Microbiology | Class B IVD
Abbott | Singapore | IVD |  | Abbott Diagnostics Scarborough ID NOW™ RSV | Microbiology | Class C IVD
Abbott | Singapore | IVD |  | Abbott Diagnostics Scarborough ID NOW™ Strep A 2 | Microbiology | Class B IVD
Abbott | Singapore | IVD |  | Abbott Diagnostics Medical Determine™ HIV-1/2 | Immunology | Class D IVD
Abbott | Singapore | IVD |  | Abbott Diagnostics Korea Bioline™ Influenza Ultra | Microbiology | Class B IVD
Abbott | Singapore | IVD |  | Abbott Diagnostics Korea Bioline™ TB Ag MPT64 | Microbiology | Class C IVD
Abbott | Singapore | IVD |  | Abbott Surestep™ One Step Drug Screen Test (Urine) | Clinical toxicology | Class B IVD
Abbott | Singapore | IVD |  | Abbott SureStep™ Multi-Drug One Step Multi-Line Screen Test (Urine) | Clinical toxicology | Class B IVD
Abbott | Singapore | IVD |  | Abbott SureStep™ Multi-Drug One Step Screen Test (Urine) | Clinical toxicology | Class B IVD
Abbott | Singapore | IVD |  | Abbott ARCHITECT Lactate Dehydogenase2 | Clinical chemistry | Class B IVD
Abbott | Singapore | IVD |  | Abbott Diagnostics Scarborough ID NOW™ Influenza A & B 2 | Microbiology | Class B IVD
Abbott | Singapore | IVD |  | Alinity c Lactate Dehydrogenase2 | Clinical chemistry | Class B IVD
Abbott | Singapore | IVD |  | Abbott Diagnostics Medical TestPack Plus Strep A with On Board Controls (OBC) | Microbiology | Class B IVD
Abbott | Singapore | MD |  | Abbott Medical IonicRF Generator | Cardiovascular | Class C medical device
Abbott | Singapore | MD |  | Abbott Medical Tendyne Mitral Valve System | Cardiovascular | Class D medical device
Abbott | Singapore | IVD |  | Abbott Alinity s Anti-HCV II | Immunology | Class D IVD
Abbott | Singapore | IVD |  | Abbott Alinity c Total Bilirubin2 | Clinical chemistry | Class B IVD
Abbott | Singapore | IVD |  | Abbott ARCHITECT Alkaline Phosphatase2 | Clinical chemistry | Class B IVD
Abbott | Singapore | IVD |  | Abbott Alinity c Alkaline Phosphatase2 | Clinical chemistry | Class B IVD
Abbott | Singapore | IVD |  | Abbott ARCHITECT Total Bilirubin2 | Clinical chemistry | Class B IVD
Abbott | Singapore | IVD |  | Abbott Alinity i TRAb | Immunology | Class B IVD
Abbott | Singapore | IVD |  | Abbott ARCHITECT TRAb | Immunology | Class B IVD
Abbott | Singapore | IVD |  | Abbott Architect HE4 Assay (LN 2P54) | Immunology | Class C IVD
Abbott | Singapore | IVD |  | Abbott Architect Toxo IgM Assay LN 6C20) | Microbiology | Class C IVD
Abbott | Singapore | IVD |  | Abbott Architect rHTLV I/II Assay (LN 6L61) | Microbiology | Class D IVD
Abbott | Singapore | IVD |  | Abbott RealTime CT/NG | Microbiology | Class C IVD
Abbott | Singapore | MD |  | Alinity h-series Water Purification System |  | Class A
Abbott | Singapore | MD |  | Architect Transplant Pretreatment Tubes |  | Class A
Abbott | Singapore | MD |  | Alinity Wright-Giemsa Stain |  | Class A
Abbott | Singapore | MD |  | Alinity h-series Smear Fix |  | Class A
Abbott | Singapore | MD |  | Detergent B |  | Class A
Abbott | Singapore | MD |  | Acid Wash |  | Class A
Abbott | Singapore | MD |  | Alkaline Wash |  | Class A
Abbott | Singapore | MD |  | MitraClip and TriClip Accessories - Lift |  | Class A
Abbott | Singapore | MD |  | Alinity Pre-Trigger Solution |  | Class A
Abbott | Singapore | MD |  | Alinity m multi-Collect Specimen Collection Kit |  | Class A
Abbott | Korea | MD |  | StarClose™ Vascular Closure System 14677 | Clip for medical use | class 4
Abbott | Japan | MD |  | Soft Lancet III | single use automatic lancet
Abbott | Japan | MD |  | retractor set | pioneer
Abbott | Japan | MD |  | Advisor VL Circular Mapping Catheter SE | Cardiac catheter-type electrode
Abbott | Japan | MD |  | AMPLATZER Vascular plug | Prosthetic material for promoting intravascular embolization of the central circulatory system
Abbott | Japan | MD |  | TactiCath Quartz Ablation System N | Cardiac Catheter for Ablation
Abbott | Japan | MD |  | SJM OCT imaging catheter | intravascular optical tomography catheter
Abbott | Japan | MD |  | SJM pressure wire Aeris | Catheter with central circulatory tip transducer
Abbott | Japan | MD |  | SJM pressure wire saltus | Catheter with central circulatory tip transducer
Abbott | Japan | MD |  | TactiCath SE Irrigation Catheter | Cardiac Catheter for Ablation
Abbott | Japan | MD |  | TactiFlex SE Irrigation Catheter | Cardiac Catheter for Ablation
Abbott | Japan | IVD |  | Accugene HPV Sample Collection Kit | medical roll cotton
Abbott | Japan | IVD |  | AccuGene Multicollect Specimen Collection Kit (Pierable Cap) | medical roll cotton
Abbott | Japan | MD |  | Sterile cotton swab R | medical roll cotton
Abbott | Japan | IVD |  | Alinity m HR HPV Specimen Collection Kit | medical roll cotton
Abbott | Japan | MD |  | Sterile cotton swab Soft FS | medical roll cotton
Abbott | Japan | IVD |  | Alinity m Multicollect Specimen Collection Kit | medical roll cotton
Abbott | Japan | MD |  | MediGuide Livewire Catheter | Cardiac catheter-type electrode
Abbott | Japan | MD |  | Accessories for "Inquiry Catheter" | Cardiac catheter-type electrode
Abbott | Japan | MD |  | MediGuide Cool Path Duo Irrigation Catheter | Cardiac Catheter for Ablation
Abbott | Japan | MD |  | IBI Cardiac Ablation System II | Cardiac Catheter for Ablation
Abbott | Japan | IVD |  | Agilis NxT Introducer | cardiac catheter introducer kit
Abbott | Japan | MD |  | ViewFlex Xtra ICE Catheter Accessory (Isolation Module) | Central Circulatory Intravascular Ultrasound Catheter
Abbott | Japan | MD |  | Accessories for "IBI Cardiac Ablation System II" | Cardiac Catheter for Ablation
Abbott | Japan | IVD |  | Accessories of "CPS Direct SLII" | cardiac catheter introducer kit
Abbott | Japan | IVD |  | CPS Direct MediGuide | cardiac catheter introducer kit
Abbott | Japan | IVD |  | CPS Aim SLJ | cardiac catheter introducer kit
Abbott | Japan | IVD |  | CPS Aim MediGuide | cardiac catheter introducer kit
Abbott | Japan | MD |  | AMPLATZER vascular plug 4 | Prosthetic material for promoting intravascular embolization of the central circulatory system
Abbott | Japan | MD |  | EP catheter series | Cardiac catheter-type electrode
Abbott | Japan | MD |  | Cool Flex Irrigation Catheter | Cardiac Catheter for Ablation
Abbott | Japan | MD |  | FlexAbility Irrigation Catheter | Cardiac Catheter for Ablation
Abbott | Japan | MD |  | SJM Guidewire II | Catheter guide wire for heart and central circulatory system
Abbott | Japan | MD |  | ViewFlex Xtra ICE Catheter (Ultrasound Catheter) | Central Circulatory Intravascular Ultrasound Catheter
Abbott | Japan | IVD |  | Accessories for "CPS Direct Aim" | cardiac catheter introducer kit
Abbott | Japan | IVD |  | Accessories of "CPS Direct PL" | cardiac catheter introducer kit
Abbott | Japan | IVD |  | Accessories of "CPS Direct SLIIJ" | cardiac catheter introducer kit
Abbott | Japan | IVD |  | Accessories for "CPS Direct SL II" | cardiac catheter introducer kit
Abbott | Japan | MD |  | PDA closure set | Prosthetic material for promoting intravascular embolization of the central circulatory system
Abbott | Japan | IVD |  | Introducer series | cardiac catheter introducer kit
Abbott | Japan | IVD |  | Introducer series (for transceptals) | cardiac catheter introducer kit
Abbott | Japan | IVD |  | introducer set | cardiac catheter introducer kit
Abbott | Japan | MD |  | ACS high torque guide wire | Catheter guide wire for heart and central circulatory system
Abbott | Japan | MD |  | ACS High Torque Whisper Guidewire | Catheter guide wire for heart and central circulatory system
Abbott | Japan | MD |  | ACS guidewire | Catheter guide wire for heart and central circulatory system
Abbott | Japan | MD |  | ACS HT Guidewire Hydrocote | Catheter guide wire for heart and central circulatory system
Abbott | Japan | MD |  | 20/30 Indeflator | Angioplasty balloon pressurizer
Abbott | Japan | MD |  | Accessories for "IBI Cardiac Ablation System II" | Cardiac Catheter for Ablation
Abbott | Japan | IVD |  | Introducer DPX series | cardiac catheter introducer kit
Abbott | Japan | MD |  | inquiry catheter | Cardiac catheter-type electrode
Abbott | Japan | MD |  | CROSS-IT XT guide wire | Catheter guide wire for heart and central circulatory system
Abbott | Japan | MD |  | ACS high torque guide wire | Catheter guide wire for heart and central circulatory system
Abbott | Japan | MD |  | AMPLATZER Trevisio delivery system | Delivery system for cardiac prosthesis placement
Abbott | Japan | MD |  | Advisor Circular Mapping Catheter SE | Cardiac catheter-type electrode
Abbott | Japan | MD |  | Advisor HD Grid Mapping Catheter SE | Cardiac catheter-type electrode
Abbott | Japan | MD |  | FlexAbility SE Irrigation Catheter | Cardiac Catheter for Ablation
Abbott | Russia | MD |  | Система Дексамет (Dexamet Dexamet SV) по введению в организм человека стента заранее заряженная дексаметазоном
Abbott | Russia | IVD |  | Реагенты и расходные материалы для анализатора Abbott m2000rt (cм. Приложение на 2 листах) 1. Реагенты для амплификации Abbott RealTime ВИЧ-1 (Abbott RealTime HIV-1 Amplification Reagent Kit) a) Внутренний контроль Abbott RealTime ВИЧ-1 (Abbott RealTime HIV-1 Internal Control) - 1.2 мл... (см. в карточке полное описание)
Abbott | Russia | MD |  | Сшиватель тканей кровеносного сосуда Перклоус АТ (Perclose AT)
Abbott | Russia | IVD |  | Анализатор для определения концентрации лекарственных веществ в крови ТDxFLx с принадлежностями (cм. Приложение на 1 листе) Принадлежности к анализатору ТDxFLx (могут поставляться дополнительно): 1. Карусель для реагентов 2 шт. 2. Подставка под реагенты 3. Контейнер для сбор... (см. в карточке полное описание)
Abbott | Russia | IVD |  | Реагенты системные и материалы расходные к иммуноферментному анализатору LCx (cм. Приложение на 4 листах) 1.Набор для амплификации и детекции РНК ВИЧ (LCx HIV RNA Quantitative Amplification/Detection Kit) - Пробирки с реакционным раствором для амплификации РНК ВИЧ (LCx HIV RNA Quantita... (см. в карточке полное описание)
Abbott | Russia | MD |  | Приборы для определения уровня глюкозы в крови мод. Precision QID Precision PCX Precision Xtra (OptiumQID2)
Abbott | Russia | MD |  | Расходные материалы к приборам для определения уровня глюкозы в крови мод. Precision (автоланцеты ланцеты сенсорные электроды контрольные растворы глюкозы)
Abbott | Russia | MD |  | Катетер баллонный внутрисосудистый NC Mercury
Abbott | Russia | IVD |  | Расходные материалы и реагенты к глюкометру MediSense OPTIUM для определения уровня глюкозы и кетонов в крови (cм. Приложение на 1 листе)
Abbott | Russia | IVD |  | Материалы расходные и реагенты к анализатору лекарственных веществ в крови ТDxFLx (cм. Приложение на 1 листе) Материалы расходные: 1. Картриджи для проб (100) - TDx Samples Cartridges 2. Кюветы (100) - TDx Samples Cuvettes 3. Карусель - TDx Carousel FPIA 4. Смазка для... (см. в карточке полное описание)
Abbott | Japan | MD |  | CoroFlow Cardiovascular System | Invasive blood pressure monitor program
Abbott | Japan | MD |  | Precision Exceed H | Dry clinical chemistry analysis device
Abbott | Japan | MD |  | Precision Exceed Pro | Dry clinical chemistry analysis device
Abbott | Japan | MD |  | Spot leader | mobile immunofluorescence analyzer
Abbott | Japan | MD |  | Collestech LDX Scamoni | Dry clinical chemistry analysis device
Abbott | Japan | MD |  | Affinion 2 | Pack-type clinical chemistry analyzer
Abbott | Japan | MD |  | Alinity i system | Immunoluminescence analyzer
Abbott | Japan | MD |  | Alinity m system | Gene analyzer
Abbott | Japan | MD |  | Seldyne SMS | Blood smear preparation device
Abbott | Japan | MD |  | Precision Exceed | self-monitoring glucose meter
Abbott | Japan | MD |  | Abbottm2000rt Analyzer | Gene analyzer
Abbott | Japan | MD |  | ARCHITECT Analyzer i2000SR (for JRCS) | Immunoluminescence analyzer
Abbott | Japan | MD |  | Alere Leader | Densitometry analyzer
Abbott | Japan | MD |  | ID NOW Instruments | Gene analyzer
Abbott | Japan | MD |  | ARCHITECT Analyzer i1000SR | Immunoluminescence analyzer
Abbott | Japan | MD |  | ARCHITECT Analyzer i2000SR | Immunoluminescence analyzer
Abbott | Japan | MD |  | Affinion 2 | Pack-type clinical chemistry analyzer
Abbott | Japan | MD |  | Serdine Sapphire | flow cytometer
Abbott | Japan | MD |  | Serdine Ruby | blood cell counter
Abbott | Japan | MD |  | Quo-Lab meter | Pack-type clinical chemistry analyzer
Abbott | Japan | MD |  | Alinity h system | blood cell counter
Abbott | Japan | MD |  | FreeStyle Libre (Reader software version 2.2.x, 0.94 or lower x: Varies depending on Reader) | glucose monitor system
Abbott | Japan | MD |  | FreeStyle Libre Pro (Sensor) | glucose monitor system
Abbott | Japan | MD |  | FreeStyle Libre Pro | glucose monitor system
Abbott | Singapore | IVD |  | Abbott Alinity i Galectin-3 | Immunology | Class B IVD
Abbott | Singapore | IVD |  | Abbott ARCHITECT HBsAg Next Qualitative | Immunology | Class D IVD
Abbott | Singapore | IVD |  | Abbott RealTime EBV | Microbiology | Class C IVD
Abbott | Singapore | IVD |  | Abbott Architect Anti-HCV Assay (LN 6C37) | Immunology | Class D IVD
Abbott | Singapore | IVD |  | Abbott ARCHITECT HBsAg Next Confirmatory | Immunology | Class D IVD
Abbott | Singapore | MD |  | Abbott Hi-Torque Proceed Guide Wire with Hydrophilic Coating | Cardiovascular | Class B medical device
Abbott | Singapore | IVD |  | Abbott Alinity s Syphilis | Immunology | Class D IVD
Abbott | Singapore | IVD |  | Abbott Alinity c Triglyceride2 | Clinical chemistry | Class B IVD
Abbott | Singapore | IVD |  | Abbott Architect Triglyceride2 | Clinical chemistry | Class B IVD
Abbott | Singapore | IVD |  | Abbott Alinity i Tacrolimus | Immunology | Class C IVD
Abbott | Singapore | IVD |  | Abbott Alinity i Sirolimus | Immunology | Class C IVD
Abbott | Singapore | MD |  | Abbott Medical Advisor VL Sensor Enabled Circular Mapping Catheter | Cardiovascular | Class D medical device
Abbott | Singapore | IVD |  | Abbott ARCHITECT Cyclosporine | Immunology | Class C IVD
Abbott | Singapore | IVD |  | Abbott Alinity i Thyroglobulin | Immunology | Class B IVD
Abbott | Singapore | IVD |  | Abbott Alinity c Urea Nitrogen2 | Clinical chemistry | Class B IVD
Abbott | Singapore | IVD |  | Abbott ARCHITECT Cholesterol2 | Clinical chemistry | Class B IVD
Abbott | Singapore | IVD |  | Abbott ARCHITECT Albumin BCG2 | Clinical chemistry | Class B IVD
Abbott | Singapore | IVD |  | Abbott ARCHITECT Total Protein2 | Clinical chemistry | Class B IVD
Abbott | Singapore | IVD |  | Abbott ARCHITECT Urea Nitrogen2 | Clinical chemistry | Class B IVD
Abbott | Singapore | MD |  | Abbott Medical PressureWire X Guidewire | Cardiovascular | Class D medical device
Abbott | Singapore | IVD |  | Abbott ARCHITECT Amylase2 | Clinical chemistry | Class B IVD
Abbott | Singapore | IVD |  | Abbott Alinity m System | Microbiology | Class D IVD
Abbott | Singapore | IVD |  | Abbott Alinity m HBV AMP | Microbiology | Class C IVD
Abbott | Singapore | IVD |  | Abbott Alinity i STAT CK-MB | Immunology | Class C IVD
Abbott | Singapore | IVD |  | Abbott Alinity m STI | Microbiology | Class C IVD
Abbott | Singapore | IVD |  | Abbott Alinity m HCV AMP | Microbiology | Class D IVD
Abbott | Singapore | IVD |  | Abbott ARCHITECT Albumin BCP2 | Clinical chemistry | Class B IVD
Abbott | Singapore | MD |  | Abbott Medical Amplatzer Piccolo Occluder System | Cardiovascular | Class D medical device
Abbott | Singapore | IVD |  | Abbott Alinity m HIV-1 | Microbiology | Class D IVD
Abbott | Singapore | MD |  | Abbott MitraClip G4 System | Cardiovascular | Class D medical device
Abbott | Singapore | IVD |  | Abbott ARCHITECT Creatinine2 | Clinical chemistry | Class B IVD
Abbott | Singapore | IVD |  | Abbott Alinity i Cyclosporine | Immunology | Class C IVD
Abbott | Singapore | IVD |  | Abbott ARCHITECT Uric Acid2 | Clinical chemistry | Class B IVD
Abbott | Singapore | MD |  | Abbott Medical Peel-Away Introducer | Cardiovascular | Class D medical device
Abbott | Singapore | IVD |  | Abbott Architect AFP Assay (LN 7K67) | Immunology | Class C IVD
Abbott | Singapore | IVD |  | Abbott Architect CA 19-9 XR Assay | Immunology | Class C IVD
Abbott | Singapore | IVD |  | Abbott TDx®/TDxFLx® Cyclosporine Monoclonal Whole Blood Assay | Immunology | Class C IVD
Abbott | Singapore | MD |  | Abbott Medical Vessel Dilator | General & Plastic Surgery | Class B medical device
Abbott | Singapore | MD |  | Abbott Medical Amplatzer Septal Occluder | Cardiovascular | Class D medical device
Abbott | Singapore | MD |  | Abbott Medical Amplatzer Sizing Balloon II | Cardiovascular | Class D medical device
Abbott | Singapore | MD |  | Abbott Medical Amplatzer Vascular Plug | Cardiovascular | Class D medical device
Abbott | Singapore | MD |  | Abbott Medical Amplatzer Cribriform Occluder | Cardiovascular | Class D medical device
Abbott | Singapore | MD |  | Abbott Vascular TriClip System | Cardiovascular | Class D medical device
Abbott | Singapore | IVD |  | Abbott Alinity c Amylase2 | Clinical chemistry | Class B IVD
Abbott | Singapore | MD |  | Abbott Medical Amplatzer Trevisio Intravascular Delivery System | Cardiovascular | Class D medical device
Abbott | Singapore | IVD |  | Abbott Alinity c Uric Acid2 | Clinical chemistry | Class B IVD
Abbott | Singapore | IVD |  | Abbott Alinity c Cholesterol2 | Clinical chemistry | Class B IVD
Abbott | Singapore | IVD |  | Abbott Alinity c Albumin BCP2 | Clinical chemistry | Class B IVD
Abbott | Singapore | IVD |  | Abbott Alinity c Total Protein2 | Clinical chemistry | Class B IVD
Abbott | Singapore | IVD |  | Abbott Alinity c Albumin BCG2 | Clinical chemistry | Class B IVD
Abbott | Singapore | MD |  | Abbott Medical Amplatzer Duct Occluder | Cardiovascular | Class D medical device
Abbott | Korea | MD |  | 1013784외 3건 | Catheter guidewire, vascular | class 2
Abbott | Korea | MD |  | D-AVSE-D10-F15외 3건 | Catheter, cardiac, electrophysiological mapping | class 2
Abbott | Korea | MD |  | 1014932 | Telemetry system transmitter, analysis | class 2
Abbott | Korea | MD |  | E2000 | Sizer for medical or dental use | class 1
Abbott | Korea | IVD |  | Alinity m SARS-CoV-2 AMP Kit | IVD reagents for infectious disease marker(Diagnosis of Sexually transmitted disease, Legally designated infectious pathogens other than ‘high risk pathogens’, Infectious agents with moderate infectivity), molecular diagnostics | class 3
Abbott | Korea | MD |  | Centrifuge GLP Z500 | Centrifuge, low-/medium-speed, cytological | class 1
Abbott | Korea | IVD |  | Alinity m CMV AMP Kit | IVD reagents for infectious disease marker(Diagnosis of Sexually transmitted disease, Legally designated infectious pathogens other than ‘high risk pathogens’, Infectious agents with moderate infectivity), molecular diagnostics | class 3
Abbott | Korea | IVD |  | ARCHITECT SARS-CoV-2 IgG II Reagent Kit (6S60-25)외 3건 | IVD reagents for infectious disease marker(Diagnosis of Sexually transmitted disease, Legally designated infectious pathogens other than ‘high risk pathogens’, Infectious agents with moderate infectivity), immunological method | class 3
Abbott | Korea | MD |  | 03M74 | Chemiluminescence assay(CLIA) analyzer | class 1
Abbott | Korea | MD |  | 03R65 | Chemiluminescence assay(CLIA) analyzer | class 1
Abbott | Korea | MD |  | 01L86 | Chemiluminescence assay(CLIA) analyzer | class 1
Abbott | Korea | MD |  | 1030901외 3건 | Catheter guidewire, vascular | class 2
Abbott | Singapore | IVD |  | Abbott Alinity c Albumin BCG | Clinical chemistry | Class B IVD
Abbott | Singapore | IVD |  | Abbott Alinity i Cortisol | Immunology | Class B IVD
Abbott | Singapore | IVD |  | Abbott Alinity c Alkaline Phosphatase | Clinical chemistry | Class B IVD
Abbott | Singapore | IVD |  | Abbott Alinity c Cholesterol | Clinical chemistry | Class B IVD
Abbott | Singapore | IVD |  | Abbott Alinity c Carbon Dioxide | Clinical chemistry | Class B IVD
Abbott | Singapore | IVD |  | Abbott Alinity c Ultra HDL | Clinical chemistry | Class B IVD
Abbott | Singapore | IVD |  | Abbott Alinity c Direct Bilirubin | Clinical chemistry | Class B IVD
Abbott | Singapore | IVD |  | Abbott Alinity c Calcium | Clinical chemistry | Class B IVD
Abbott | Singapore | IVD |  | Abbott Alinity c Amylase | Clinical chemistry | Class B IVD
Abbott | Singapore | IVD |  | Abbott Alinity c Lactate Dehydrogenase | Clinical chemistry | Class B IVD
Abbott | Singapore | IVD |  | Abbott Alinity c Triglyceride | Clinical chemistry | Class B IVD
Abbott | Singapore | IVD |  | Abbott Alinity c Total Protein | Clinical chemistry | Class B IVD
Abbott | Singapore | IVD |  | Abbott Alinity c Activated Aspartate Aminotransferase | Clinical chemistry | Class B IVD
Abbott | Singapore | IVD |  | Abbott Alinity c Urea Nitrogen | Clinical chemistry | Class B IVD
Abbott | Singapore | IVD |  | Abbott Point of Care i-STAT® PT/INR Cartridge | Hematology | Class C IVD
Abbott | Singapore | IVD |  | Abbott Alinity c Transferrin | Clinical chemistry | Class B IVD
Abbott | Singapore | IVD |  | Abbott Alinity s HTLV I/II | Immunology | Class D IVD
Abbott | Singapore | IVD |  | Abbott Alinity s Anti-HBc | Immunology | Class D IVD
Abbott | Singapore | IVD |  | Abbott Alinity c Albumin BCP | Clinical chemistry | Class B IVD
Abbott | Singapore | IVD |  | Abbott Alinity s Anti-HCV | Immunology | Class D IVD
Abbott | Singapore | IVD |  | Abbott Alinity i Processing Module | Immunology | Class D IVD
Abbott | Singapore | IVD |  | Abbott Alinity i rHTLV-I/-II | Immunology | Class D IVD
Abbott | Singapore | IVD |  | Abbott Alinity i HBsAg (Monitoring) | Immunology | Class C IVD
Abbott | Singapore | IVD |  | Abbott Alinity i STAT High Sensitive Troponin-I | Immunology | Class C IVD
Abbott | Singapore | IVD |  | Abbott Alinity i CA 15-3 | Immunology | Class C IVD
Abbott | Singapore | IVD |  | Abbott Alinity i HBsAg (Screening) | Immunology | Class D IVD
Abbott | Singapore | IVD |  | Abbott Alinity i CMV IgG Avidity | Immunology | Class C IVD
Abbott | Singapore | IVD |  | Abbott Alinity i CMV IgG | Immunology | Class C IVD
Abbott | Singapore | IVD |  | Abbott Alinity i 2nd Generation Testosterone | Immunology | Class B IVD
Abbott | Singapore | IVD |  | Abbott Alinity c Magnesium | Clinical chemistry | Class B IVD
Abbott | Singapore | IVD |  | Abbott Alinity i Free PSA | Immunology | Class C IVD
Abbott | Singapore | IVD |  | Abbott Alinity i Total PSA | Immunology | Class C IVD
Abbott | Singapore | IVD |  | Abbott Alinity i Intact PTH | Immunology | Class B IVD
Abbott | Singapore | IVD |  | Abbott Alinity i BNP | Immunology | Class C IVD
Abbott | Singapore | IVD |  | Abbott Alinity c Glucose | Clinical chemistry | Class B IVD
Abbott | Singapore | IVD |  | Abbott Alinity i Anti-TPO | Immunology | Class B IVD
Abbott | Singapore | IVD |  | Abbott Alinity i Anti-Tg | Immunology | Class B IVD
Abbott | Singapore | IVD |  | Abbott Alinity i HBsAg Confirmatory V.1 | Immunology | Class D IVD
Abbott | Singapore | IVD |  | Abbott Alinity i T-Uptake | Immunology | Class B IVD
Abbott | Singapore | IVD |  | Abbott Alinity i CA 19-9XR | Immunology | Class C IVD
Abbott | Singapore | IVD |  | Abbott Alinity s CMV IgG Qualitative | Immunology | Class D IVD
Abbott | Singapore | IVD |  | Abbott Alinity i Anti-HBc II | Immunology | Class D IVD
Abbott | Singapore | IVD |  | Abbott Alinity c Microalbumin | Clinical chemistry | Class B IVD
Abbott | Singapore | IVD |  | Abbott Alinity i Insulin | Immunology | Class B IVD
Abbott | Singapore | IVD |  | Abbott Alinity c Hemoglobin A1c | Clinical chemistry | Class B IVD
Abbott | Singapore | IVD |  | Abbott Alinity c Complement C4 | Clinical chemistry | Class B IVD
Abbott | Singapore | IVD |  | Abbott Alinity c Complement C3 | Clinical chemistry | Class B IVD
Abbott | Singapore | IVD |  | Abbott Alinity c Immunoglobulin A | Clinical chemistry | Class B IVD
Abbott | Singapore | IVD |  | Abbott Alinity c Immunoglobulin M | Clinical chemistry | Class B IVD
Abbott | Singapore | IVD |  | Abbott Alinity c Immunoglobulin G | Clinical chemistry | Class B IVD
Abbott | Singapore | IVD |  | Abbott Alinity i FSH | Immunology | Class B IVD
Abbott | Singapore | IVD |  | Abbott Alinity i LH | Immunology | Class B IVD
Abbott | Singapore | IVD |  | Abbott Alinity i SHBG | Immunology | Class B IVD
Abbott | Singapore | IVD |  | Abbott Alinity i Anti-CCP | Immunology | Class B IVD
Abbott | Singapore | IVD |  | Abbott Alinity i C-Peptide | Immunology | Class B IVD
Abbott | Singapore | IVD |  | Abbott Alinity c Apolipoprotein A1 | Clinical chemistry | Class B IVD
Abbott | Singapore | IVD |  | Abbott Alinity c Apolipoprotein B | Clinical chemistry | Class B IVD
Abbott | Singapore | IVD |  | Abbott Alinity i Urine NGAL | Immunology | Class B IVD
Abbott | Singapore | IVD |  | Abbott Alinity i Progesterone | Immunology | Class B IVD
Abbott | Singapore | IVD |  | Abbott Alinity i Folate | Immunology | Class B IVD
Abbott | Singapore | IVD |  | Abbott Alinity i Homocysteine | Immunology | Class B IVD
Abbott | Singapore | IVD |  | Abbott Alinity i HE4 | Immunology | Class C IVD
Abbott | Singapore | IVD |  | Abbott Alinity i Anti-HBs | Immunology | Class D IVD
Abbott | Singapore | IVD |  | Abbott ARCHITECT Clinical Chemistry Analyzers | Clinical chemistry | Class C IVD
Abbott | Singapore | IVD |  | Abbott Alinity i B12 | Immunology | Class B IVD
Abbott | Singapore | IVD |  | Abbott Alinity s HBsAg | Immunology | Class D IVD
Abbott | Singapore | IVD |  | Abbott Alinity i TSH | Immunology | Class B IVD
Abbott | Singapore | IVD |  | Abbott Alinity i HBeAg | Immunology | Class D IVD
Abbott | Singapore | IVD |  | Abbott Alinity i AFP | Immunology | Class C IVD
Abbott | Singapore | IVD |  | Abbott Alinity i Anti-HCV | Immunology | Class D IVD
Abbott | Singapore | IVD |  | Abbott Alinity i HAVAb IgM | Immunology | Class C IVD
Abbott | Singapore | IVD |  | Abbott Alinity c Alanine Aminotransferase | Clinical chemistry | Class B IVD
Abbott | Singapore | IVD |  | Abbott Alinity i CEA | Immunology | Class C IVD
Abbott | Singapore | MD |  | Abbott Vascular Hi-Torque Floppy II Guide Wire | Cardiovascular | Class D medical device
Abbott | Singapore | IVD |  | Abbott Alinity i Free T3 | Immunology | Class B IVD
Abbott | Singapore | IVD |  | Abbott Alinity i Total T4 | Immunology | Class B IVD
Abbott | Singapore | IVD |  | Abbott Alinity s System | Immunology | Class D IVD
Abbott | Singapore | IVD |  | Abbott Alinity s HIV Ag/Ab Combo | Immunology | Class D IVD
Abbott | Singapore | IVD |  | Abbott Alinity i Total T3 | Immunology | Class B IVD
Abbott | Singapore | IVD |  | Abbott Alinity i Estradiol | Immunology | Class B IVD
Abbott | Singapore | MD |  | Abbott Vascular Hi-Torque Command 18 Guide Wire | Cardiovascular | Class B medical device
Abbott | Singapore | IVD |  | Abbott Diagnostics Technologies Afinion ACR | Clinical chemistry | Class B IVD
Abbott | Singapore | IVD |  | Abbott Alinity i Toxo IgM | Immunology | Class C IVD
Abbott | Singapore | IVD |  | Abbott Alinity i Toxo IgG | Immunology | Class C IVD
Abbott | Singapore | IVD |  | ABBOTT ARCHITECT B.R.A.H.M.S PCT | Immunology | Class C IVD
Abbott | Singapore | IVD |  | Abbott Alinity i HIV Ag/Ab Combo | Immunology | Class D IVD
Abbott | Singapore | IVD |  | Abbott Diagnostics Technologies Afinion HbA1c | Clinical chemistry | Class B IVD
Abbott | Singapore | IVD |  | Abbott Alinity i Toxo IgG Avidity | Immunology | Class C IVD
Abbott | Singapore | IVD |  | Abbott Alinity i HAVAb IgG | Immunology | Class B IVD
Abbott | Singapore | MD |  | Abbott Vascular 20/30 PRIORITY PACK Accessory Kit with COPILOT Bleedback Control Valve | Cardiovascular | Class B medical device
Abbott | Singapore | IVD |  | Abbott Alinity i Rubella IgM | Immunology | Class C IVD
Abbott | Singapore | IVD |  | Abbott Alinity i Ferritin | Immunology | Class B IVD
Abbott | Singapore | IVD |  | Abbott Alinity i Rubella IgG | Immunology | Class C IVD
Abbott | Singapore | IVD |  | Abbott Alinity i Prolactin | Immunology | Class B IVD
Abbott | Singapore | IVD |  | Abbott ARCHITECT Total Bilirubin | Clinical chemistry | Class B IVD
Abbott | Singapore | IVD |  | Abbott Alinity i 25-OH Vitamin D | Immunology | Class B IVD
Abbott | Singapore | IVD |  | Abbott Alinity i Anti-HBe | Immunology | Class D IVD
Abbott | Singapore | IVD |  | Abbott Alinity i Total β-hCG | Immunology | Class B IVD
Abbott | Singapore | IVD |  | Abbott Alinity i Anti-HBc IgM | Immunology | Class D IVD
Abbott | Singapore | IVD |  | Abbott Alinity i DHEA-S | Immunology | Class B IVD
Abbott | Singapore | IVD |  | Abbott Alinity s HBsAg Confirmatory | Immunology | Class D IVD
Abbott | Singapore | IVD |  | Abbott Alinity i CA 125 II | Immunology | Class C IVD
Abbott | Singapore | IVD |  | Abbott ARCHITECT Immunoassay Analyzers | Immunology | Class D IVD
Abbott | Singapore | IVD |  | Abbott Alinity i EBV EBNA-1 IgG | Immunology | Class C IVD
Abbott | Singapore | IVD |  | Abbott Alinity c Aspartate Aminotransferase | Clinical chemistry | Class B IVD
Abbott | Singapore | IVD |  | Abbott Alinity c Processing Module | Clinical chemistry | Class C IVD
Abbott | Singapore | IVD |  | Abbott Alinity c Activated Alanine Aminotransferase | Clinical chemistry | Class B IVD
Abbott | Singapore | IVD |  | Abbott Alinity c Uric Acid | Clinical chemistry | Class B IVD
Abbott | Singapore | IVD |  | Abbott Alinity c Urine/CSF Protein | Clinical chemistry | Class B IVD
Abbott | Singapore | IVD |  | Abbott Alinity c Phosphorus | Clinical chemistry | Class B IVD
Abbott | Singapore | IVD |  | Abbott Alinity c Gamma-Glutamyl Transferase | Clinical chemistry | Class B IVD
Abbott | Singapore | IVD |  | Abbott Alinity c Creatine Kinase | Clinical chemistry | Class B IVD
Abbott | Singapore | IVD |  | Abbott Alinity c Creatinine | Clinical chemistry | Class B IVD
Abbott | Singapore | IVD |  | Abbott Alinity c ICT | Clinical chemistry | Class B IVD
Abbott | Singapore | IVD |  | Abbott Alinity i HBsAg Qualitative II Confirmatory | Immunology | Class D IVD
Abbott | Singapore | IVD |  | Abbott Vysis CLL FISH Probe Kit | Hematology | Class C IVD
Abbott | Singapore | MD |  | Abbott Medical Portico Transcatheter Aortic Valve System | Cardiovascular | Class D medical device
Abbott | Singapore | IVD |  | Abbott Alinity i Syphilis TP | Immunology | Class D IVD
Abbott | Singapore | IVD |  | Abbott Alinity i HBsAg Qualitative II | Immunology | Class D IVD
Abbott | Singapore | IVD |  | Abbott Alinity i Free T4 | Immunology | Class B IVD
Abbott | Korea | IVD |  | AxSYM CK-MB | IVD reagents for cardiac marker | class 3
Abbott | Korea | IVD |  | AxSYM Valproic Acid | IVD reagents for Cardiovascular, central nervous system TDM tests | class 3
Abbott | Korea | IVD |  | ARCHITECT CMV IgG Avidity Reagent Kit (3L46-25)외 1건 | IVD reagents for infectious disease marker(Diagnosis of Sexually transmitted disease, Legally designated infectious pathogens other than ‘high risk pathogens’, Infectious agents with moderate infectivity), immunological method | class 3
Abbott | Korea | IVD |  | AxSYM AFP | IVD reagents for tumor marker | class 3
Abbott | Korea | IVD |  | AxSYM CA19-9 | IVD reagents for tumor marker | class 3
Abbott | Korea | IVD |  | AxSYM Total PSA | IVD reagents for tumor marker | class 3
Abbott | Korea | IVD |  | AxSYM CA 15-3 | IVD reagents for tumor marker | class 3
Abbott | Korea | IVD |  | AxSYM Barbiturates II U | IVD reagents for Cardiovascular, central nervous system TDM tests | class 3
Abbott | Korea | IVD |  | AxSYM HAVAB-M 2.0 | IVD reagents for infectious disease marker(Diagnosis of Sexually transmitted disease, Legally designated infectious pathogens other than ‘high risk pathogens’, Infectious agents with moderate infectivity), immunological method | class 3
Abbott | Korea | IVD |  | AxSYM HAVAB 2.0 | IVD reagents for infectious disease marker(Diagnosis of Sexually transmitted disease, Legally designated infectious pathogens other than ‘high risk pathogens’, Infectious agents with moderate infectivity), immunological method | class 3
Abbott | Korea | IVD |  | AxSYM Troponin-I ADV | IVD reagents for cardiac marker | class 3
Abbott | Korea | IVD |  | AxSYM Toxo IgM | IVD reagents for infectious disease marker(Diagnosis of Sexually transmitted disease, Legally designated infectious pathogens other than ‘high risk pathogens’, Infectious agents with moderate infectivity), immunological method | class 3
Abbott | Korea | IVD |  | AxSYM Rubella IgM | IVD reagents for infectious disease marker(Diagnosis of Sexually transmitted disease, Legally designated infectious pathogens other than ‘high risk pathogens’, Infectious agents with moderate infectivity), immunological method | class 3
Abbott | Korea | IVD |  | AxSYM Phenobarbital | IVD reagents for Cardiovascular, central nervous system TDM tests | class 3
Abbott | Korea | IVD |  | AxSYM Cyclosporine | IVD reagents for Cardiovascular, central nervous system TDM tests | class 3
Abbott | Korea | IVD |  | AxSYM Phenytoin | IVD reagents for Cardiovascular, central nervous system TDM tests | class 3
Abbott | Korea | IVD |  | TDx TDxFLx Methotrexate II | IVD reagents for Cardiovascular, central nervous system TDM tests | class 3
Abbott | Korea | IVD |  | Architect i Carbamazepine Reagent kit (1P36-25) | IVD reagents for Cardiovascular, central nervous system TDM tests | class 3
Abbott | Korea | IVD |  | AxSYM CMV IgM | IVD reagents for infectious disease marker(Diagnosis of Sexually transmitted disease, Legally designated infectious pathogens other than ‘high risk pathogens’, Infectious agents with moderate infectivity), immunological method | class 3
Abbott | Korea | IVD |  | AxSYM CMV IgG | IVD reagents for infectious disease marker(Diagnosis of Sexually transmitted disease, Legally designated infectious pathogens other than ‘high risk pathogens’, Infectious agents with moderate infectivity), immunological method | class 3
Abbott | Korea | IVD |  | AxSYM Gentamicin | IVD Reagents for antibiotic and antiviral TDM tests | class 3
Abbott | Korea | IVD |  | AxSYM CEA | IVD reagents for tumor marker | class 3
Abbott | Korea | IVD |  | AxSYM Toxo IgG | IVD reagents for infectious disease marker(Diagnosis of Sexually transmitted disease, Legally designated infectious pathogens other than ‘high risk pathogens’, Infectious agents with moderate infectivity), immunological method | class 3
Abbott | Korea | IVD |  | ARCHITECT AFP Reagent Kit (3P36-20)외 5건 | IVD reagents for tumor marker | class 3
Abbott | Korea | IVD |  | AxSYM Carbamazepine | IVD reagents for Cardiovascular, central nervous system TDM tests | class 3
Abbott | Korea | IVD |  | AxSYM Vancomycin II | IVD Reagents for antibiotic and antiviral TDM tests | class 3
Abbott | Korea | IVD |  | AxSYM Digoxin III | IVD reagents for Cardiovascular, central nervous system TDM tests | class 3
Abbott | Korea | IVD |  | AxSYM Digoxin II | IVD reagents for Cardiovascular, central nervous system TDM tests | class 3
Abbott | Korea | IVD |  | Architect Syphilis TP Reagent Kit (8D06-32)외 3건 | IVD reagents for infectious disease marker(Diagnosis of Sexually transmitted disease, Legally designated infectious pathogens other than ‘high risk pathogens’, Infectious agents with moderate infectivity), immunological method | class 3
Abbott | Korea | IVD |  | AxSYM Myoglobin | IVD reagents for cardiac marker | class 3
Abbott | Korea | IVD |  | Architect Toxo IgG Avidity Reagent Kit (6L37-25)외 1건 | IVD reagents for infectious disease marker(Diagnosis of Sexually transmitted disease, Legally designated infectious pathogens other than ‘high risk pathogens’, Infectious agents with moderate infectivity), immunological method | class 3
Abbott | Korea | IVD |  | AxSYM Rubella IgG | IVD reagents for infectious disease marker(Diagnosis of Sexually transmitted disease, Legally designated infectious pathogens other than ‘high risk pathogens’, Infectious agents with moderate infectivity), immunological method | class 3
Abbott | Korea | IVD |  | ARCHITECT Rubella IgM Reagent Kit (6C18-25)외 2건 | IVD reagents for infectious disease marker(Diagnosis of Sexually transmitted disease, Legally designated infectious pathogens other than ‘high risk pathogens’, Infectious agents with moderate infectivity), immunological method | class 3
Abbott | Korea | IVD |  | ARCHITECT Toxo IgM Reagent Kit (6C20-25)외 3건 | IVD reagents for infectious disease marker(Diagnosis of Sexually transmitted disease, Legally designated infectious pathogens other than ‘high risk pathogens’, Infectious agents with moderate infectivity), immunological method | class 3
Abbott | Korea | MD |  | Vysis LSI 21 SpectrumOrange Probe | Nucleic acid in situ hybridization (FISH, SISH) Ⅱ | class 2
Abbott | Korea | MD |  | 1012817-16외 14건 | Coronary artery stent-graft | class 4
Abbott | Korea | MD |  | 406783외 61건 | Catheter introducer | class 2
Abbott | Korea | MD |  | Vysis LSI/WCP Hybridization Buffer 2 × 150 ㎕외 1건 | Nucleic acid in situ hybridization (FISH, SISH) Ⅰ | class 1
Abbott | Korea | MD |  | 42045020-080외 45건 |  | class 4
Abbott | Korea | MD |  | A701124외 15건 | Catheter, cardiac, electrophysiological mapping | class 2
Abbott | Korea | MD |  | 1013197외 111건 | Catheter guidewire, cardiovascular | class 4
Abbott | Korea | MD |  | Antifade solution | Nucleic acid in situ hybridization (FISH, SISH) Ⅰ | class 1
Abbott | Korea | MD |  | 1012462-08외 13건 | Bioabsorbable coronary artery stent, Drug-eluting | class 4
Abbott | Korea | IVD |  | 프리스타일 옵티엄 네오 H 혈당 측정 검사지 | Clinical IVD strip for glucose strip | class 2
Abbott | Korea | IVD |  | BinaxNOW™ Legionella Urinary Antigen Card | IVD reagents for infectious disease marker(Diagnosis of Sexually transmitted disease, Legally designated infectious pathogens other than ‘high risk pathogens’, Infectious agents with moderate infectivity), immunological method | class 3
Abbott | Korea | IVD |  | 바이낙스나우말라리아 | IVD reagents for infectious disease marker(Diagnosis of Sexually transmitted disease, Legally designated infectious pathogens other than ‘high risk pathogens’, Infectious agents with moderate infectivity), immunological method | class 3
Abbott | Korea | IVD |  | 프리스타일 옵티엄 H 혈중 베타 케톤 측정 검사지 | Clinical IVD strip for glucose strip | class 2
Abbott | Korea | IVD |  | BinaxNOW™ Streptococcus pneumoniae Antigen Card | IVD reagents for infectious disease marker(Diagnosis of Sexually transmitted disease, Legally designated infectious pathogens other than ‘high risk pathogens’, Infectious agents with moderate infectivity), immunological method | class 3
Abbott | Korea | IVD |  | Alere NMP22 BladderChek Test외 1건 | IVD reagents for tumor marker | class 3
Abbott | Korea | MD |  | Vysis IGH/MYC/CEP 8 Tri-Color DF FISH Probe Kit | Nucleic acid in situ hybridization (FISH, SISH) Ⅱ | class 2
Abbott | Korea | MD |  | Vysis MYC Break Apart FISH Probe Kit | Nucleic acid in situ hybridization (FISH, SISH) Ⅱ | class 2
Abbott | Korea | MD |  | Vysis LSI IGH Dual Color, Break Apart Rearrangement Probe | Nucleic acid in situ hybridization (FISH, SISH) Ⅱ | class 2
Abbott | Korea | MD |  | Vysis CDKN2A/CEP 9 FISH Probe Kit | Nucleic acid in situ hybridization (FISH, SISH) Ⅱ | class 2
Abbott | Korea | MD |  | Vysis TP53/CEP 17 FISH Probe Kit | Nucleic acid in situ hybridization (FISH, SISH) Ⅱ | class 2
Abbott | Korea | MD |  | Vysis CBFB Break Apart FISH Probe Kit | Nucleic acid in situ hybridization (FISH, SISH) Ⅱ | class 2
Abbott | Korea | MD |  | Medisense 2 Card Blood Glucose Sensor | Glucose test system | class 2
Abbott | Korea | MD |  | Precision Q.I.D Blood Glucose Sensor | Glucose test system | class 2
Abbott | Korea | MD |  | Medisense Lansets | Lancet | class 2
Abbott | Korea | MD |  | DS-TV45X45-12F-080외 1건 | Intravascular guiding catheter | class 2
Abbott | Korea | MD |  | ABBOTT SPECTRUM SERIES Ⅱ |  | class 2
Abbott | Korea | MD |  | CELL-DYN 1300 |  | class 2
Abbott | Korea | MD |  | CELL-DYN 1400 |  | class 2
Abbott | Korea | MD |  | CELL-DYN 1700 |  | class 2
Abbott | Korea | MD |  | CELL-DYN 3000 |  | class 2
Abbott | Korea | MD |  | CELL-DYN 3000SL |  | class 2
Abbott | Korea | MD |  | CELL-DYN 3500CS |  | class 2
Abbott | Korea | MD |  | ABBOTT AXSYM SYSTEM |  | class 2
Abbott | Korea | MD |  | CELL-DYN 4000 |  | class 2
Abbott | Korea | MD |  | ABBOTT SPECTRUM CCXⅡ |  | class 2
Abbott | Korea | MD |  | CELL-DYN 3500SL |  | class 2
Abbott | Korea | MD |  | 22439-19외 3건 | Catheter guidewire, vascular | class 2
Abbott | Korea | MD |  | 1012466외 5건 | Catheter guidewire, vascular | class 2
Abbott | Korea | MD |  | 1012268-06외 76건 | Angioplasty catheter, balloon dilatation, coronary, perfusing | class 4
Abbott | Korea | MD |  | Precision Xtra Advanced Diabetes Management System | Glucose test system | class 1
Abbott | Korea | MD |  | 1012444-06외 58건 | Angioplasty catheter, balloon dilatation, coronary, perfusing | class 4
Abbott | Korea | MD |  | QUANTUM PUMP PURCHASED | Infusion pump | class 2
Abbott | Korea | MD |  | ABBOTT PAIN MANAGEMENT/KIT | Infusion pump | class 2
Abbott | Korea | MD |  | PROVIDER 5500 PUMP SYSTEM | Infusion pump | class 2
Abbott | Korea | MD |  | 11846 | Infusion pump | class 2
Abbott | Korea | MD |  | Precision PCx | Glucose test system | class 1
Abbott | Korea | MD |  | CELL-DYN 3700CS | Hematology analyzer, cell-quantifying | class 1
Abbott | Korea | MD |  | CELL-DYN 3700SL | Hematology analyzer, cell-quantifying | class 1
Abbott | Korea | MD |  | 01781-004-073외 43건 | Blood donor set | class 2
Abbott | Korea | MD |  | OE623-089-001외 41건 | Intravascular catheter | class 2
Abbott | Korea | MD |  | ALCYON 300i
Abbott | Korea | MD |  | C7 XR OCT Imaging System외 1건 | Telemetry system transmitter, analysis | class 2
Abbott | Korea | MD |  | C408641 | Oximeter catheter, fibreoptic | class 2
Abbott | Korea | MD |  | 1011706-08외 45건 | Drug eluting Coronary artery stent | class 4
Abbott | Korea | MD |  | 1011836외 9건 | Catheter guidewire, cardiovascular | class 4
Abbott | Korea | MD |  | FreeStyle Lite Blood Glucose Test Strips 50ct외 2건 | Blood glucose test strip | class 1
Abbott | Korea | MD |  | 9-TVLP4F90/060외 3건 | Catheter, cannula and tubing, vascular, cardiopulmonary | class 4
Abbott | Korea | MD |  | Sof-Tact Diabetes Management System | Glucose test system | class 1
Abbott | Korea | MD |  | JoStent Peripheral 008P12외 11건 | Vascular stent, Central circulation | class 4
Abbott | Korea | MD |  | A14003외 81건 | Angioplasty catheter, balloon dilatation, non-coronary | class 4
Abbott | Korea | MD |  | 9-ACP2-007-016외 7건 | Embolic protection device | class 4
Abbott | Korea | MD |  | 9-PDA2-03-04외 25건 | Embolization implant inserter, central circulation | class 4
Abbott | Korea | MD |  | JoStent Coronary system Graft 010CG09외 4건 | Stent, vascular | class 3
Abbott | Korea | MD |  | F11325외 14건 | Catheter, percutaneous | class 2
Abbott | Korea | MD |  | JoStent Flex 010F09외 15건 | Stent for medical use | class 3
Abbott | Korea | MD |  | Jostent Flex Supreme System A106F0925외 19건 | Stent, vascular | class 3
Abbott | Korea | MD |  | JoStent Bare Versions 009M09외 23건 | Coronary artery stent | class 4
Abbott | Korea | MD |  | Medisense Optium Advanced Diabetes MAnagement System | Dry type clinical chemistry automated analyzer | class 1
Abbott | Korea | MD |  | ACS HI-TORQUE BALANCEⓡGuide Wire with HYDROCOAT™ Hydrophilic Coating 28000-HC외 11건 | Catheter guidewire, cardiovascular | class 4
Abbott | Korea | MD |  | 406553외 39건 | Catheter introducer | class 2
Abbott | Korea | MD |  | 406301외 7건 | Catheter introducer, haemostasis valve, not for central vein | class 2
Abbott | Korea | MD |  | 11000-12외 65건 | Peripheral stent | class 4
Abbott | Korea | MD |  | 22437-19외 1건 | Embolic protection device | class 4
Abbott | Korea | MD |  | FOXCross PTA Catheter 10300-20외 217건 | Angioplasty catheter, balloon dilatation, non-coronary | class 4
Abbott | Singapore | MD |  | Abbott Hi-Torque® Cross-It™ XT Guide Wires with Hydrocoat Hydrophilic Coating | Cardiovascular | Class D medical device
Abbott | Singapore | MD |  | Abbott Medical Amplatzer Duct Occluder II | Cardiovascular | Class D medical device
Abbott | Singapore | MD |  | Abbott StarClose SE Vascular Closure System | General & Plastic Surgery | Class C medical device
Abbott | Singapore | IVD |  | Abbott Alinity i B∙R∙A∙H∙M∙S PCT | Immunology | Class C IVD
Abbott | Singapore | MD |  | Abbott Medical Amplatzer Amulet Left Atrial Appendage Occluder | Cardiovascular | Class D medical device
Abbott | Singapore | IVD |  | Abbott Alinity i PIVKA-II | Immunology | Class C IVD
Abbott | Singapore | IVD |  | Abbott Alinity i STAT Myoglobin | Immunology | Class C IVD
Abbott | Singapore | IVD |  | Abbott Alinity hq Analyser | Hematology | Class B IVD
Abbott | Singapore | IVD |  | Abbott Alinity i CMV IgM | Immunology | Class C IVD
Abbott | Singapore | IVD |  | Abbott Alinity i EBV VCA IgG | Immunology | Class C IVD
Abbott | Singapore | IVD |  | Abbott Alinity i CYFRA 21-1 | Immunology | Class C IVD
Abbott | Singapore | MD |  | Abbott Medical OPTIS Mobile System Imaging System | Cardiovascular | Class D medical device
Abbott | Singapore | MD |  | Abbott Medical OPTIS Integrated System Imaging System | Cardiovascular | Class D medical device
Abbott | Singapore | MD |  | Abbott FreeStyle LibreLink App | General Hospital | Class C medical device
Abbott | Singapore | IVD |  | Abbott Alinity i EBV VCA IgM | Immunology | Class C IVD
Abbott | Singapore | IVD |  | Abbott Alinity i ProGRP | Immunology | Class C IVD
Abbott | Singapore | IVD |  | Abbott Alinity i SCC | Immunology | Class C IVD
Abbott | Singapore | MD |  | Abbott Medical Advisor HD Grid Mapping Catheter, Sensor Enabled | Cardiovascular | Class D medical device
Abbott | Singapore | MD |  | Abbott Medical TactiCath Sensor Enabled Contact Force Ablation Catheter | Cardiovascular | Class D medical device
Abbott | Singapore | IVD |  | Abbott ARCHITECT Thyroglobulin | Immunology | Class C IVD
Abbott | Singapore | IVD |  | Abbott Alinity c Total Bilirubin (04V51) | Clinical chemistry | Class B IVD
Abbott | Singapore | IVD |  | Abbott Alinity i Methotrexate | Immunology | Class C IVD
Abbott | Singapore | IVD |  | Abbott Alinity i Active-B12 (Holotranscobalamin) | Immunology | Class B IVD
Abbott | Singapore | IVD |  | Abbott Alinity i Pepsinogen I | Immunology | Class B IVD
Abbott | Singapore | IVD |  | Abbott Alinity i Pepsinogen II | Immunology | Class B IVD
Abbott | Singapore | MD |  | Abbott Medical Hi-Torque TurnTrac Guide Wire | Cardiovascular | Class D medical device
Abbott | Singapore | MD |  | Abbott Medical Swartz Braided Transseptal Introducers | Cardiovascular | Class D medical device
Abbott | Singapore | MD |  | Abbott Medical Ultimum EV Percutaneous Catheter Introducer | Cardiovascular | Class D medical device
Abbott | Singapore | IVD |  | ABBOTT CELL-DYN Emerald 22 System | Hematology | Class B IVD
Abbott | Singapore | IVD |  | Abbott ARCHITECT Pepsinogen Assay | Immunology | Class B IVD
Abbott | Singapore | IVD |  | ABBOTT Architect 25-OH Vitamin D assay | Immunology | Class B IVD
Abbott | Singapore | IVD |  | ABBOTT Architect HBsAg Assay with Autodilution | Immunology | Class C IVD
Abbott | Singapore | MD |  | Abbott Vascular Armada 18 PTA Catheter | General Hospital | Class B medical device
Abbott | Singapore | MD |  | Abbott Medical FlexAbility Ablation Catheter | Cardiovascular | Class D medical device
Abbott | Singapore | MD |  | Abbott FreeStyle Libre Flash Glucose Monitoring System | General Hospital | Class C medical device
Abbott | Singapore | IVD |  | Abbott Point of Care i-STAT® ß-hCG Cartridge | Clinical chemistry | Class B IVD
Abbott | Singapore | IVD |  | Abbott ARCHITECT PIVKA-II | Immunology | Class C IVD
Abbott | Korea | MD |  | 9-ACP-007-016외 7건 | Embolic protection device | class 4
Abbott | Korea | MD |  | Vysis IntelliFISH Hybridization Buffer | Nucleic acid in situ hybridization (FISH, SISH) Ⅰ | class 1
Abbott | Korea | MD |  | Abbott RealTime EBV Kit |  | class 3
Abbott | Singapore | IVD |  | Abbott FreeStyle Optium Neo H Blood Glucose and Ketone Monitoring System | General Hospital | Class C IVD
Abbott | Singapore | IVD |  | Abbott FreeStyle Optium Neo Blood Glucose and Ketone Monitoring System | Clinical chemistry | Class C IVD
Abbott | Singapore | IVD |  | Abbott Architect Anti-HBc IgM Assay (LN 6C33) | Immunology | Class D IVD
Abbott | Singapore | IVD |  | Abbott Architect® Free PSA Assay (LN 7K71) | Immunology | Class C IVD
Abbott | Singapore | IVD |  | Abbott Architect Anti-HCV Assay (LN 6C37) | Immunology | Class D IVD
Abbott | Singapore | IVD |  | Abbott Architect HBsAg Confirmatory V.1 Assay (LN 9C94) | Immunology | Class D IVD
Abbott | Singapore | IVD |  | Abbott Architect Anti-HBe Assay (LN 6C34) | Immunology | Class D IVD
Abbott | Singapore | MD |  | Abbott Vascular MINI TREK™ RX Coronary Dilatation Catheter | Cardiovascular | Class D medical device
Abbott | Singapore | MD |  | Abbott GraftMaster RX Coronary Stent Graft System | Cardiovascular | Class D medical device
Abbott | Singapore | IVD |  | Abbott ARCHITECT Galectin-3 Assay | Immunology | Class B IVD
Abbott | Singapore | IVD |  | Abbott ARCHITECT Methotrexate Assay | Clinical chemistry | Class C IVD
Abbott | Singapore | IVD |  | Abbott Diagnostics Panbio™ Dengue Early Rapid | Microbiology | Class C IVD
Abbott | Singapore | IVD |  | Abbott FreeStyle Precision Pro Blood Glucose and β-Ketone Monitoring System | General Hospital | Class C IVD
Abbott | Singapore | IVD |  | Abbott ARCHITECT Syphilis TP Reagent Assay | Immunology | Class D IVD
Abbott | Singapore | IVD |  | Abbott ARCHITECT EBV assay panel | Immunology | Class C IVD
Abbott | Korea | IVD |  | Alinity m HIV-1 AMP Kit | IVD reagents for genotyping or patient monitoring of HIV, HBV, HCV, HTLV, molecular diagnostics | class 3
Abbott | Korea | IVD |  | Alinity m HCV AMP Kit | IVD reagents for genotyping or patient monitoring of HIV, HBV, HCV, HTLV, molecular diagnostics | class 3
Abbott | Korea | IVD |  | Alinity m HBV Kit | IVD reagents for genotyping or patient monitoring of HIV, HBV, HCV, HTLV, molecular diagnostics | class 3
Abbott | Korea | MD |  | 3660외 1건 | Stimulator, electrical, analgesic, implantable | class 4
Abbott | Korea | IVD |  | CBDOT strip | IVD strip for endocrine self test | class 2
Abbott | Korea | MD |  | 6143외 17건 | Electrode for electrical stimulation system, implantable | class 4
Abbott | Korea | MD |  | Alinity s System | Chemiluminescence assay(CLIA) analyzer | class 1
Abbott | Korea | IVD |  | 734-000 | IVD reagents for infectious disease marker(Diagnosis of Sexually transmitted disease, Legally designated infectious pathogens other than ‘high risk pathogens’, Infectious agents with moderate infectivity), molecular diagnostics | class 3
Abbott | Korea | MD |  | 405500외 10건 | Dilator, vascular, manually-operated | class 1
Abbott | Korea | IVD |  | Alinity i B·R·A·H·M·S PCT Reagent Kit (01R1822)외 1건 | IVD reagents for infectious inflammatory tests | class 2
Abbott | Korea | MD |  | D-AVSE-D10-V1525외 3건 | Catheter, cardiac, electrophysiological mapping | class 2
Abbott | Korea | MD |  | 1014652 | Oximeter catheter, fibreoptic | class 2
Abbott | Korea | MD |  | 405104외 20건 | Catheter introducer | class 2
Abbott | Korea | IVD |  | 프리스타일 옵티엄 혈중 베타 케톤 측정 검사지 | IVD strip for glucose self test | class 3
Abbott | Korea | IVD |  | i-STAT BNP Cartridge | IVD reagents for cardiac marker | class 3
Abbott | Korea | IVD |  | i-STAT CK-MB Cartridge | IVD reagents for cardiac marker | class 3
Abbott | Korea | IVD |  | AxSYM Salicylate | Other reagents, class Ⅲ, for clinical immunology | class 3
Abbott | Korea | IVD |  | AxSYM Acetaminophen | IVD reagents for Cardiovascular, central nervous system TDM tests | class 3
Abbott | Korea | IVD |  | NycoCard D-dimer | IVD reagents for diagnostic blood coagulation test | class 3
Abbott | Korea | IVD |  | ARCHITECT CEA Reagent Kit (7K68-27)외 5건 | IVD reagents for tumor marker | class 3
Abbott | Korea | IVD |  | AxSYM CA 125 | IVD reagents for tumor marker | class 3
Abbott | Korea | IVD |  | ARCHITECT CMV IgM Reagent Kit (6C16-25)외 3건 | IVD reagents for infectious disease marker(Diagnosis of Sexually transmitted disease, Legally designated infectious pathogens other than ‘high risk pathogens’, Infectious agents with moderate infectivity), immunological method | class 3
Abbott | Korea | IVD |  | Abbott Realtime HBV Amplification Reagent | IVD reagents for genotyping or patient monitoring of HIV, HBV, HCV, HTLV, molecular diagnostics | class 3
Abbott | Korea | IVD |  | ARCHITECT Total PSA Reagent Kit (7K70-20)외 5건 | IVD reagents for tumor marker | class 3
Abbott | Korea | IVD |  | ARCHITECT Free PSA Reagent Kit (7K71-20)외 3건 | IVD reagents for tumor marker | class 3
Abbott | Korea | IVD |  | ARCHITECT CMV IgG Reagent Kit (6C15-25)외 3건 | IVD reagents for infectious disease marker(Diagnosis of Sexually transmitted disease, Legally designated infectious pathogens other than ‘high risk pathogens’, Infectious agents with moderate infectivity), immunological method | class 3
Abbott | Korea | IVD |  | ARCHITECT HAVAb-IgM Reagent Kit (6C30-22)외 3건 | IVD reagents for infectious disease marker(Diagnosis of Sexually transmitted disease, Legally designated infectious pathogens other than ‘high risk pathogens’, Infectious agents with moderate infectivity), immunological method | class 3
Abbott | Korea | IVD |  | Architect HAVAb IgG Reagent kit(6C29-22)외 3건 | IVD reagents for infectious disease marker(Diagnosis of Sexually transmitted disease, Legally designated infectious pathogens other than ‘high risk pathogens’, Infectious agents with moderate infectivity), immunological method | class 3
Abbott | Korea | IVD |  | i-STAT cTnI Cartridge | IVD reagents for cardiac marker | class 3
Abbott | Korea | IVD |  | ARCHITECT Rubella IgG Reagent Kit (6C17-26)외 3건 | IVD reagents for infectious disease marker(Diagnosis of Sexually transmitted disease, Legally designated infectious pathogens other than ‘high risk pathogens’, Infectious agents with moderate infectivity), immunological method | class 3
Abbott | Korea | IVD |  | ARCHITECT Toxo IgG Reagent Kit (6C19-25)외 3건 | IVD reagents for infectious disease marker(Diagnosis of Sexually transmitted disease, Legally designated infectious pathogens other than ‘high risk pathogens’, Infectious agents with moderate infectivity), immunological method | class 3
Abbott | Korea | IVD |  | Architect i Gentamicin Reagent kit (1P31-25) | IVD Reagents for antibiotic and antiviral TDM tests | class 3
Abbott | Korea | IVD |  | Abbott Realtime HCV Amplification Reagent | IVD reagents for genotyping or patient monitoring of HIV, HBV, HCV, HTLV, molecular diagnostics | class 3
Abbott | Korea | IVD |  | Abbott Realtime HIV-1 Amplification Reagent | IVD reagents for genotyping or patient monitoring of HIV, HBV, HCV, HTLV, molecular diagnostics | class 3
Abbott | Korea | MD |  | Vysis LSI MLL Dual Color, Break Apart Rearrangement Probe | Nucleic acid in situ hybridization (FISH, SISH) Ⅱ | class 2
Abbott | Korea | MD |  | Vysis LSI BCR/ABL Dual Color, Dual Fusion Translocation Probe Set | Nucleic acid in situ hybridization (FISH, SISH) Ⅱ | class 2
Abbott | Korea | MD |  | 1013063-06외 76건 | Angioplasty catheter, balloon dilatation, coronary, perfusing | class 4
Abbott | Korea | MD |  | VP2000 Processor | Sample processing instruments | class 1
Abbott | Korea | IVD |  | Afinion Lipid Panel | Other Reagents, classⅡ, for clinical chemistry | class 2
Abbott | Korea | IVD |  | Abbott Realtime MTB Amplification reagent Kit | IVD reagents for infectious disease marker(Diagnosis of Sexually transmitted disease, Legally designated infectious pathogens other than ‘high risk pathogens’, Infectious agents with moderate infectivity), molecular diagnostics | class 3
Abbott | Korea | MD |  | C408652 | Telemetry system transmitter, analysis | class 2
Abbott | Korea | MD |  | 1013149-12외 31건 | Angioplasty catheter, balloon dilatation, coronary, perfusing | class 4
Abbott | Korea | IVD |  | BinaxNow™ RSV Card | IVD reagents for infectious disease marker(Diagnosis of Sexually transmitted disease, Legally designated infectious pathogens other than ‘high risk pathogens’, Infectious agents with moderate infectivity), immunological method | class 3
Abbott | Korea | MD |  | 바이낙스나우스트렙에이카드 |  | class 3
Abbott | Korea | MD |  | Vysis 13q34 SpectrumGreen FISH Probe Kit | Nucleic acid in situ hybridization (FISH, SISH) Ⅱ | class 2
Abbott | Korea | MD |  | Vysis D20S108 FISH Probe Kit | Nucleic acid in situ hybridization (FISH, SISH) Ⅱ | class 2
Abbott | Korea | MD |  | Vysis D13S319/13q34 FISH Probe Kit | Nucleic acid in situ hybridization (FISH, SISH) Ⅱ | class 2
Abbott | Korea | MD |  | Vysis LSI EGR1/D5S23,D5S721 Dual Color Probe Set | Nucleic acid in situ hybridization (FISH, SISH) Ⅱ | class 2
Abbott | Korea | MD |  | Vysis IGH/CCND1 DF FISH Probe Kit | Nucleic acid in situ hybridization (FISH, SISH) Ⅱ | class 2
Abbott | Korea | IVD |  | Alinity i STAT CK-MB Reagent Kit (04V3820)외 1건 | IVD reagents for cardiac marker | class 3
Abbott | Korea | MD |  | 6355외 5건 | Electrode for electrical stimulation system, implantable | class 4
Abbott | Korea | MD |  | 1235250-08외 13건 | Bioabsorbable coronary artery stent, Drug-eluting | class 4
Abbott | USA | IVD | NHS | ViroSeq HIV-1 Genotyping System 04J94-093;PCR Cleanup Kit 04J94-073;ViroSeq HIV-1 Genotyping Software adn Algorithm Advisor 04J94-023, Sequencing Consumables Kit 04J94-092, | Assay, Genotype, Hiv Drug Resistance, In Vitro | 2
Abbott | USA | MD | DWS | CPS Slitter, Model DS2A003;Agilis HisPro Slitter, Model DS3A001;CPS Universal II Slitter, Model DS2A006;Helix Locking Tool (HLT), Model A001HELX | Instruments, Surgical, Cardiovascular | 1
Abbott | USA | MD | NIK | Frontier, Frontier II, Anthem Family of CRT-PS;MerlinConduct Mobile Software Application Model 3330 Version 16.1;Quadra Allure MP;Merlin Patient Care System Software Model 3330 Version 18.1.1 | Defibrillator, Automatic Implantable Cardioverter, With Cardiac Resynchronization (Crt-D) | 3
Abbott | USA | MD | NVN | Tendril SDX, Tendril ST, Tendril STS, OptiSense, Tendril DX Leads;Suture Sleeve Accessory DS2A088;UltiPace Bradycardia Pacing Lead Model LPA1231 | Drug Eluting Permanent Right Ventricular (Rv) Or Right Atrial (Ra) Pacemaker Electrodes | 3
Abbott | USA | MD | NVY | Durata, Durata DF4 Transvenous Defibrillation Leads;Optisure High Voltage Lead Family | Permanent Defibrillator Electrodes | 3
Abbott | USA | MD | NIK | PR-1500 Isolated Output, Programmer, Programmer Wand, Wand Adapter, Defibrillator Patch Lead;Atlas DR ICD, Atlas+ DR ICD, Atlas+ VR ICD, Atlas+ HF ICD, Atlas II+ DR ICD, Atlas II DR, VR ICD;Merlin Patient Care System Software Model 3330 Version 18.1.1;Test Cable, Test Can, ECG Cable, 4-Channel Output Cable, Lead Insertion Tool, Angstrom II, Contour II, Software,;Atlas II HF ICD, Atlas II+HF ICD, Epic DR ICD, Epic VR ICD, Epic+ DR ICD, Epic+ VR ICD, Epic HF ICD, Epic II DR VR;Housecall Plus Transtelephonic Monitoring System;Epic II+ DR, Epic II HF ICD, Epic+ HF ICD, Epic II+ Hf ICD, Merlin Patient Care system Software;Fortify VR, DR ICD, Wireless Broadband Kit, IS4/DF4 Port Plug Accessory Kit, Ellipse DR, Ellipse VR;Merlin@home Transmitter software, Atlas II+ ICD, Drata Active Fixation Leads, Lead Cap (IS1/DF1/SJ4;Accessory Kit, Adapter Block 4x8, Auxiliary Cable, Battery Charger, Defibrillation Lead Cap, Defibrillator Lead Adapter;Stylet Kit, Promote ICD, Riata ST Optim Active fixation Leads, Univerrsal ClipOn Tool,;Programmer Sotware,Merlin@home Tansmitter, Wireless USB Adapter, Current+ DR, VR ICD, Current DR, VR ICD;Atlas DR, VR ICD, ECG Adapter Cable, Identity ADx DR, XL DR, Identity ADx XL DC, SR, ADx VDR;IS-1 Receptacle Plus, Photon DR ICD, Medical Adhesive, Photon Micro DR VR ICD, Identity DDR, XL DR, SR;Dual chamber Isolated Output Cable, Vein Pick, Housecall Transtelephonic Receiver and Transmitter;MerlinConduct Mobile Software Application Model 3330 Version 16.1;Promote+ ICD, Promote CRT-D, Promote+ CRT-D, Crrent Accel VR DDR, Merlin.net Patient Care Network s/w;Angstrom MD, Contour MD, Profile II, Profile MD, Profile Test Can, DF-1 Receptacle Plug, Hex Wrench,;Integrity ADx XL DR, DR, SR, Verity ADx XL DR, XL DC, XL SR, XL, SC, XL VDR;Housecall Plus Transtelephonic Monitoring System (Merlin.net), Current DR, VR ICD, Merlin Antenna, Promote ICD;HVS-02, Magnet, Monitoring Lead sets, Patient Cable, Silicone Oil, Test Lead, Torque Driver, VS-1 Adapter for HVS | Defibrillator, Automatic Implantable Cardioverter, With Cardiac Resynchronization (Crt-D) | 3
Abbott | USA | MD | NIK | Atlas DR ICDs, Atlas+ DR ICDs, Atlas+ VR ICDs, Atlas+ HF ICDs, Atlas II+ DR ICDs, Atlas II DR, VR ICDs;Flushing Tool, Merlin@home Transmitter Software, Atlas II+HF ICDs, Durata Active Fixaction Leads;Promote CRT-Ds, Riata ST Optim Active Fixation Leads, Stylet Kit, Univerfsal Clip-on Tool;Epic HF ICDs, Epic II DR VR ICDs, Epic II+ DR ICDs, Epic II HF ICDs, Epic+ HF ICDs, Epic II+HF ICDs;Lead Cap IS-1/DF-1/SJ4, Merlin Patient Care System Software, Programmer Software, Wireless USB Adapter;Merlin Cable Adapter, Merlin "M" Adapter, Merlin Patient System Analyzer, Slit Suture Sleeve,;Promote Q CRT-Ds, Promote Quadra CRT-Ds, Quartet Lead, Unify Quadra CRT-D, Wireless Broadband Kit;Merlin@home Transmitter, 3-Lead ECG Cable, Current+ DR VR, ICDs, Promote+ ICDs, Current DR VR ICDs, Promote+ CRT-Ds;Merlin Patient Care System Accessories, Slit Suture Sleeve, Stylet Guide, Vein Pick;Current DR, VR ICDs, Promote ICDs, Merlin Antenna;Aescula LV Leads, Guidewire, Stylet, Tip Introducer/Torque Tool, Merlin Patient Care System;MerlinConduct Mobile Software Application Model 3330 Version 16.1;Merlin Patient Care System Software Model 3330 Version 18.1.1;IS4/DF4 Connector Sleeve, IS4/DF4 Plug Accessory Kit, Ellipse DR ICD, Ellipse VR ICD. Fortify Assura ICD;QuickFlex Micro Lead, Promote Accel CRT-Ds, Fortify VD DR ICDs, Unify CRT-Ds, Merlin Antenna Adapter;Quadra Assura CRT-D, Unify Assura CRT-D;Atlas II HF ICDs, Atlas II+HF ICDs, Epic DR ICDs, Epic VR ICDs, Epic+DR ICDs, Epic+ VR ICDs;CRT Leads, Quickflex Left Heart Leads | Defibrillator, Automatic Implantable Cardioverter, With Cardiac Resynchronization (Crt-D) | 3
Abbott | USA | MD | MXC | Confirm Implantable Cardiac Monitor and Patient Activator | Recorder, Event, Implantable Cardiac, (Without Arrhythmia Detection) | 2
Abbott | USA | MD | DTA | PSA Cables and Adapters | Tester, Pacemaker Electrode Function | 2
Abbott | USA | MD | OUG | Merlin.net Web Application and Database;Merlin Data System;Merlin.net web database;Merlin.net web application;myCardioMEMS Patient Application for the CardioMEMS HF System;MerlinReflect Mobile Application Software | Medical Device Data System | 1
Abbott | USA | MD | MXC | SJM Confirm Implantable Cardiac Monitor (MR Conditional) | Recorder, Event, Implantable Cardiac, (Without Arrhythmia Detection) | 2
Abbott | USA | MD | DTD | Adapting sleeve kit model 4023 | Pacemaker Lead Adaptor | 2
Abbott | USA | MD | DTD | IS-1/Quadripolar Terminal Cap | Pacemaker Lead Adaptor | 2
Abbott | USA | MD | DTA | Merlin PSA Patient Cable EX 3150, Cable Adapter EX3170, "M" Adapter EX3180 | Tester, Pacemaker Electrode Function | 2
Abbott | USA | MD | DYB | Agills PF Delivery System | Introducer, Catheter | 2
Abbott | USA | MD | MXC | SJM Confirm Implantable Cardiac Monitor (ICM), Model DM2102 | Recorder, Event, Implantable Cardiac, (Without Arrhythmia Detection) | 2
Abbott | USA | MD | DQX | CPS Excel MediGuide Enabled Guidewire, Model DS2M033, DS2M027, DS2M028, DS2M029, DS2M030 | Wire, Guide, Catheter | 2
Abbott | USA | MD | LWP | St Jude Medical MR Conditional Pacemaker System | Implantable Pulse Generator, Pacemaker (Non-Crt) | 3
Abbott | USA | MD | DQY | Agilis HisPro Steerable Catheter With Electrodes | Catheter, Percutaneous | 2
Abbott | USA | MD | DSI | Confirm Rx ICM Accessory Kit | Detector And Alarm, Arrhythmia | 2
Abbott | USA | MD | DSI | Confirm Rx | Detector And Alarm, Arrhythmia | 2
Abbott | USA | MD | DSI | Confirm Rx | Detector And Alarm, Arrhythmia | 2
Abbott | USA | MD | DSI | Confirm Rx | Detector And Alarm, Arrhythmia | 2
Abbott | USA | MD | DSI | Confirm Rx | Detector And Alarm, Arrhythmia | 2
Abbott | USA | MD | DSI | Confirm Rx | Detector And Alarm, Arrhythmia | 2
Abbott | USA | MD | DSI | Jot Dx Insertable Cardiac Monitor | Detector And Alarm, Arrhythmia | 2
Abbott | USA | MD | DYB | Aveir Introducer models LSN25301, LSN25501 | Introducer, Catheter | 2
Abbott | USA | MD | PNJ | Aveir Leadless Pacemaker;Aveir Delivery Catheter;Aveir Link Module | Leadless Pacemaker | 3
Abbott | USA | MD | MMX | Aveir Retrieval Catheter | Device, Percutaneous Retrieval | 2
Abbott | USA | MD | DQY | CPS AIM Universal II Slittable Inner Catheter | Catheter, Percutaneous | 2
Abbott | USA | MD | DRF | Response with Lumen | Catheter, Electrode Recording, Or Probe, Electrode Recording | 2
Abbott | USA | MD | DYB | Seal-Away CS Introducer Kit | Introducer, Catheter | 2
Abbott | USA | MD | DRF | Evaluator Electrophysiology Catheter | Catheter, Electrode Recording, Or Probe, Electrode Recording | 2
Abbott | USA | MD | DYB | Apeel CS Plus Introducer Kit | Introducer, Catheter | 2
Abbott | USA | MD | DRF | Livewire Steerable Electrophysiology Catheter | Catheter, Electrode Recording, Or Probe, Electrode Recording | 2
Abbott | USA | MD | MTD | EnSite Array Catheter | Catheter, Intracardiac Mapping, High-Density Array | 2
Abbott | USA | MD | DYB | Nanostim Introducer Kit | Introducer, Catheter | 2
Abbott | USA | MD | DYB | Nanostim Introducer Kit | Introducer, Catheter | 2
Abbott | USA | MD | LDF | Pacel Bipolar Pacing Catheter 401774;Pacel Bipolar Pacing Catheter 401765, 401775, 401766, 401776, 401767, 401768, 401769, 401770, 401771, 401772, 401773 | Electrode, Pacemaker, Temporary | 2
Abbott | USA | MD | LDF | Pacel Flow Directed Cather 401761, 401762, 401763, 401764 | Electrode, Pacemaker, Temporary | 2
Abbott | USA | MD | OWQ | ViewFlex Eco Reprocessed ICE Catheter D087031-R | Reprocessed Intravascular Ultrasound Catheter | 2
Abbott | USA | MD | OWQ | ViewFlex Eco Reprocessed ICE Catheter D087031-R | Reprocessed Intravascular Ultrasound Catheter | 2
Abbott | China | MD |  | 促黄体生成激素(LH)电子判读器 |  | 第二类
Abbott | China | IVD |  | 排卵期激素(LH 和E3G)检测试剂(乳胶法) |  | 第二类
Abbott | China | IVD |  | 隐形眼镜润滑液 |  | 第三类
Abbott | China | MD |  | 人绒毛膜促性腺激素(hCG)电子测试笔 |  | 第二类
Abbott | China | IVD |  | 人绒毛膜促性腺激素诊断试剂(乳胶法) |  | 第二类
Abbott | China | IVD |  | 促黄体生成激素(LH)检测试剂(乳胶法) |  | 第二类
Abbott | China | IVD |  | 人绒毛膜促性腺激素(hCG)诊断试剂(乳胶法) |  | 第二类
Siemens Healthcare | UK | IVD | 41657 | Alkaline phosphatase (ALP) isoenzyme IVD, calibrator | Alkaline phosphatase (ALP) isoenzyme IVD, calibrator | Class B
Siemens Healthcare | UK | IVD | 55493 | Amphetamine-specific IVD, kit, enzyme immunoassay (EIA) | Amphetamine-specific IVD, kit, enzyme immunoassay (EIA) | Class B
Siemens Healthcare | UK | IVD | 55493 | Amphetamine-specific IVD, kit, enzyme immunoassay (EIA) | Amphetamine-specific IVD, kit, enzyme immunoassay (EIA) | IVD General
Siemens Healthcare | UK | IVD | 55487 | Amphetamine/methamphetamine group IVD, kit, enzyme immunoassay (EIA) | Amphetamine/methamphetamine group IVD, kit, enzyme immunoassay (EIA) | Class B
Siemens Healthcare | UK | IVD | 55489 | Amphetamine/methamphetamine group IVD, kit, rapid ICT, clinical | Amphetamine/methamphetamine group IVD, kit, rapid ICT, clinical | IVD General
Siemens Healthcare | UK | IVD | 62225 | Assay container IVD, single-use | Assay container IVD, single-use | Class A
Siemens Healthcare | UK | IVD | 47353 | B-type natriuretic protein/N-terminal pro b-type natriuretic peptide IVD, calibrator | B-type natriuretic protein/N-terminal pro b-type natriuretic peptide IVD, calibrator | Class C
Siemens Healthcare | UK | IVD | 47352 | B-type natriuretic protein/N-terminal pro b-type natriuretic peptide IVD, kit, fluorescent immunoassay | B-type natriuretic protein/N-terminal pro b-type natriuretic peptide IVD, kit, fluorescent immunoassay | Class A
Siemens Healthcare | UK | IVD | 47352 | B-type natriuretic protein/N-terminal pro b-type natriuretic peptide IVD, kit, fluorescent immunoassay | B-type natriuretic protein/N-terminal pro b-type natriuretic peptide IVD, kit, fluorescent immunoassay | IVD General
Siemens Healthcare | UK | IVD | 30517 | Barbiturate IVD, kit, rapid ICT, clinical | Barbiturate IVD, kit, rapid ICT, clinical | IVD General
Siemens Healthcare | UK | IVD | 55525 | Benzodiazepine group IVD, kit, enzyme immunoassay (EIA) | Benzodiazepine group IVD, kit, enzyme immunoassay (EIA) | IVD General
Siemens Healthcare | UK | IVD | 30518 | Benzodiazepine group IVD, kit, rapid ICT, clinical | Benzodiazepine group IVD, kit, rapid ICT, clinical | IVD General
Siemens Healthcare | UK | IVD | 58237 | Buffered sample diluent IVD, automated/semi-automated system | Buffered sample diluent IVD, automated/semi-automated system | Class A
Siemens Healthcare | UK | IVD | 53203 | Ammonia IVD, kit, enzyme spectrophotometry | Ammonia IVD, kit, enzyme spectrophotometry | Class B
Siemens Healthcare | UK | IVD | 61887 | Amikacin therapeutic drug monitoring IVD, kit, enzyme immunoassay (EIA) | Amikacin therapeutic drug monitoring IVD, kit, enzyme immunoassay (EIA) | IVD General
Siemens Healthcare | UK | IVD | 58768 | C-reactive protein (CRP) IVD, kit, fluorescent immunoassay | C-reactive protein (CRP) IVD, kit, fluorescent immunoassay | IVD General
Siemens Healthcare | UK | IVD | 59071 | Albumin IVD, kit, spectrophotometry | Albumin IVD, kit, spectrophotometry | Class B
Siemens Healthcare | UK | IVD | 61891 | 6-Acetyl morphine IVD, kit, enzyme immunoassay (EIA) | 6-Acetyl morphine IVD, kit, enzyme immunoassay (EIA) | IVD General
Siemens Healthcare | UK | IVD | 45778 | Acetaminophen IVD, calibrator | Acetaminophen IVD, calibrator | Class C
Siemens Healthcare | UK | IVD | 61891 | 6-Acetyl morphine IVD, kit, enzyme immunoassay (EIA) | 6-Acetyl morphine IVD, kit, enzyme immunoassay (EIA) | Class B
Siemens Healthcare | UK | IVD | 55473 | Acetaminophen IVD, kit, enzyme immunoassay (EIA) | Acetaminophen IVD, kit, enzyme immunoassay (EIA) | Class C
Siemens Healthcare | UK | IVD | 59051 | Acetaminophen IVD, kit, enzyme spectrophotometry | Acetaminophen IVD, kit, enzyme spectrophotometry | Class C
Siemens Healthcare | UK | IVD | 30213 | Multiple clinical chemistry enzyme IVD, control | Multiple clinical chemistry enzyme IVD, control | Class B
Siemens Healthcare | UK | IVD | 55452 | Mycophenolate therapeutic drug monitoring IVD, control | Mycophenolate therapeutic drug monitoring IVD, control | Class C
Siemens Healthcare | UK | IVD | 55452 | Mycophenolate therapeutic drug monitoring IVD, control | Mycophenolate therapeutic drug monitoring IVD, control | IVD General
Siemens Healthcare | UK | IVD | 55450 | Mycophenolate therapeutic drug monitoring IVD, kit, enzyme immunoassay (EIA) | Mycophenolate therapeutic drug monitoring IVD, kit, enzyme immunoassay (EIA) | Class C
Siemens Healthcare | UK | IVD | 41733 | Myoglobin IVD, calibrator | Myoglobin IVD, calibrator | Class C
Siemens Healthcare | UK | IVD | 53953 | Myoglobin IVD, kit, enzyme immunoassay (EIA) | Myoglobin IVD, kit, enzyme immunoassay (EIA) | IVD General
Siemens Healthcare | UK | IVD | 53495 | N-acetyl procainamide (NAPA) IVD, kit, fluorescent immunoassay | N-acetyl procainamide (NAPA) IVD, kit, fluorescent immunoassay | IVD General
Siemens Healthcare | UK | IVD | 53495 | N-acetyl procainamide (NAPA) IVD, kit, fluorescent immunoassay | N-acetyl procainamide (NAPA) IVD, kit, fluorescent immunoassay | Class C
Siemens Healthcare | UK | IVD | 58048 | Optical instrument performance standard calibrator/control IVD, single-use | Optical instrument performance standard calibrator/control IVD, single-use | IVD General
Siemens Healthcare | UK | IVD | 58048 | Optical laboratory instrument performance standard calibrator/control IVD, single-use | Optical laboratory instrument performance standard calibrator/control IVD, single-use | Class A
Siemens Healthcare | UK | IVD | 55737 | Oxycodone IVD, control | Oxycodone IVD, control | IVD General
Siemens Healthcare | UK | IVD | 62306 | Oxycodone IVD, kit, enzyme immunoassay (EIA) | Oxycodone IVD, kit, enzyme immunoassay (EIA) | IVD General
Siemens Healthcare | UK | IVD | 55745 | Phencyclidine (PCP) IVD, kit, enzyme immunoassay (EIA) | Phencyclidine (PCP) IVD, kit, enzyme immunoassay (EIA) | IVD General
Siemens Healthcare | UK | IVD | 55757 | Phenobarbital IVD, calibrator | Phenobarbital IVD, calibrator | Class C
Siemens Healthcare | UK | IVD | 55750 | Phenobarbital IVD, kit, enzyme immunoassay (EIA) | Phenobarbital IVD, kit, enzyme immunoassay (EIA) | IVD General
Siemens Healthcare | UK | IVD | 55451 | Mycophenolate therapeutic drug monitoring IVD, calibrator | Mycophenolate therapeutic drug monitoring IVD, calibrator | IVD General
Siemens Healthcare | UK | IVD | 55451 | Mycophenolate therapeutic drug monitoring IVD, calibrator | Mycophenolate therapeutic drug monitoring IVD, calibrator | Class C
Siemens Healthcare | UK | IVD | 47868 | Multiple-type clinical chemistry analyte profile IVD, calibrator | Multiple-type clinical chemistry analyte profile IVD, calibrator | IVD Annex II List B
Siemens Healthcare | UK | IVD | 30213 | Multiple clinical chemistry enzyme IVD, control | Multiple clinical chemistry enzyme IVD, control | IVD General
Siemens Healthcare | UK | IVD | 53593 | Multiple clinical chemistry protein IVD, calibrator | Multiple clinical chemistry protein IVD, calibrator | IVD General
Siemens Healthcare | UK | IVD | 55460 | Multiple drugs of abuse IVD, calibrator | Multiple drugs of abuse IVD, calibrator | Class B
Siemens Healthcare | UK | IVD | 55461 | Multiple drugs of abuse IVD, control | Multiple drugs of abuse IVD, control | IVD General
Siemens Healthcare | UK | IVD | 46994 | Multiple drugs of abuse IVD, kit, rapid ICT, clinical | Multiple drugs of abuse IVD, kit, rapid ICT, clinical | IVD General
Siemens Healthcare | UK | IVD | 52869 | Multiple electrolyte IVD, reagent | Multiple electrolyte IVD, reagent | Class A
Siemens Healthcare | UK | IVD | 54474 | Multiple form 25-hydroxy Vitamin D IVD, calibrator | Multiple form 25-hydroxy Vitamin D IVD, calibrator | Class B
Siemens Healthcare | UK | IVD | 55750 | Phenobarbital IVD, kit, enzyme immunoassay (EIA) | Phenobarbital IVD, kit, enzyme immunoassay (EIA) | Class C
Siemens Healthcare | UK | IVD | 54474 | Multiple form 25-hydroxy Vitamin D IVD, calibrator | Multiple form 25-hydroxy Vitamin D IVD, calibrator | IVD General
Siemens Healthcare | UK | IVD | 60455 | Multiple immunosuppressant therapeutic drug monitoring IVD, calibrator | Multiple immunosuppressant therapeutic drug monitoring IVD, calibrator | IVD General
Siemens Healthcare | UK | IVD | 60457 | Multiple immunosuppressant therapeutic drug monitoring IVD, reagent | Multiple immunosuppressant therapeutic drug monitoring IVD, reagent | Class C
Siemens Healthcare | UK | IVD | 61253 | Multiple thyroid marker IVD, calibrator | Multiple thyroid marker IVD, calibrator | Class B
Siemens Healthcare | UK | IVD | 55234 | Multiple-therapy therapeutic drug monitoring IVD, calibrator | Multiple-therapy therapeutic drug monitoring IVD, calibrator | Class C
Siemens Healthcare | UK | IVD | 55234 | Multiple-therapy therapeutic drug monitoring IVD, calibrator | Multiple-therapy therapeutic drug monitoring IVD, calibrator | IVD General
Siemens Healthcare | UK | IVD | 47868 | Multiple-type clinical chemistry analyte profile IVD, calibrator | Multiple-type clinical chemistry analyte profile IVD, calibrator | Class C
Siemens Healthcare | UK | IVD | 47868 | Multiple-type clinical chemistry analyte profile IVD, calibrator | Multiple-type clinical chemistry analyte profile IVD, calibrator | Class B
Siemens Healthcare | UK | IVD | 60922 | Multiple form 25-hydroxy vitamin D IVD, kit, chemiluminescent immunoassay | Multiple form 25-hydroxy vitamin D IVD, kit, chemiluminescent immunoassay | IVD General
Siemens Healthcare | UK | IVD | 55679 | Lysergic acid diethylamide (LSD)/LSD metabolite IVD, calibrator | Lysergic acid diethylamide (LSD)/LSD metabolite IVD, calibrator | Class B
Siemens Healthcare | UK | IVD | 55680 | Lysergic acid diethylamide (LSD)/LSD metabolite IVD, control | Lysergic acid diethylamide (LSD)/LSD metabolite IVD, control | Class B
Siemens Healthcare | UK | IVD | 61889 | Lysergic acid diethylamide (LSD)/LSD metabolite IVD, kit, enzyme immunoassay (EIA) | Lysergic acid diethylamide (LSD)/LSD metabolite IVD, kit, enzyme immunoassay (EIA) | Class B
Siemens Healthcare | UK | IVD | 65796 | Medical printer paper IVD | Medical printer paper IVD | Class A
Siemens Healthcare | UK | IVD | 65796 | Medical printer paper IVD | Medical printer paper IVD | IVD General
Siemens Healthcare | UK | IVD | 55682 | Methadone IVD, kit, enzyme immunoassay (EIA) | Methadone IVD, kit, enzyme immunoassay (EIA) | IVD General
Siemens Healthcare | UK | IVD | 61890 | Methaqualone IVD, kit, enzyme immunoassay (EIA) | Methaqualone IVD, kit, enzyme immunoassay (EIA) | IVD General
Siemens Healthcare | UK | IVD | 60999 | Multiple anaemia-related analyte IVD, calibrator | Multiple anaemia-related analyte IVD, calibrator | Class B
Siemens Healthcare | UK | IVD | 56676 | Multiple clinical chemistry analyser IVD, laboratory | Multiple clinical chemistry analyser IVD, laboratory | IVD General
Siemens Healthcare | UK | IVD | 61894 | Lidocaine therapeutic drug monitoring IVD, kit, nephelometry/turbidimetry | Lidocaine therapeutic drug monitoring IVD, kit, nephelometry/turbidimetry | Class C
Siemens Healthcare | UK | IVD | 58789 | Human chorionic gonadotropin beta-subunit (beta-HCG) IVD, kit, fluorescent immunoassay | Human chorionic gonadotropin beta-subunit (beta-HCG) IVD, kit, fluorescent immunoassay | Class A
Siemens Healthcare | UK | IVD | 53760 | Immunoglobulin A subclass (IgA subclass) IVD, kit, nephelometry/turbidimetry | Immunoglobulin A subclass (IgA subclass) IVD, kit, nephelometry/turbidimetry | IVD General
Siemens Healthcare | UK | IVD | 56676 | Multiple clinical chemistry analyser IVD, laboratory | Multiple clinical chemistry analyser IVD, laboratory | Class A
Siemens Healthcare | UK | IVD | 59238 | Ion selective electrode (ISE) reference solution IVD, reagent | Ion selective electrode (ISE) reference solution IVD, reagent | IVD General
Siemens Healthcare | UK | IVD | 54760 | Iron IVD, calibrator | Iron IVD, calibrator | IVD General
Siemens Healthcare | UK | IVD | 54758 | Iron IVD, kit, spectrophotometry | Iron IVD, kit, spectrophotometry | IVD General
Siemens Healthcare | UK | IVD | 61032 | Laboratory analyser cuvette IVD, single-use | Laboratory analyser cuvette IVD, single-use | Class A
Siemens Healthcare | UK | IVD | 58047 | Laboratory instrument application software IVD | Laboratory instrument application software IVD | IVD General
Siemens Healthcare | UK | IVD | 61894 | Lidocaine therapeutic drug monitoring IVD, kit, nephelometry/turbidimetry | Lidocaine therapeutic drug monitoring IVD, kit, nephelometry/turbidimetry | IVD General
Siemens Healthcare | UK | IVD | 59123 | Inorganic phosphate (PO43-) IVD, kit, spectrophotometry | Inorganic phosphate (PO43-) IVD, kit, spectrophotometry | IVD General
Siemens Healthcare | UK | IVD | 64868 | SARS-CoV-2 total antibody IVD, control | SARS-CoV-2 total antibody IVD, control | IVD General
Siemens Healthcare | UK | IVD | 58729 | Thyroid peroxidase antibody (anti-TPO/microsomal antibody) IVD, kit, chemiluminescent immunoassay | Thyroid peroxidase antibody (anti-TPO/microsomal antibody) IVD, kit, chemiluminescent immunoassay | IVD General
Siemens Healthcare | UK | IVD | 58729 | Thyroid peroxidase antibody (anti-TPO/microsomal antibody) IVD, kit, chemiluminescent immunoassay | Thyroid peroxidase antibody (anti-TPO/microsomal antibody) IVD, kit, chemiluminescent immunoassay | Class B
Siemens Healthcare | UK | IVD | 54386 | Thyroid stimulating hormone (TSH) IVD, kit, chemiluminescent immunoassay | Thyroid stimulating hormone (TSH) IVD, kit, chemiluminescent immunoassay | Class B
Siemens Healthcare | UK | IVD | 61013 | Tobramycin therapeutic drug monitoring IVD, kit, nephelometry/turbidimetry | Tobramycin therapeutic drug monitoring IVD, kit, nephelometry/turbidimetry | IVD General
Siemens Healthcare | UK | IVD | 52928 | Total alkaline phosphatase (ALP) IVD, kit, enzyme spectrophotometry | Total alkaline phosphatase (ALP) IVD, kit, enzyme spectrophotometry | Class B
Siemens Healthcare | UK | IVD | 52928 | Total alkaline phosphatase (ALP) IVD, kit, enzyme spectrophotometry | Total alkaline phosphatase (ALP) IVD, kit, enzyme spectrophotometry | IVD General
Siemens Healthcare | UK | IVD | 52954 | Total aspartate aminotransferase (AST) IVD, kit, enzyme spectrophotometry | Total aspartate aminotransferase (AST) IVD, kit, enzyme spectrophotometry | Class B
Siemens Healthcare | UK | IVD | 52954 | Total aspartate aminotransferase (AST) IVD, kit, enzyme spectrophotometry | Total aspartate aminotransferase (AST) IVD, kit, enzyme spectrophotometry | IVD General
Siemens Healthcare | UK | IVD | 53359 | Total cholesterol lipid IVD, kit, enzyme spectrophotometry | Total cholesterol lipid IVD, kit, enzyme spectrophotometry | IVD General
Siemens Healthcare | UK | IVD | 54128 | Total cortisol IVD, reagent | Total cortisol IVD, reagent | Class A
Siemens Healthcare | UK | IVD | 54128 | Total cortisol IVD, reagent | Total cortisol IVD, reagent | IVD General
Siemens Healthcare | UK | IVD | 53004 | Total creatine kinase (CK) IVD, calibrator | Total creatine kinase (CK) IVD, calibrator | IVD General
Siemens Healthcare | UK | IVD | 53001 | Total creatine kinase (CK) IVD, kit, enzyme spectrophotometry | Total creatine kinase (CK) IVD, kit, enzyme spectrophotometry | IVD General
Siemens Healthcare | UK | IVD | 54211 | Total human chorionic gonadotropin (HCG) IVD, kit, chemiluminescent immunoassay | Total human chorionic gonadotropin (HCG) IVD, kit, chemiluminescent immunoassay | Class C
Siemens Healthcare | UK | IVD | 55206 | Thyroid peroxidase antibody (anti-TPO/microsomal antibody) IVD, control | Thyroid peroxidase antibody (anti-TPO/microsomal antibody) IVD, control | Class B
Siemens Healthcare | UK | IVD | 55205 | Thyroid peroxidase antibody (anti-TPO/microsomal antibody) IVD, calibrator | Thyroid peroxidase antibody (anti-TPO/microsomal antibody) IVD, calibrator | Class B
Siemens Healthcare | UK | IVD | 64865 | SARS-CoV-2 total antibody IVD, kit, chemiluminescent immunoassay | SARS-CoV-2 total antibody IVD, kit, chemiluminescent immunoassay | IVD General
Siemens Healthcare | UK | IVD | 42181 | Sex hormone binding globulin (SHBG) IVD, calibrator | Sex hormone binding globulin (SHBG) IVD, calibrator | IVD General
Siemens Healthcare | UK | IVD | 42181 | Sex hormone binding globulin (SHBG) IVD, calibrator | Sex hormone binding globulin (SHBG) IVD, calibrator | Class B
Siemens Healthcare | UK | IVD | 54360 | Sex hormone binding globulin (SHBG) IVD, kit, chemiluminescent immunoassay | Sex hormone binding globulin (SHBG) IVD, kit, chemiluminescent immunoassay | IVD General
Siemens Healthcare | UK | IVD | 54360 | Sex hormone binding globulin (SHBG) IVD, kit, chemiluminescent immunoassay | Sex hormone binding globulin (SHBG) IVD, kit, chemiluminescent immunoassay | Class B
Siemens Healthcare | UK | IVD | 59249 | Sodium (Na+) electrode IVD | Sodium (Na+) electrode IVD | IVD General
Siemens Healthcare | UK | IVD | 52896 | Sodium (Na+) IVD, kit, ion-selective electrode (ISE) | Sodium (Na+) IVD, kit, ion-selective electrode (ISE) | IVD General
Siemens Healthcare | UK | IVD | 57871 | Specimen processing instrument IVD | Specimen processing instrument IVD | Class A
Siemens Healthcare | UK | IVD | 38201 | Squamous cell carcinoma antigen IVD, calibrator | Squamous cell carcinoma antigen IVD, calibrator | IVD General
Siemens Healthcare | UK | IVD | 53758 | Total immunoglobulin A (IgA total) IVD, kit, nephelometry/turbidimetry | Total immunoglobulin A (IgA total) IVD, kit, nephelometry/turbidimetry | IVD General
Siemens Healthcare | UK | IVD | 38200 | Squamous cell carcinoma antigen IVD, control | Squamous cell carcinoma antigen IVD, control | IVD General
Siemens Healthcare | UK | IVD | 55442 | Tacrolimus therapeutic drug monitoring IVD, kit, enzyme immunoassay (EIA) | Tacrolimus therapeutic drug monitoring IVD, kit, enzyme immunoassay (EIA) | IVD General
Siemens Healthcare | UK | IVD | 55247 | Theophylline therapeutic drug monitoring IVD, calibrator | Theophylline therapeutic drug monitoring IVD, calibrator | IVD General
Siemens Healthcare | UK | IVD | 48031 | Thermal cycler nucleic acid amplification analyser IVD, laboratory | Thermal cycler nucleic acid amplification analyser IVD, laboratory | IVD General
Siemens Healthcare | UK | IVD | 48031 | Thermal cycler nucleic acid amplification analyser IVD, laboratory | Thermal cycler nucleic acid amplification analyser IVD, laboratory | Class A
Siemens Healthcare | UK | IVD | 55200 | Thyroglobulin antibody IVD, control | Thyroglobulin antibody IVD, control | IVD General
Siemens Healthcare | UK | IVD | 61418 | Squamous cell carcinoma antigen IVD, kit, chemiluminescent immunoassay | Squamous cell carcinoma antigen IVD, kit, chemiluminescent immunoassay | IVD General
Siemens Healthcare | UK | IVD | 52861 | Multiple blood gas/haemoximetry/electrolyte analyte IVD, reagent | Multiple blood gas/haemoximetry/electrolyte analyte IVD, reagent | Class A
Siemens Healthcare | UK | IVD | 56676 | Multiple clinical chemistry analyser IVD, laboratory | Multiple clinical chemistry analyser IVD, laboratory | IVD General
Siemens Healthcare | UK | IVD | 56676 | Multiple clinical chemistry analyser IVD, laboratory | Multiple clinical chemistry analyser IVD, laboratory | Class A
Siemens Healthcare | UK | IVD | 52904 | Multiple clinical chemistry enzyme IVD, reagent | Multiple clinical chemistry enzyme IVD, reagent | IVD General
Siemens Healthcare | UK | IVD | 53593 | Multiple clinical chemistry protein IVD, calibrator | Multiple clinical chemistry protein IVD, calibrator | IVD General
Siemens Healthcare | UK | IVD | 52867 | Multiple electrolyte IVD, calibrator | Multiple electrolyte IVD, calibrator | Class C
Siemens Healthcare | UK | IVD | 52867 | Multiple electrolyte IVD, calibrator | Multiple electrolyte IVD, calibrator | IVD General
Siemens Healthcare | UK | IVD | 52866 | Multiple electrolyte IVD, kit, ion-selective electrode (ISE) | Multiple electrolyte IVD, kit, ion-selective electrode (ISE) | Class C
Siemens Healthcare | UK | IVD | 52866 | Multiple electrolyte IVD, kit, ion-selective electrode (ISE) | Multiple electrolyte IVD, kit, ion-selective electrode (ISE) | Class A
Siemens Healthcare | UK | IVD | 52869 | Multiple electrolyte IVD, reagent | Multiple electrolyte IVD, reagent | Class A
Siemens Healthcare | UK | IVD | 54475 | Multiple form 25-hydroxy Vitamin D IVD, control | Multiple form 25-hydroxy Vitamin D IVD, control | Class B
Siemens Healthcare | UK | IVD | 60922 | Multiple form 25-hydroxy vitamin D IVD, kit, chemiluminescent immunoassay | Multiple form 25-hydroxy vitamin D IVD, kit, chemiluminescent immunoassay | Class B
Siemens Healthcare | UK | IVD | 30504 | Multiple human hormone IVD, calibrator | Multiple human hormone IVD, calibrator | Class B
Siemens Healthcare | UK | IVD | 30504 | Multiple human hormone IVD, calibrator | Multiple human hormone IVD, calibrator | Class C
Siemens Healthcare | UK | IVD | 52859 | Multiple blood gas/haemoximetry/electrolyte analyte IVD, calibrator | Multiple blood gas/haemoximetry/electrolyte analyte IVD, calibrator | IVD General
Siemens Healthcare | UK | IVD | 54498 | Multiple blood gas analyte IVD, kit, ion-selective electrode (ISE) | Multiple blood gas analyte IVD, kit, ion-selective electrode (ISE) | IVD General
Siemens Healthcare | UK | IVD | 65838 | Medical networking interface unit IVD | Medical networking interface unit IVD | IVD General
Siemens Healthcare | UK | IVD | 65838 | Medical networking interface unit IVD | Medical networking interface unit IVD | Class A
Siemens Healthcare | UK | IVD | 55682 | Methadone IVD, kit, enzyme immunoassay (EIA) | Methadone IVD, kit, enzyme immunoassay (EIA) | IVD General
Siemens Healthcare | UK | IVD | 53478 | Microalbumin IVD, control | Microalbumin IVD, control | IVD General
Siemens Healthcare | UK | IVD | 53476 | Microalbumin IVD, kit, enzyme spectrophotometry | Microalbumin IVD, kit, enzyme spectrophotometry | IVD General
Siemens Healthcare | UK | IVD | 53476 | Microalbumin IVD, kit, enzyme spectrophotometry | Microalbumin IVD, kit, enzyme spectrophotometry | Class B
Siemens Healthcare | UK | IVD | 53475 | Microalbumin IVD, kit, nephelometry/turbidimetry | Microalbumin IVD, kit, nephelometry/turbidimetry | IVD General
Siemens Healthcare | UK | IVD | 37974 | Microscope slide maker/stainer IVD | Microscope slide maker/stainer IVD | Class A
Siemens Healthcare | UK | IVD | 56677 | Multichannel clinical chemistry analyser IVD, laboratory | Multichannel clinical chemistry analyser IVD, laboratory | IVD General
Siemens Healthcare | UK | IVD | 56677 | Multichannel clinical chemistry analyser IVD, laboratory | Multichannel clinical chemistry analyser IVD, laboratory | Class A
Siemens Healthcare | UK | IVD | 56680 | Multichannel clinical chemistry analyser IVD, point-of-care, line-powered | Multichannel clinical chemistry analyser IVD, point-of-care, line-powered | IVD General
Siemens Healthcare | UK | IVD | 60999 | Multiple anaemia-related analyte IVD, calibrator | Multiple anaemia-related analyte IVD, calibrator | Class B
Siemens Healthcare | Brazil | MD |  | QC HBsAg ADVIA CENTAUR | ANTÍGENO DE SUPERFÍCIE DE VÍRUS DA HEPATITE B (HBSAG) | IV
Siemens Healthcare | Brazil | MD |  | QC HBc IgM ADVIA CENTAUR | IMUNOGLOBULINA M NUCLEAR PARA VÍRUS DE HEPATITE B (ANTI-HBC IGM) | IV
Siemens Healthcare | Brazil | MD |  | QC HBcT ADVIA CENTAUR | ANTICORPO TOTAL NUCLEAR PARA VÍRUS DE HEPATITE B (ANTI-HBCAG) | IV
Siemens Healthcare | Brazil | MD |  | CLINITEK ADVANTUS ANALYZER | Instrumento para análise de bioquímica geral, hormônios, drogas ou proteínas | II
Siemens Healthcare | Brazil | MD |  | Família ADVIA Centaur/Atellica IM NT-ProBNP | PEPTÍDEO NATRIURÉTICO CEREBRAL HUMANO (BNP) | II
Siemens Healthcare | Brazil | MD |  | FAMÍLIA DIL CEA DILUENT e ADVIA CENTAUR CEA DILUENT - SIEMENS | TAMPÕES, DILUENTES E DEMAIS SOLUÇÕES PARA ANÁLISE LABORATORIAL | I
Siemens Healthcare | Brazil | MD |  | FAMILIA ADVIA CENTAUR Multi-Diluent 1 / DIL Multi-Diluent 1 | TAMPÕES, DILUENTES E DEMAIS SOLUÇÕES PARA ANÁLISE LABORATORIAL | I
Siemens Healthcare | Brazil | MD |  | T4 DILUENT | TAMPÕES, DILUENTES E DEMAIS SOLUÇÕES PARA ANÁLISE LABORATORIAL | I
Siemens Healthcare | Brazil | MD |  | Família Folato Diluente (FOL DIL) | TAMPÕES, DILUENTES E DEMAIS SOLUÇÕES PARA ANÁLISE LABORATORIAL | I
Siemens Healthcare | Brazil | MD |  | FAMÍLIA ADVIA CENTAUR MULTI DILUENT 4 / DIL MULTI DILUENT 4 | TAMPÕES, DILUENTES E DEMAIS SOLUÇÕES PARA ANÁLISE LABORATORIAL | I
Siemens Healthcare | Brazil | MD |  | Família Atellica IM Hormônio Paratireóideo Intacto (PTH) | HORMÔNIO PARATIREÓIDEO INTACTO (iPTH) | II
Siemens Healthcare | Brazil | MD |  | Família Atellica IM Cortisol (Cor) | CORTISOL | II
Siemens Healthcare | Brazil | MD |  | Atellica IM Prolactina (PRL) | PROLACTINA | II
Siemens Healthcare | Brazil | MD |  | Família Atellica IM Antígeno Específico de Próstata Complexado (cPSA) | ANTÍGENO PROSTÁTICO ESPECÍFICO (PSA) | III
Siemens Healthcare | Brazil | MD |  | ADVIA 2400 CHEMISTRY SYSTEM | Instrumento para análise de bioquímica geral, hormônios, drogas ou proteínas | I
Siemens Healthcare | Brazil | MD |  | CHEMISTRY CALIBRATOR | PARÂMETROS COMBINADOS NO MESMO PRODUTO - CLASSE II | II
Siemens Healthcare | Brazil | IVD |  | ADVIA CHEMISTRY IRON 2 REAGENTS | FERRO | II
Siemens Healthcare | Brazil | IVD |  | ADVIA CHEMISTRY GGT REAGENTS | GAMA-GLUTAMIL TRANSPEPTIDASE (GGT) | II
Siemens Healthcare | Brazil | IVD |  | ADVIA CHEMISTRY ALT (GPT) REAGENTS | TRANSAMINASE GLUTÂMICA PIRÚVICA (TGP OU ALT) | II
Siemens Healthcare | Brazil | MD |  | CLINITEK MICROALBUMIN | FITA-TESTE PARA URINA | II
Siemens Healthcare | Brazil | IVD |  | ADVIA CHEMISTRY INORGANIC PHOSPHORUS REAGENTS | FÓSFORO/FOSFATO INORGÂNICO | II
Siemens Healthcare | Brazil | MD |  | CHEK-STIX COMBO PAK | FITA-TESTE PARA URINA | II
Siemens Healthcare | Brazil | IVD |  | ADVIA CHEMISTRY AMYLASE REAGENTS | AMILASE | II
Siemens Healthcare | Brazil | MD |  | ADVIA CENTAUR XP IMMUNOASSAY SYSTEM | Instrumento destinado a imunoensaios | II
Siemens Healthcare | Brazil | MD |  | RAPIDLAB 1200 SERIES WASH CARTRIDGE | SOLUÇÃO PARA AVALIAÇÃO DE DESEMPENHO DOS COMPONENTES DE EQUIPAMENTOS | I
Siemens Healthcare | Brazil | IVD |  | RAPIDLAB 1200 SERIES REAGENT CARTRIDGE | SOLUÇÃO PARA AVALIAÇÃO DE DESEMPENHO DOS COMPONENTES DE EQUIPAMENTOS | I
Siemens Healthcare | Brazil | IVD |  | ADVIA CHEMISTRY TOTAL PROTEIN II REAGENTS | PROTEÍNA TOTAL | II
Siemens Healthcare | Brazil | IVD |  | ADVIA CHEMISTRY LD (L-P) REAGENTS | LACTATO DESIDROGENASE (LDH) | II
Siemens Healthcare | Brazil | MD |  | DCA 2000 MICROALBUMIN / CREATININE | ALBUMINA | II
Siemens Healthcare | Brazil | IVD |  | MULTISTIX 10 SG 2300 - TIRAS REAGENTES PARA UROANÁLISE | FITA-TESTE PARA URINA | II
Siemens Healthcare | Brazil | MD |  | FAMÍLIAS DE TIRAS CONTROLE CLINITEK ATLAS - SIEMENS | PARÂMETROS COMBINADOS NO MESMO PRODUTO - CLASSE II | II
Siemens Healthcare | Brazil | MD |  | FAMÍLIA DE ALÉRGENOS ESPECÍFICOS OCUPACIONAIS IMMULITE 2000 | SISTEMAS, DISCOS E FITAS PARA PESQUISA DE ANTI-IGE IMUNOESPECÍFICA (ALÉRGENOS) ISOLADOS OU EM GRUPO - FUNGOS E BOLORES | II
Siemens Healthcare | Brazil | MD |  | HBsAg Confirmatório Immulite 2000 | ANTÍGENO CONFIRMATÓRIO DE SUPERFÍCIE DE VÍRUS DE HEPATITE B (HBSAG) | IV
Siemens Healthcare | Brazil | MD |  | FAMÍLIA DE ALÉRGENOS ESPECÍFICOS FUNGOS E BOLORES IMMULITE 2000 | SISTEMAS, DISCOS E FITAS PARA PESQUISA DE ANTI-IGE IMUNOESPECÍFICA (ALÉRGENOS) ISOLADOS OU EM GRUPO - FUNGOS E BOLORES | II
Siemens Healthcare | Brazil | MD |  | FAMÍLIA DE ALÉRGENOS ESPECÍFICOS FOLHAS, CAULES, RAÍZES, TEMPEROS E SEUS DERIVADOS IMMULITE 2000 | SISTEMAS, DISCOS E FITAS PARA PESQUISA DE ANTI-IGE IMUNOESPECÍFICA (ALÉRGENOS) ISOLADOS OU EM GRUPO - FOLHAS, CAULES, RAÍZES, TEMPEROS E SEUS DERIVADOS | II
Siemens Healthcare | Brazil | MD |  | Atellica HEMA Diff | SOLUÇÃO DE LISE PARA HEMATOLOGIA | I
Siemens Healthcare | Brazil | MD |  | Família Atellica HEMA Controle de Reticulócitos | CONTAGEM DE CÉLULAS SANGUÍNEAS | II
Siemens Healthcare | Brazil | MD |  | Atellica HEMA Calibrador | PARÂMETROS COMBINADOS NO MESMO PRODUTO - CLASSE II | II
Siemens Healthcare | Brazil | MD |  | Advia Chemistry CardioPhase High Sensitivity C-Reactive Protein (hsCRP) | PROTEÍNA C REATIVA | II
Siemens Healthcare | Brazil | MD |  | Família Atellica IM IgE Total (tIgE) | IMUNOGLOBULINA E | II
Siemens Healthcare | Brazil | MD |  | Família Multi-diluente 15 | TAMPÕES, DILUENTES E DEMAIS SOLUÇÕES PARA ANÁLISE LABORATORIAL | I
Siemens Healthcare | Brazil | MD |  | ADVIA 2120 / 2120I HEMATOLOGY SYSTEMS | Instrumento para análise ou contagem de células e plaquetas | II
Siemens Healthcare | Brazil | MD |  | Atellica HEMA Slide Maker Stainer (SMS) | Instrumento para preparo e processamento de amostras  fase pré-analítica | I
Siemens Healthcare | Brazil | MD |  | Família Atellica HEMA Analisadores | Instrumento para análise ou contagem de células e plaquetas | II
Siemens Healthcare | Brazil | IVD |  | ADVIA CHEMISTRY ANTI-STREPTOLYSIN-O_2 REAGENTES (ASO_2) | ANTIESTREPTOLISINA | II
Siemens Healthcare | Brazil | MD |  | Equipamento de PET/CT Biograph. | EQUIPAMENTO TOMOGRAFIA POR EMISSAO DE POSITRONS E TOMOGRAFIA COMPUTADORIZADA (PET/CT) | III
Siemens Healthcare | Brazil | MD |  | DILUENTE DE AMOSTRA DE HOMOCISTEINA IMMULITE2000 | TAMPÕES, DILUENTES E DEMAIS SOLUÇÕES PARA ANÁLISE LABORATORIAL | I
Siemens Healthcare | Brazil | MD |  | DILUENTE DE AMOSTRA DE PTH INTACTO IMMULITE | TAMPÕES, DILUENTES E DEMAIS SOLUÇÕES PARA ANÁLISE LABORATORIAL | I
Siemens Healthcare | Brazil | MD |  | MODULO SUBSTRATO QUIMILUMINESCENTE IMMULITE | TAMPÕES, DILUENTES E DEMAIS SOLUÇÕES PARA ANÁLISE LABORATORIAL | I
Siemens Healthcare | Brazil | MD |  | Família Atellica CH HDL Colesterol (HDLC) | LIPOPROTEÍNA DE ALTA DENSIDADE (HDL) | II
Siemens Healthcare | Brazil | MD |  | Insulin Diluent IMMULITE | TAMPÕES, DILUENTES E DEMAIS SOLUÇÕES PARA ANÁLISE LABORATORIAL | I
Siemens Healthcare | Brazil | MD |  | Herpes I & II IgG IMMULITE 2000 | HERPES VÍRUS (HHV 2 a 5) | III
Siemens Healthcare | Brazil | MD |  | Sistema IMMULITE 2000 | Instrumento destinado a imunoensaios | I
Siemens Healthcare | Brazil | MD |  | IGF-I IMMULITE 2000 | FATOR DE CRESCIMENTO INSULINA TIPO I | II
Siemens Healthcare | Brazil | MD |  | DILUENTE DE AMOSTRA DE PROGESTERONA IMMULITE | TAMPÕES, DILUENTES E DEMAIS SOLUÇÕES PARA ANÁLISE LABORATORIAL | I
Siemens Healthcare | Brazil | MD |  | CALCITONIN DILUENT IMMULITE | TAMPÕES, DILUENTES E DEMAIS SOLUÇÕES PARA ANÁLISE LABORATORIAL | I
Siemens Healthcare | Brazil | MD |  | FSH DILUENT IMMULITE 2000 | TAMPÕES, DILUENTES E DEMAIS SOLUÇÕES PARA ANÁLISE LABORATORIAL | I
Siemens Healthcare | Brazil | MD |  | DILUENTE DE AMOSTRA DE ESTRIOL NÃO CONJUGADO IMMULITE | TAMPÕES, DILUENTES E DEMAIS SOLUÇÕES PARA ANÁLISE LABORATORIAL | I
Siemens Healthcare | Brazil | MD |  | THYROGLOBULIN IMMULITE | TIREOGLOBULINA (TG) - CLASSE II | II
Siemens Healthcare | Brazil | MD |  | CONTROLE POSITIVO DE ALÉRGENO ESPECÍFICO IgE 3G | IMUNOGLOBULINA E | II
Siemens Healthcare | Brazil | MD |  | Controle Negativo de IgE Específico IMMULITE 2000 | IMUNOGLOBULINA E | II
Siemens Healthcare | Brazil | IVD |  | Reagente Flex® para Imunoglobulina A - Dimension | IMUNOGLOBULINA A | II
Siemens Healthcare | Brazil | MD |  | Ensaio Emit® Amicacina | AMICACINA | II
Siemens Healthcare | Brazil | MD |  | ANDROSTENEDIONE - IMMULITE | ANDROSTENEDIONA | II
Siemens Healthcare | Brazil | MD |  | Família Atellica IM Ciclosporina (CsA) | CICLOSPORINA | III
Siemens Healthcare | Brazil | MD |  | Família Atellica IM Tiroxina Total (T4) | TIROXINA (T4) | II
Siemens Healthcare | Brazil | MD |  | Família Atellica IM Globulina de Ligação de Hormônios Sexuais (SHBG) | HORMÔNIO SEXUAL LIGADO A GLOBULINA (SHBG) | II
Siemens Healthcare | Brazil | MD |  | Atellica CH Fator Reumatóide (RF) | FATOR REUMATÓIDE | II
Siemens Healthcare | Brazil | MD |  | Família Atellica IM Antígeno Carcinoembrionário (CEA) | ANTÍGENO CARCINOEMBRIONÁRIO | III
Siemens Healthcare | Brazil | MD |  | Família Atellica IM Triiodotironina Total (T3) | TRIIODOTIRONINA (T3) | II
Siemens Healthcare | Brazil | MD |  | Família N Látex BTP | PROTEÍNA BETA-TRAÇO (BTP) | II
Siemens Healthcare | Brazil | MD |  | FAMÍLIA DE DILUENTES DIL MULTI-DILUENT 7 E ADVIA CENTAUR MULTI-DILUENT 7 | TAMPÕES, DILUENTES E DEMAIS SOLUÇÕES PARA ANÁLISE LABORATORIAL | I
Siemens Healthcare | Brazil | MD |  | PROGESTERONA IMMULITE 2000 | PROGESTERONA | II
Siemens Healthcare | Brazil | MD |  | PROTEINA C REATIVA DE ALTA SENSIBILIDADE IMMULITE 2000 | PROTEÍNA C REATIVA | II
Siemens Healthcare | Brazil | MD |  | RUBÉOLA QUANTITATIVA IgG IMMULITE/IMMULITE 1000 | VÍRUS DE RUBÉOLA | III
Siemens Healthcare | Brazil | MD |  | TIREOIDE UPTAKE IMMULITE / IMMULITE 1000 | CAPTAÇÃO DE TRIIODOTIRONINA (T3) | II
Siemens Healthcare | Brazil | MD |  | ANTI-HBc IMMULITE 2000 | ANTICORPO TOTAL NUCLEAR PARA VÍRUS DE HEPATITE B (ANTI-HBCAG) | IV
Siemens Healthcare | Brazil | MD |  | DILUENTE DE AMOSTRA DE VITAMINA B12 IMMULITE | TAMPÕES, DILUENTES E DEMAIS SOLUÇÕES PARA ANÁLISE LABORATORIAL | I
Siemens Healthcare | Brazil | MD |  | DILUENTE DE AMOSTRA DE HCG IMMULITE | TAMPÕES, DILUENTES E DEMAIS SOLUÇÕES PARA ANÁLISE LABORATORIAL | I
Siemens Healthcare | Brazil | MD |  | TSH 3ª GERAÇÃO IMMULITE 2000 | HORMÔNIO ESTIMULANTE DE TIREÓIDE (TSH) | II
Siemens Healthcare | Brazil | IVD |  | Kit de Limpeza de Sonda IMMULITE 2000 | SOLUÇÃO PARA LIMPEZA DE EQUIPAMENTOS | I
Siemens Healthcare | Brazil | MD |  | DILUENTE DE AMOSTRA DE THS TERCEIRA GERAÇÃO IMMULITE | TAMPÕES, DILUENTES E DEMAIS SOLUÇÕES PARA ANÁLISE LABORATORIAL | I
Siemens Healthcare | Brazil | MD |  | DILUENTE AMOSTRA DE TROPONINA I IMMULITE | TAMPÕES, DILUENTES E DEMAIS SOLUÇÕES PARA ANÁLISE LABORATORIAL | I
Siemens Healthcare | Brazil | MD |  | HOMOCISTEÍNA IMMULITE/IMMULITE 1000 | HOMOCISTEÍNA | II
Siemens Healthcare | Brazil | MD |  | MULTI-DILUENTE 1 IMMULITE 2000 | TAMPÕES, DILUENTES E DEMAIS SOLUÇÕES PARA ANÁLISE LABORATORIAL | I
Siemens Healthcare | Brazil | MD |  | Módulo de Lavagem de Sonda IMMULITE2000 | SOLUÇÃO PARA LIMPEZA DE EQUIPAMENTOS | I
Siemens Healthcare | Brazil | MD |  | Atellica IM Folato Diluente (Fol DIL) | TAMPÕES, DILUENTES E DEMAIS SOLUÇÕES PARA ANÁLISE LABORATORIAL | I
Siemens Healthcare | Brazil | MD |  | Atellica IM DHEA-SO4 (DHEAS) | SULFATO DE DEHIDROEPIANDROSTERONA (DHEA-S) | II
Siemens Healthcare | Brazil | MD |  | Atellica IM Tampão de Reconstituição de Cortisol Urinário | TAMPÕES, DILUENTES E DEMAIS SOLUÇÕES PARA ANÁLISE LABORATORIAL | I
Siemens Healthcare | Brazil | MD |  | Atellica IM Tireoide Uptake (TUp) | CAPTAÇÃO DE TRIIODOTIRONINA (T3) | II
Siemens Healthcare | Brazil | MD |  | Família Calibrador B (CAL B) | PARÂMETROS COMBINADOS NO MESMO PRODUTO - CLASSE II | II
Siemens Healthcare | Brazil | MD |  | Atellica IM VB12 DTT/Agente de libertação (VB12 DTT/REL) | TAMPÕES, DILUENTES E DEMAIS SOLUÇÕES PARA ANÁLISE LABORATORIAL | I
Siemens Healthcare | Brazil | MD |  | Família Calibrador A (CAL A) | PARÂMETROS COMBINADOS NO MESMO PRODUTO - CLASSE II | II
Siemens Healthcare | Brazil | MD |  | Família Atellica IM Folato (Fol) | FOLATO | II
Siemens Healthcare | Brazil | IVD |  | Atellica IM BR 27.29 Reagente Pré-tratamento (BR PRE) | TAMPÕES, DILUENTES E DEMAIS SOLUÇÕES PARA ANÁLISE LABORATORIAL | I
Siemens Healthcare | Brazil | MD |  | Família Atellica IM Antígeno Prostático Específico (PSA) | ANTÍGENO PROSTÁTICO ESPECÍFICO (PSA) | III
Siemens Healthcare | Brazil | MD |  | Atellica IM RBC Folato (RBC Fol) | TAMPÕES, DILUENTES E DEMAIS SOLUÇÕES PARA ANÁLISE LABORATORIAL | I
Siemens Healthcare | Brazil | MD |  | Familia BRAHMS Procalcitonina (PCT) | PROCALCITONINA PCT | II
Siemens Healthcare | Brazil | MD |  | ADVIA CENTAUR MULTI-DILUENT 10 | TAMPÕES, DILUENTES E DEMAIS SOLUÇÕES PARA ANÁLISE LABORATORIAL | I
Siemens Healthcare | Brazil | IVD |  | ADVIA CHEMISTRY APO A-1 REAGENTS | APOLIPOPROTEÍNA A-I | II
Siemens Healthcare | Brazil | MD |  | ADVIA CHEMISTRY APO A1/B CALIBRATOR (APO A1/B-CAL) | PARÂMETROS COMBINADOS NO MESMO PRODUTO - CLASSE II | II
Siemens Healthcare | Brazil | IVD |  | ADVIA CHEMISTRY IgM_2 REAGENTS (IgM_2) | IMUNOGLOBULINA M | II
Siemens Healthcare | Brazil | IVD |  | ADVIA CHEMISTRY LIPASE REAGENTS (LIP) | LIPASE | II
Siemens Healthcare | Brazil | MD |  | DILUENTE DE AMOSTRA DE NT-PROBNP IMMULITE 2000 | TAMPÕES, DILUENTES E DEMAIS SOLUÇÕES PARA ANÁLISE LABORATORIAL | I
Siemens Healthcare | Brazil | MD |  | Módulo Controle do NTproBNP IMMULITE | PEPTÍDEO NATRIURÉTICO CEREBRAL HUMANO (BNP) | II
Siemens Healthcare | Brazil | MD |  | Hematek Stain Pak | CORANTES CITOLÓGICOS | I
Siemens Healthcare | Brazil | MD |  | Atellica CH Ácido Micofenólico (MPA) | ÁCIDO MICOFENÓLICO | II
Siemens Healthcare | Brazil | MD |  | ADVIA Centaur Androstenediona (ANDRO) | ANDROSTENEDIONA | II
Siemens Healthcare | Brazil | MD |  | Atellica IM Androstenediona (ANDRO) | ANDROSTENEDIONA | II
Siemens Healthcare | Brazil | MD |  | Sistema de ultrassonografia de diagnóstico | Aparelho de Ultra-Som | II
Siemens Healthcare | Brazil | IVD |  | ADVIA CHEMISTRY TOTAL PROTEIN_2 ( Urine ) REAGENTS ( UPRO_2) | PROTEÍNA TOTAL | II
Siemens Healthcare | Brazil | IVD |  | REAGENTE DE BILIRRUBINA DIRETA (DBI) REVISADA - DIMENSION® | BILIRRUBINA | II
Siemens Healthcare | Brazil | IVD |  | REAGENTE DE BILIRRUBINA TOTAL (TBI) REVISADA - DIMENSION® | BILIRRUBINA | II
Siemens Healthcare | Brazil | IVD |  | Reagente LA 2 | ANTICOAGULANTE LÚPICO (AL OU LA) | II
Siemens Healthcare | Brazil | IVD |  | REAGENTE FLEX PARA SALICITATO DIMENSION | SALICILATO | II
Siemens Healthcare | Brazil | IVD |  | REAGENTE PARA A DETERMINAÇÃO DE FIBRINOGENIO | FIBRINOGÊNIO | II
Siemens Healthcare | Brazil | IVD |  | REAGENTE DE PROTEINA NA URINA LIQUIDO CEFALORAQUIDIANO (UCFP) DIMENSION | PROTEÍNA TOTAL | II
Siemens Healthcare | Brazil | IVD |  | REAGENTE DE ACIDO LACTICO (LA) DIMENSION | LACTATO | II
Siemens Healthcare | Brazil | MD |  | Família Atellica IM Anti-Tiroglobulina II (aTgII) | TIREOGLOBULINA (TG) - CLASSE II | II
Siemens Healthcare | Brazil | MD |  | PLASMA DEFICIENTE DE FATOR VII DA COAGULAÇÃO | FATOR VII DE COAGULAÇÃO | II
Siemens Healthcare | Brazil | MD |  | CALIBRADOR DE PROTEINA TOTAL ALBUMINA (ALB/TP)DIMENSION | PARÂMETROS COMBINADOS NO MESMO PRODUTO - CLASSE II | II
Siemens Healthcare | Brazil | MD |  | N ANTISORO PARA APOLIPOPROTEINA A I HUMANA | APOLIPOPROTEÍNA A-I | II
Siemens Healthcare | Brazil | MD |  | CALIBRADOR DE TIROXINA T4 DIMENSION | TIROXINA (T4) | II
Siemens Healthcare | Brazil | IVD |  | Reagente de Amilase (AMY)  Dimension® | AMILASE | II
Siemens Healthcare | Brazil | IVD |  | CARTUCHO DE REAGENTE FLEX DE DIÓXIDO DE CARBONO (ECO2) - DIMENSION | GASES SANGUÍNEOS | II
Siemens Healthcare | Brazil | MD |  | ADVIA CENTAUR Rub G | VÍRUS DE RUBÉOLA | III
Siemens Healthcare | Brazil | MD |  | ADVIA CENTAUR aTPO DILUENT / DIL aTPO DILUENT | TAMPÕES, DILUENTES E DEMAIS SOLUÇÕES PARA ANÁLISE LABORATORIAL | I
Siemens Healthcare | Brazil | MD |  | CAL CALIBRATOR O ADVIA CENTAUR ACS: 180 SYSTEMS | ANTICORPO ANTITIREOIDEANO | II
Siemens Healthcare | Brazil | MD |  | ADVIA CENTAUR TOXO M | TOXOPLASMA GONDII | IV
Siemens Healthcare | Brazil | MD |  | ADVIA CENTAUR Rub M | VÍRUS DE RUBÉOLA | III
Siemens Healthcare | Brazil | MD |  | ADVIA CENTAUR HCY (HOMOCISTEINA) | HOMOCISTEÍNA | II
Siemens Healthcare | Brazil | MD |  | ADVIA CENTAUR COR (CORTISOL) | CORTISOL | II
Siemens Healthcare | Brazil | MD |  | ADVIA CENTAUR ThCG DILUENT | TAMPÕES, DILUENTES E DEMAIS SOLUÇÕES PARA ANÁLISE LABORATORIAL | I
Siemens Healthcare | Brazil | IVD |  | Atellica IM reagente auxiliar T3/T4/VB12 (T3/T4/VB12 ANC) | SOLUÇÃO PARA LIMPEZA DE EQUIPAMENTOS | I
Siemens Healthcare | Brazil | MD |  | Familia Atellica IM Procalcitonina (PCT) | PROCALCITONINA PCT | II
Siemens Healthcare | Brazil | MD |  | Família Atellica IM Peroxidase Anti-Tireoide (aTPO) | ANTICORPO ANTITIREOIDEANO | II
Siemens Healthcare | Brazil | MD |  | Familia Atellica IM Mioglobina (MYO) | MIOGLOBINA | II
Siemens Healthcare | Brazil | MD |  | Família Atellica IM Antígeno SARS-CoV-2 (CoV2Ag) | CORONAVÍRUS | III
Siemens Healthcare | Brazil | MD |  | CLINITEK Novus Tiras de Controle | PARÂMETROS COMBINADOS NO MESMO PRODUTO - CLASSE II | II
Siemens Healthcare | Brazil | MD |  | Atellica IM Multi-Diluente 13 | TAMPÕES, DILUENTES E DEMAIS SOLUÇÕES PARA ANÁLISE LABORATORIAL | I
Siemens Healthcare | Brazil | MD |  | Família Proteína de ligação a lipopolissacarídeos (LBP) | PROTEÍNA DE LIGAÇÃO A LIPOPOLISSACARÍDEOS (LBP) | II
Siemens Healthcare | Brazil | MD |  | Atellica IM Tiroxina Livre (FT4) | TIROXINA LIVRE | II
Siemens Healthcare | Brazil | MD |  | Família Atellica IM CA 125II (CA 125II) | ANTÍGENO CA 125 | III
Siemens Healthcare | Brazil | MD |  | Família Atellica IM Hepatite A IgM (aHAVM) | VÍRUS DA HEPATITE A (HAV) | III
Siemens Healthcare | Brazil | MD |  | Família Atellica IM Rubéola IgG (Rub G) | VÍRUS DE RUBÉOLA | III
Siemens Healthcare | Brazil | MD |  | Emit 2000 Pré-Tratamento Tacrolimus | TAMPÕES, DILUENTES E DEMAIS SOLUÇÕES PARA ANÁLISE LABORATORIAL | I
Siemens Healthcare | Brazil | MD |  | Emit 2000 Calibrador Tacrolimus | TACROLIMUS | III
Siemens Healthcare | Brazil | MD |  | CK-MB IMMULITE | ATIVIDADE DE ISOENZIMA CREATINOQUINASE | III
Siemens Healthcare | Brazil | MD |  | DIMENSION EXL NTP FLEX | PEPTÍDEO NATRIURÉTICO CEREBRAL HUMANO (BNP) | II
Siemens Healthcare | Brazil | MD |  | Dimension EXL LOCI Calibrador TNI | TROPONINA | III
Siemens Healthcare | Brazil | MD |  | DIMENSION EXL LNTP FLEX | PEPTÍDEO NATRIURÉTICO CEREBRAL HUMANO (BNP) | II
Siemens Healthcare | Brazil | MD |  | DIMENSION EXL LOCI CALIBRADOR NTP | PEPTÍDEO NATRIURÉTICO CEREBRAL HUMANO (BNP) | II
Siemens Healthcare | Brazil | MD |  | Dimension EXL TSHL Flex | HORMÔNIO ESTIMULANTE DE TIREÓIDE (TSH) | II
Siemens Healthcare | Brazil | MD |  | TROPONINA I IMMULITE 2000 | TROPONINA | III
Siemens Healthcare | Brazil | MD |  | TROPONINA I TURBO IMMULITE / IMMULITE 1000 | TROPONINA | III
Siemens Healthcare | Brazil | MD |  | Dimension EXL FT4L Flex | TIROXINA LIVRE | II
Siemens Healthcare | Brazil | MD |  | Dimension EXL TNI Flex | TROPONINA | III
Siemens Healthcare | Brazil | MD |  | Dimension EXL/Vista Diluente de Amostra de CTNI | TAMPÕES, DILUENTES E DEMAIS SOLUÇÕES PARA ANÁLISE LABORATORIAL | I
Siemens Healthcare | Brazil | MD |  | Dimension LDI Flex | LACTATO DESIDROGENASE (LDH) | II
Siemens Healthcare | Brazil | MD |  | Dimension LIPL Flex | LIPASE | II
Siemens Healthcare | Brazil | MD |  | ADVIA Chemistry Ferritina (FRT) | FERRITINA | II
Siemens Healthcare | Australia | MD | 45143 | Combination diagnostic imaging system, PET/CT | Combination diagnostic imaging system, PET/CT | Class IIb
Siemens Healthcare | Brazil | MD |  | RAPIDComm | Software | II
Siemens Healthcare | Brazil | MD |  | Atellica CH Colesterol HDL/LDL Calibrador (HDL/LDL CAL) | PARÂMETROS COMBINADOS NO MESMO PRODUTO - CLASSE II | II
Siemens Healthcare | Brazil | MD |  | FAMÍLIA ADVIA CENTAUR aTPO | ANTICORPO ANTITIREOIDEANO | II
Siemens Healthcare | Brazil | MD |  | Família Dimension® EXL Ensaio total de vitamina D LOCI | VITAMINA D | II
Siemens Healthcare | Brazil | MD |  | QC HAV IgM ADVIA CENTAUR | VÍRUS DA HEPATITE A (HAV) | III
Siemens Healthcare | Brazil | IVD |  | DCA 2000 HEMOGLOBIN A1C REAGENT KIT | HEMOGLOBINA GLICADA | II
Siemens Healthcare | Brazil | MD |  | Atellica CH Verificação de Diluição A-LYTE IMT (IMT Dilution Check) | TAMPÕES, DILUENTES E DEMAIS SOLUÇÕES PARA ANÁLISE LABORATORIAL | I
Siemens Healthcare | Brazil | MD |  | Atellica CH Triglicerideos Concentrado (Trig) | TRIGLICERÍDEO | II
Siemens Healthcare | Brazil | MD |  | ADVIA CENTAUR CONF | ANTÍGENO CONFIRMATÓRIO DE SUPERFÍCIE DE VÍRUS DE HEPATITE B (HBSAG) | IV
Siemens Healthcare | Brazil | IVD |  | ADVIA CHEMISTRY TOTAL BILIRUBIN REAGENTS 2 | BILIRRUBINA | II
Siemens Healthcare | Brazil | IVD |  | ADVIA CHEMISTRY DIRECT BILIRUBIN REAGENTS 2 | BILIRRUBINA | II
Siemens Healthcare | Brazil | MD |  | Arco Cirúrgico Cios Spin | Arco Cirurgico | III
Siemens Healthcare | Australia | IVD | CT749 | Herpes simplex virus (HSV) (Human herpesvirus 1 & 2) IVDs | Herpes simplex virus (HSV) (Human herpesvirus 1 & 2) IVDs | Class 3
Siemens Healthcare | Brazil | MD |  | Família DCA Systems Microalbumin / Creatinine Control | PARÂMETROS COMBINADOS NO MESMO PRODUTO - CLASSE II | II
Siemens Healthcare | Brazil | MD |  | Conjunto Radiológico Multix B | Aparelho Fixo para Raio-X | III
Siemens Healthcare | Brazil | MD |  | Família Atellica IM HBsAg Quantitativo (QHBs) | ANTÍGENO DE SUPERFÍCIE DE VÍRUS DA HEPATITE B (HBSAG) | IV
Siemens Healthcare | Brazil | MD |  | EMIT® TOX ANTIDEPRESSIVOS TRICÍCLICOS SÉRICOS CALIBRADOR/CONTROLE | NORTRIPTILINA | II
Siemens Healthcare | Australia | IVD | CT1236 | Clinical chemistry biological screening IVDs | Clinical chemistry biological screening IVDs | Class 2
Siemens Healthcare | Australia | IVD | CT943 | Instrument/analyser IVDs | Instrument/analyser IVDs | Class 1
Siemens Healthcare | Australia | IVD | CT771 | Rubella virus IVDs | Rubella virus IVDs | Class 3
Siemens Healthcare | Australia | IVD | CT748 | Cytomegalovirus (Human herpesvirus 5) IVDs | Cytomegalovirus (Human herpesvirus 5) IVDs | Class 3
Siemens Healthcare | Australia | MD | 37644 | X-ray system, diagnostic, general-purpose, stationary, analogue | X-ray system, diagnostic, general-purpose, stationary, analogue | Class IIb
Siemens Healthcare | Australia | IVD | 48321 | ADVIA Centaur HBsAg Confirmatory (Conf) assay - Hepatitis B virus surface antigen IVD, kit, chemiluminescent immunoassay | Hepatitis B virus surface antigen IVD, kit, chemiluminescent immunoassay | Class 4
Siemens Healthcare | Australia | IVD | 42000 | ADVIA Centaur HBsAg quality control material - Hepatitis B virus surface antigen IVD, control | Hepatitis B virus surface antigen IVD, control | Class 4
Siemens Healthcare | Australia | IVD | 48321 | ADVIA Centaur HBsAgII (HBsII) assay - Hepatitis B virus surface antigen IVD, kit, chemiluminescent immunoassay | Hepatitis B virus surface antigen IVD, kit, chemiluminescent immunoassay | Class 4
Siemens Healthcare | Australia | IVD | 48360 | ADVIA Centaur HCV (aHCV) - Hepatitis C virus immunoglobulin G (IgG) antibody IVD, kit, chemiluminescent immunoassay | Hepatitis C virus immunoglobulin G (IgG) antibody IVD, kit, chemiluminescent immunoassay | Class 4
Siemens Healthcare | Australia | IVD | 48316 | ADVIA Centaur Anti-HBs2 (aHBs2) - Hepatitis B virus surface total antibody IVD, kit, chemiluminescent immunoassay | Hepatitis B virus surface total antibody IVD, kit, chemiluminescent immunoassay | Class 4
Siemens Healthcare | Australia | IVD | 48298 | ADVIA Centaur HBc IgM (a HBcM) - Hepatitis B virus core immunoglobulin M (IgM) antibody IVD, kit, chemiluminescent immunoassay | Hepatitis B virus core immunoglobulin M (IgM) antibody IVD, kit, chemiluminescent immunoassay | Class 4
Siemens Healthcare | Australia | IVD | CT704 | Hepatitis B virus IVDs | Hepatitis B virus IVDs | Class 3
Siemens Healthcare | Australia | IVD | 48304 | ADVIA Centaur HBc Total (HBcT) - Hepatitis B virus core total antibody IVD, kit, chemiluminescent immunoassay | Hepatitis B virus core total antibody IVD, kit, chemiluminescent immunoassay | Class 4
Siemens Healthcare | Australia | IVD | CT943 | Instrument/analyser IVDs | Instrument/analyser IVDs | Class 1
Siemens Healthcare | Australia | IVD | CT945 | General laboratoryware IVDs | General laboratoryware IVDs | Class 1
Siemens Healthcare | Australia | IVD | CT936 | Specimen receptacle IVDs | Specimen receptacle IVDs | Class 1
Siemens Healthcare | Australia | IVD | CT1250 | Analyser software IVDs | Analyser software IVDs | Class 2
Siemens Healthcare | Brazil | MD |  | RAPIDQC PLUS - Níveis 1,2 e 3 | PARÂMETROS COMBINADOS NO MESMO PRODUTO - CLASSE II | II
Siemens Healthcare | Brazil | IVD |  | RAPIDPOINT 340 - Módulo do reagente | GASES SANGUÍNEOS - POINT OF CARE TESTING | III
Siemens Healthcare | Brazil | IVD |  | Kit de limpeza diária | SOLUÇÃO PARA LIMPEZA DE EQUIPAMENTOS | I
Siemens Healthcare | Brazil | IVD |  | RAPIDPOINT 350 - Módulo do reagente | GASES SANGUÍNEOS - POINT OF CARE TESTING | III
Siemens Healthcare | Brazil | MD |  | Equipamento de Tomografia Computadorizada NAEOTOM Alpha | Equipamento de Tomografia Computadorizado | III
Siemens Healthcare | Brazil | MD |  | INNOVANCE Free PS Ag | PROTEÍNA S LIVRE | II
Siemens Healthcare | Brazil | MD |  | Atellica IM Multi-Diluente 1 | TAMPÕES, DILUENTES E DEMAIS SOLUÇÕES PARA ANÁLISE LABORATORIAL | I
Siemens Healthcare | Brazil | MD |  | Material de controle de qualidade do ADVIA Centaur EHIV | ANTICORPO DO VIRUS DA IMUNODEFICIÊNCIA HUMANA ADQUIRIDA TIPO 1, TIPO 2 E TIPO 1 SUBGRUPO O (HIV) | IV
Siemens Healthcare | Brazil | MD |  | ADVIA Centaur HIV 1/O/2 Enhanced (EHIV) | ANTICORPO DO VIRUS DA IMUNODEFICIÊNCIA HUMANA ADQUIRIDA TIPO 1, TIPO 2 E TIPO 1 SUBGRUPO O (HIV) | IV
Siemens Healthcare | Brazil | MD |  | INNOVANCE D-Dimer Diluente de Amostra | TAMPÕES, DILUENTES E DEMAIS SOLUÇÕES PARA ANÁLISE LABORATORIAL | I
Siemens Healthcare | Brazil | MD |  | Solução Tampão Wright modificado | TAMPÕES, DILUENTES E DEMAIS SOLUÇÕES PARA ANÁLISE LABORATORIAL | I
Siemens Healthcare | Brazil | MD |  | Solução tampão May- Grünwald | TAMPÕES, DILUENTES E DEMAIS SOLUÇÕES PARA ANÁLISE LABORATORIAL | I
Siemens Healthcare | Brazil | MD |  | May-Grünwald Giemsa - Corantes | CORANTES CITOLÓGICOS | I
Siemens Healthcare | Brazil | MD |  | Corante Wright Modificado | CORANTES CITOLÓGICOS | I
Siemens Healthcare | Brazil | MD |  | Solução tampão Wright Giemsa | TAMPÕES, DILUENTES E DEMAIS SOLUÇÕES PARA ANÁLISE LABORATORIAL | I
Siemens Healthcare | Brazil | MD |  | Corante Wright Giemsa | CORANTES CITOLÓGICOS | I
Siemens Healthcare | Brazil | MD |  | Família Atellica CH Digoxina (Dgn) | DIGOXINA | II
Siemens Healthcare | Brazil | MD |  | Atellica CH Aspartato Aminotransferase P5P (líquido) (ASTPLc) | TRANSAMINASE GLUTÂMICA OXALACÉTICA (TGO OU AST) | II
Siemens Healthcare | Brazil | MD |  | Família Atellica IM Hormônio Anti-Mülleriano (AMH) | HORMÔNIO ANTI-MULLERIANO (AMH) | II
Siemens Healthcare | Australia | IVD | CT889 | Multiple clinical chemistry constituent IVDs | Multiple clinical chemistry constituent IVDs | Class 2
Siemens Healthcare | Australia | IVD | CT889 | Multiple clinical chemistry constituent IVDs | Multiple clinical chemistry constituent IVDs | Class 2
Siemens Healthcare | Brazil | MD |  | QC cPSA 1, 2, 3 ADVIA CENTAUR ACS: 180 SYSTEMS | ANTÍGENO PROSTÁTICO ESPECÍFICO (PSA) | III
Siemens Healthcare | Brazil | MD |  | IMMULITE / IMMULITE 1000 CMV IgM | CITOMEGALOVÍRUS | IV
Siemens Healthcare | Brazil | MD |  | IMMULITE 2000 Triagem para Sífilis | TREPONEMA PALLIDUM | IV
Siemens Healthcare | Brazil | MD |  | Arco Cirúrgico | Arco Cirurgico | III
Siemens Healthcare | Brazil | MD |  | CENTRIFUGE/DECAPPER MODULE - ADVIA LABCELL MODULAR AUTOMATION | Centrifuga | I
Siemens Healthcare | Brazil | MD |  | Família DIMENSION Troponina I de alta sensibilidade LOCI (TNIH) | TROPONINA | III
Siemens Healthcare | Brazil | MD |  | Material de Controle de Qualidade ELF | PARÂMETROS COMBINADOS NO MESMO PRODUTO - CLASSE II | II
Siemens Healthcare | Brazil | MD |  | ADVIA Centaur Hyaluronic Acid (HA) | ÁCIDO HIALURÔNICO | II
Siemens Healthcare | Brazil | MD |  | ADVIA 120 HEMATOLOGY SYSTEM | Instrumento para análise de bioquímica geral, hormônios, drogas ou proteínas | I
Siemens Healthcare | Brazil | MD |  | CLINITEK STATUS | Instrumento para análise de bioquímica geral, hormônios, drogas ou proteínas | II
Siemens Healthcare | Brazil | MD |  | RAPIDLAB | Instrumento para análise de bioquímica geral, hormônios, drogas ou proteínas | I
Siemens Healthcare | Brazil | MD |  | N Antisoro para Ceruloplasmina Humana | CERULOPLASMINA | II
Siemens Healthcare | Brazil | IVD |  | REAGENTE FLEX PARA CARBAMAZEPINA DIMENSION | CARBAMAZEPINA | II
Siemens Healthcare | Brazil | MD |  | PADRÃO DE IGD | IMUNOGLOBULINA D | II
Siemens Healthcare | Brazil | MD |  | N LÁTEX IgA | IMUNOGLOBULINA A | II
Siemens Healthcare | Brazil | MD |  | N Antisoro para a a1-Antitripsina Humana | ALFA 1-ANTITRIPSINA | II
Siemens Healthcare | Brazil | IVD |  | REAGENTE FLEX DE PESQUISA DE FENICICLIDINA NA URINA DIMENSION | FENCICLIDINA | II
Siemens Healthcare | Brazil | MD |  | FAMÍLIA EMIT CALIBRADORES | PARÂMETROS COMBINADOS NO MESMO PRODUTO - CLASSE II | II
Siemens Healthcare | Brazil | IVD |  | REAGENTE FLEX PALB DIMENSION | PRÉ-ALBUMINA (TRANSTIRETINA) | II
Siemens Healthcare | Brazil | MD |  | N ANTISORO PARA APOLIPOPROTEÍNA B (Apo B) HUMANA | APOLIPOPROTEÍNA B | II
Siemens Healthcare | Brazil | IVD |  | N REAGENTE SUPLEMENTAR/PRECIPITAÇÃO | TAMPÕES, DILUENTES E DEMAIS SOLUÇÕES PARA ANÁLISE LABORATORIAL | I
Siemens Healthcare | Brazil | MD |  | CALIBRADOR DE PROTEINAS EM URINA LIQUIDO CEFALORAQUIDIANO (UCFP) DIMENSION | PROTEÍNA TOTAL | II
Siemens Healthcare | Brazil | MD |  | N Latex FLC Kappa | CADEIA KAPPA/LAMBDA | II
Siemens Healthcare | Brazil | MD |  | N Latex FLC Lambda | CADEIA KAPPA/LAMBDA | II
Siemens Healthcare | Brazil | IVD |  | Reagente Suplementar FLC N | CADEIA KAPPA/LAMBDA | II
Siemens Healthcare | Brazil | MD |  | INNOVANCE® PFA P2Y | ADENOSINA DIFOSFATO (ADP) | II
Siemens Healthcare | Brazil | MD |  | Calibrador SL FLC N | CADEIA KAPPA/LAMBDA | II
Siemens Healthcare | Brazil | MD |  | CALIBRADOR DE PROTEINA C REATIVA DIMENSION | PROTEÍNA C REATIVA | II
Siemens Healthcare | Brazil | MD |  | CALIBRADOR DE ALCOOL DIMENSION | ETANOL | II
Siemens Healthcare | Brazil | MD |  | ADVIA Centaur Vitamin D Total (VitD) | VITAMINA D | II
Siemens Healthcare | Brazil | MD |  | Diluente ADVIA Centaur VitD | TAMPÕES, DILUENTES E DEMAIS SOLUÇÕES PARA ANÁLISE LABORATORIAL | I
Siemens Healthcare | Brazil | MD |  | QC Vitamin D (VitD) | VITAMINA D | II
Siemens Healthcare | Brazil | MD |  | syngo.via View&GO | SOFTWARE PARA PROCESSAMENTO DE IMAGENS MÉDICAS | II
Siemens Healthcare | Brazil | MD |  | Equipamento de Ressonância Magnética MAGNETOM | Equipamento de Ressonancia Magnetica | II
Siemens Healthcare | Brazil | MD |  | INSULIN IMMULITE | INSULINA | II
Siemens Healthcare | Brazil | MD |  | N LATEX HCY | HOMOCISTEÍNA | II
Siemens Healthcare | Brazil | IVD |  | KIT DE VALIDACAO DE BC | SOLUÇÃO PARA AVALIAÇÃO DE DESEMPENHO DOS COMPONENTES DE EQUIPAMENTOS | I
Siemens Healthcare | Brazil | MD |  | CALIBRADOR FERRITINA DIMENSION | FERRITINA | II
Siemens Healthcare | Brazil | IVD |  | REAGENTE FLEX HCG DIMENSION | GONADOTROFINA CORIÔNICA HUMANA (HCG) TOTAL | II
Siemens Healthcare | Brazil | MD |  | BERICHROM ANTITROMBINA III (A) | ANTITROMBINA | II
Siemens Healthcare | Brazil | IVD |  | REAGENTE LA1 | ANTICOAGULANTE LÚPICO (AL OU LA) | II
Siemens Healthcare | Brazil | MD |  | N ANTISORO HUMANO C4 | COMPLEMENTO DE COMPONENTE C4 | II
Siemens Healthcare | Brazil | MD |  | N ANTISORO Ig HUMANO/CADEIA L, TIPO LAMBDA | CADEIA KAPPA/LAMBDA | II
Siemens Healthcare | Brazil | MD |  | Calibrador da Isoenzima MB da Creatina Quinase por Massa  Dimension | ATIVIDADE DE ISOENZIMA CREATINOQUINASE | III
Siemens Healthcare | Brazil | IVD |  | Reagente Flex para HDL Colesterol Automático (AHDL)  Dimension® | LIPOPROTEÍNA DE ALTA DENSIDADE (HDL) | II
Siemens Healthcare | Brazil | MD |  | CALIBRADOR DE PROTEINA-C REVISADA (RCRP) | PROTEÍNA C REATIVA | II
Siemens Healthcare | Brazil | IVD |  | ACTIN FS REAGENTE TTP ATIVADO | TEMPO DE TROMBOPLASTINA PARCIAL ATIVADA (TTPA) | III
Siemens Healthcare | Brazil | IVD |  | REAGENTE FLEX DE PESQUISA DE COCAINA NA URINA DIMENSION | COCAÍNA | II
Siemens Healthcare | Brazil | MD |  | CALIBRADOR MIOGLOBINA DIMENSION | MIOGLOBINA | II
Siemens Healthcare | Brazil | MD |  | ADVIA CHEMISTRY SOLUÇÃO INTERNA PARA ISE | TAMPÕES, DILUENTES E DEMAIS SOLUÇÕES PARA ANÁLISE LABORATORIAL | I
Siemens Healthcare | Brazil | MD |  | CARTUCHO FLEX DE COMPLEMENTO C4 - DIMENSION | COMPLEMENTO DE COMPONENTE C4 | II
Siemens Healthcare | Brazil | MD |  | CARTUCHO FLEX DE COMPLEMENTO C3-DIMENSION | COMPLEMENTO DE COMPONENTE C3/C3C | II
Siemens Healthcare | Brazil | MD |  | CARTUCHO FLEX DE TRANSFERRINA DIMENSION | TRANSFERRINA | II
Siemens Healthcare | Brazil | MD |  | ADVIA CENTAUR HBsAgII (HBsII) | ANTÍGENO DE SUPERFÍCIE DE VÍRUS DA HEPATITE B (HBSAG) | IV
Siemens Healthcare | Brazil | MD |  | ADVIA 560 Lyse | SOLUÇÃO DE LISE PARA HEMATOLOGIA | I
Siemens Healthcare | Brazil | MD |  | Analisador Atellica DCA | Instrumento para análise de bioquímica geral, hormônios, drogas ou proteínas | II
Siemens Healthcare | Singapore | IVD |  | Siemens ADVIA Chemistry 1800, 2400, XPT Creatinine IVD system | Immunology | Class B IVD
Siemens Healthcare | Brazil | MD |  | ADVIA Chemistry Mioglobina (MYO) | MIOGLOBINA | II
Siemens Healthcare | Brazil | MD |  | ADVIA Chemistry Calibrador de Mioglobina | MIOGLOBINA | II
Siemens Healthcare | Brazil | IVD |  | ADVIA CHEMISTRY LITHIUM REAGENTS (LITH) | LÍTIO | II
Siemens Healthcare | Brazil | MD |  | EMIT d.a.u - ENSAIO DE CANABINÓIDES 20ng | CANABINÓIDE | II
Siemens Healthcare | Brazil | MD |  | EMIT d.a.u - ENSAIO DE CANABINÓIDES 100ng | CANABINÓIDE | II
Siemens Healthcare | Brazil | MD |  | EMIT® d.a.u - ENSAIO DE BARBITURATO | BARBITURATO | II
Siemens Healthcare | Brazil | MD |  | EMIT d.a.u - ENSAIO DE FENCICLIDINA | FENCICLIDINA | II
Siemens Healthcare | Brazil | MD |  | EMIT d.a.u - ENSAIO DE CANABINÓIDE - 50 ng | CANABINÓIDE | II
Siemens Healthcare | Brazil | MD |  | EMIT ETS PLUS - ENSAIO DE ÁLCOOL ETÍLICO | ETANOL | II
Siemens Healthcare | Brazil | IVD |  | REAGENTE DE FOSFORO (PHOS) DIMENSION | FÓSFORO/FOSFATO INORGÂNICO | II
Siemens Healthcare | Brazil | IVD |  | REAGENTE DE FOSFATASE ALCALINA DIMENSION | FOSFATASE ALCALINA (FAL OU ALP) | II
Siemens Healthcare | Brazil | MD |  | TESTE DE ABSORBANCIA (ABS) DIMENSION | SOLUÇÃO PARA AVALIAÇÃO DE DESEMPENHO DOS COMPONENTES DE EQUIPAMENTOS | I
Siemens Healthcare | Brazil | MD |  | EMIT d.a.u - ENSAIO DE PROPOXIFENO | PROPOXIFENO | II
Siemens Healthcare | Brazil | MD |  | EMIT - TAMPÃO CONCENTRADO DE ENSAIO DE DROGAS | TAMPÕES, DILUENTES E DEMAIS SOLUÇÕES PARA ANÁLISE LABORATORIAL | I
Siemens Healthcare | Brazil | IVD |  | Reagente de Amônia (AMON)  Dimension® | AMÔNIA | II
Siemens Healthcare | Brazil | IVD |  | REAGENTE DE CREATININA CREA DIMENSION | CREATININA | II
Siemens Healthcare | Brazil | MD |  | Dimension EXL/Vista Diluente de Amostra de TSH | TAMPÕES, DILUENTES E DEMAIS SOLUÇÕES PARA ANÁLISE LABORATORIAL | I
Siemens Healthcare | Brazil | MD |  | Dimension Calibrador MPO | ANTICORPO ANTICITOPLASMÁTICO | II
Siemens Healthcare | Brazil | MD |  | Dimension MPO Flex | ANTICORPO ANTICITOPLASMÁTICO | II
Siemens Healthcare | Brazil | MD |  | EQUIPAMENTO DE SPECT/CT SYMBIA MARCA SIEMENS | Sistema Nuclear de Formacao de Imagens | III
Siemens Healthcare | Brazil | MD |  | Sistema de Informação e Gravação Hemodinâmica e Eletrofisiológica | Central de Monitorizacao de Sinais Vitais | III
Siemens Healthcare | Brazil | MD |  | EQUIPAMENTO DE SPECT/CT SYMBIA INTEVO | Sistema Nuclear de Formacao de Imagens | III
Siemens Healthcare | Brazil | MD |  | Família - Plasma Deficiente em Fatores de Coagulação - Dade | PLASMA DEFICIENTE EM FATORES DE COAGULAÇÃO | II
Siemens Healthcare | Brazil | MD |  | ANTIGENO DO FATOR VON WILLE-BRAND | FATOR VON WILLEBRAND DE COAGULAÇÃO | II
Siemens Healthcare | Brazil | MD |  | EMIT TOX ENSAIO DE ANTIDEPRESSIVOS TRICICLICOSSERICOS | ANTIDEPRESSIVO TRICÍCLICO | II
Siemens Healthcare | Brazil | IVD |  | REAGENTE N LATEX IGM | IMUNOGLOBULINA M | II
Siemens Healthcare | Brazil | MD |  | N APO II | APOLIPOPROTEÍNA A-II | II
Siemens Healthcare | Brazil | MD |  | ADVIA 560 5P Diff | TAMPÕES, DILUENTES E DEMAIS SOLUÇÕES PARA ANÁLISE LABORATORIAL | I
Siemens Healthcare | Brazil | MD |  | ADVIA 360 Cleaner | SOLUÇÃO PARA LIMPEZA DE EQUIPAMENTOS | I
Siemens Healthcare | Brazil | MD |  | ADVIA 360 Lyse 3P Diff | SOLUÇÃO DE LISE PARA HEMATOLOGIA | I
Siemens Healthcare | Brazil | MD |  | ADVIA 360/560 Diluente | TAMPÕES, DILUENTES E DEMAIS SOLUÇÕES PARA ANÁLISE LABORATORIAL | I
Siemens Healthcare | Brazil | MD |  | ADVIA 360/560 Hypoclean | SOLUÇÃO PARA LIMPEZA DE EQUIPAMENTOS | I
Siemens Healthcare | Brazil | MD |  | Controle de Osteocalcina IMMULITE | OSTEOCALCINA | II
Siemens Healthcare | Brazil | IVD |  | Advia Chemistry Aspartate Aminotransferase, Concentrated Reagents (AST_c) | TRANSAMINASE GLUTÂMICA OXALACÉTICA (TGO OU AST) | II
Siemens Healthcare | Brazil | MD |  | ALÉRGENOS ESPECIFICOS - EPITÉLIOS E PROTEINAS DE ANIMAIS | SISTEMAS, DISCOS E FITAS PARA PESQUISA DE ANTI-IGE IMUNOESPECÍFICA (ALÉRGENOS) ISOLADOS OU EM GRUPO - EPITÉLIO E PROTEÍNAS DE ANIMAIS VIA RESPIRATÓRIA | II
Siemens Healthcare | Brazil | MD |  | BERICHROM F XIII | FATOR XIII DE COAGULAÇÃO | II
Siemens Healthcare | Brazil | IVD |  | ADVIA CHEMISTRY Alanine Aminotransferase, Concentrated Reagents (ALT_c) | TRANSAMINASE GLUTÂMICA PIRÚVICA (TGP OU ALT) | II
Siemens Healthcare | Brazil | MD |  | Atellica CH Teofilina (Theo) | TEOFILINA | II
Siemens Healthcare | Brazil | MD |  | Atellica CH Tobramicina (Tob) | TOBRAMICINA | II
Siemens Healthcare | Brazil | MD |  | Atellica CH Ferro_2 (Iron_2) | FERRO | II
Siemens Healthcare | Brazil | MD |  | Atellica CH Gama-Glutamil Transferase (GGT) | GAMA-GLUTAMIL TRANSPEPTIDASE (GGT) | II
Siemens Healthcare | Brazil | MD |  | Atellica CH Calcio 2 (CA_2) | CÁLCIO | II
Siemens Healthcare | Australia | MD | 40630 | Phantom, diagnostic imaging, nuclear medicine, test object | Phantom, diagnostic imaging, nuclear medicine, test object | Class IIb
Siemens Healthcare | Australia | MD | 37630 | X-ray system, diagnostic, mammographic, stationary, analogue | X-ray system, diagnostic, mammographic, stationary, analogue | Class IIb
Siemens Healthcare | Australia | IVD | CT945 | General laboratoryware IVDs | General laboratoryware IVDs | Class 1
Siemens Healthcare | Australia | IVD | CT850 | Clinical chemistry hormone IVDs | Clinical chemistry hormone IVDs | Class 3
Siemens Healthcare | Australia | IVD | CT846 | Prostate specific marker IVDs | Prostate specific marker IVDs | Class 3
Siemens Healthcare | Australia | IVD | CT866 | Immunosuppressant therapeutic drug monitoring IVDs | Immunosuppressant therapeutic drug monitoring IVDs | Class 3
Siemens Healthcare | Australia | IVD | CT889 | Multiple clinical chemistry constituent IVDs | Multiple clinical chemistry constituent IVDs | Class 3
Siemens Healthcare | Australia | IVD | CT1242 | Troponin IVDs | Troponin IVDs | Class 3
Siemens Healthcare | Australia | IVD | CT831 | Creatine kinase IVDs | Creatine kinase IVDs | Class 3
Siemens Healthcare | Australia | IVD | CT872 | Coagulation calibrator/control IVDs | Coagulation calibrator/control IVDs | Class 2
Siemens Healthcare | Australia | IVD | CT871 | General coagulation IVDs | General coagulation IVDs | Class 2
Siemens Healthcare | Brazil | MD |  | ANTI-TPO Ab IMMULITE | ANTICORPO ANTITIREOIDEANO | II
Siemens Healthcare | Brazil | MD |  | CLINITEK STATUS + | Instrumento para análise de urina | II
Siemens Healthcare | Brazil | MD |  | PYRILINKS-D CONTROL MODULE | DEOXIPIRIDINOLINA | II
Siemens Healthcare | Brazil | MD |  | ADVIA Chemistry Fosfatase Alcalina_2 concentrada | FOSFATASE ALCALINA (FAL OU ALP) | II
Siemens Healthcare | Brazil | MD |  | ADVIA CENTAUR PRGE | PROGESTERONA | II
Siemens Healthcare | Brazil | MD |  | ADVIA CENTAUR TSTO | TESTOSTERONA | II
Siemens Healthcare | Brazil | MD |  | CAL CA 125 II CALIBRATOR ADVIA CENTAUR | ANTÍGENO CA 125 | III
Siemens Healthcare | Brazil | MD |  | PSA Livre IMMULITE 2000 | ANTÍGENO PROSTÁTICO ESPECÍFICO (PSA) LIVRE | III
Siemens Healthcare | Brazil | MD |  | THEO 2 ADVIA Centaur | TEOFILINA | II
Siemens Healthcare | Brazil | MD |  | ADVIA Centaur DHEA-SO4 (DHEAS) | SULFATO DE DEHIDROEPIANDROSTERONA (DHEA-S) | II
Siemens Healthcare | Brazil | IVD |  | REAGENTE FLEX PARA VANCOMICINA DIMENSION | VANCOMICINA | II
Siemens Healthcare | Brazil | MD |  | SOLUCAO DE LAVAGEM DE QUIMICA | SOLUÇÃO PARA LIMPEZA DE EQUIPAMENTOS | I
Siemens Healthcare | Brazil | IVD |  | REAGENTE FLEX PARA ACETAMINOFENO DIMENSION | ACETAMINOFENO | II
Siemens Healthcare | Brazil | MD |  | SORO PADRAO DE PROTEINA LC-V (HUMANO) | CALIBRADORES E PADRÕES MULTIPARÂMETRO DE UMA OU MAIS CONCENTRAÇÕES - CLASSE II | II
Siemens Healthcare | Brazil | IVD |  | REAGENTE FLEX PARA IMUNOGLOBULINA G DIMENSION | IMUNOGLOBULINA G | II
Siemens Healthcare | Brazil | MD |  | VERIFICADOR DE FOSFATASE ÁCIDA DIMENSION | FOSFATASE ÁCIDA TOTAL (PAT) | II
Siemens Healthcare | Japan | MD |  | Enzygnost B Cytomegalo/IgG | Class III immunoassay series
Siemens Healthcare | Japan | MD |  | Enzygnost B Cytomegalo/IgM | Class III immunoassay series
Siemens Healthcare | Japan | MD |  | Enzygnost B Measles/IgM | Class III immunoassay series
Siemens Healthcare | Japan | MD |  | Enzygnost B Measles/IgG | Class III immunoassay series
Siemens Healthcare | Japan | MD |  | Enzygnost B EB virus/IgG | Class III immunoassay series
Siemens Healthcare | Japan | MD |  | Enzygnost B Varicella/IgM | Class III immunoassay series
Siemens Healthcare | Japan | IVD |  | Auxiliary Reagent for Enzygnost B | Class III immunoassay series
Siemens Healthcare | Japan | MD |  | Enzygnost B Toxoplasma/IgG | Class III immunoassay series
Siemens Healthcare | Japan | MD |  | Enzygnost B Herpes simplex/IgM | Class III immunoassay series
Siemens Healthcare | Japan | MD |  | ames urinalysis test strip | Class II General Purpose Inspection Series
Siemens Healthcare | Japan | MD |  | Emit 2000 Gentamicin Assay | Series for Class I Biochemistry
Siemens Healthcare | Japan | IVD |  | Flex cartridge lactic acid (N) LA | lactic acid kit
Siemens Healthcare | Japan | IVD |  | Flex cartridge calcium Ca | calcium kit
Siemens Healthcare | Japan | IVD |  | Flex cartridge calcium Ca | calcium kit
Siemens Healthcare | Japan | IVD |  | Clinitest hCG | Human Chorionic Gonadotropin Kit
Siemens Healthcare | Japan | IVD |  | ikuto test | bilirubin kit
Siemens Healthcare | Japan | IVD |  | Chemirumi HBe Antibody | Hepatitis B virus e antibody kit
Siemens Healthcare | Japan | MD |  | ames urinalysis test strip | Class II General Purpose Inspection Series
Siemens Healthcare | Japan | IVD |  | Enzygnost HIV Integral IV | Human immunodeficiency virus 1p24 antigen/HIV antibody kit
Siemens Healthcare | Japan | MD |  | 500 rapid points | General-purpose blood gas analyzer
Siemens Healthcare | Brazil | MD |  | Família Atellica IM Hormônio Anti-Mülleriano (AMH) | HORMÔNIO ANTI-MULLERIANO (AMH) | II
Siemens Healthcare | Brazil | MD |  | Família Atellica DCA ACR | ALBUMINA | II
Siemens Healthcare | Brazil | MD |  | Família Atellica CH B2-Microglobulina (B2M) | BETA 2-MICROGLOBULINA | II
Siemens Healthcare | Brazil | MD |  | Família Atellica CH Lipoproteína(a) (Lp(a)) | LIPOPROTEÍNA | II
Siemens Healthcare | Brazil | MD |  | Atellica CH Imunoglobulina M_2 (IgM_2) | IMUNOGLOBULINA M | II
Siemens Healthcare | Brazil | IVD |  | Cartucho de Reagente Atellica VTLi hs-cTnI | TROPONINA | III
Siemens Healthcare | Brazil | MD |  | Advia Chemistry Trig_2 | TRIGLICERÍDEO | II
Siemens Healthcare | Brazil | MD |  | Dimension CHEM III CAL | PARÂMETROS COMBINADOS NO MESMO PRODUTO - CLASSE II | II
Siemens Healthcare | UK | IVD | 52754 | Herpes simplex virus 2 (HSV2) immunoglobulin G (IgG) antibody IVD, control | Herpes simplex virus 2 (HSV2) immunoglobulin G (IgG) antibody IVD, control | Class C
Siemens Healthcare | UK | IVD | 49596 | Herpes simplex virus 2 (HSV2) immunoglobulin G (IgG) antibody IVD, kit, chemiluminescent immunoassay | Herpes simplex virus 2 (HSV2) immunoglobulin G (IgG) antibody IVD, kit, chemiluminescent immunoassay | Class C
Siemens Healthcare | UK | IVD | 44696 | High density lipoprotein (HDL) cholesterol IVD, calibrator | High density lipoprotein (HDL) cholesterol IVD, calibrator | IVD General
Siemens Healthcare | UK | IVD | 53391 | High density lipoprotein (HDL) cholesterol IVD, kit, enzyme spectrophotometry | High density lipoprotein (HDL) cholesterol IVD, kit, enzyme spectrophotometry | IVD General
Siemens Healthcare | UK | IVD | 48216 | HIV1/Hepatitis C virus/Hepatitis B virus nucleic acid IVD, kit, nucleic acid technique (NAT) | HIV1/Hepatitis C virus/Hepatitis B virus nucleic acid IVD, kit, nucleic acid technique (NAT) | IVD Annex II List A
Siemens Healthcare | UK | IVD | 48452 | HIV1/HIV2 antibody IVD, kit, chemiluminescent immunoassay | HIV1/HIV2 antibody IVD, kit, chemiluminescent immunoassay | IVD Annex II List A
Siemens Healthcare | UK | IVD | 62120 | Holotranscobalamin (holoTC) IVD, kit, chemiluminescent immunoassay | Holotranscobalamin (holoTC) IVD, kit, chemiluminescent immunoassay | IVD General
Siemens Healthcare | UK | IVD | 52798 | Herpes simplex virus 1 (HSV1) immunoglobulin G (IgG) antibody IVD, control | Herpes simplex virus 1 (HSV1) immunoglobulin G (IgG) antibody IVD, control | Class C
Siemens Healthcare | UK | IVD | 49570 | Herpes simplex virus 1 (HSV1) immunoglobulin G (IgG) antibody IVD, kit, chemiluminescent immunoassay | Herpes simplex virus 1 (HSV1) immunoglobulin G (IgG) antibody IVD, kit, chemiluminescent immunoassay | Class C
Siemens Healthcare | UK | IVD | 56616 | Placental growth factor (PLGF) IVD, kit, chemiluminescent immunoassay | Placental growth factor (PLGF) IVD, kit, chemiluminescent immunoassay | IVD General
Siemens Healthcare | UK | IVD | 54375 | Thyroglobulin IVD, kit, chemiluminescent immunoassay | Thyroglobulin IVD, kit, chemiluminescent immunoassay | Class B
Siemens Healthcare | UK | IVD | 54375 | Thyroglobulin IVD, kit, chemiluminescent immunoassay | Thyroglobulin IVD, kit, chemiluminescent immunoassay | Class C
Siemens Healthcare | UK | IVD | 54376 | Thyroglobulin IVD, reagent | Thyroglobulin IVD, reagent | IVD General
Siemens Healthcare | UK | IVD | 54376 | Thyroglobulin IVD, reagent | Thyroglobulin IVD, reagent | Class C
Siemens Healthcare | UK | IVD | 38271 | Thyroid stimulating hormone (TSH) IVD, control | Thyroid stimulating hormone (TSH) IVD, control | Class B
Siemens Healthcare | UK | IVD | 38271 | Thyroid stimulating hormone (TSH) IVD, control | Thyroid stimulating hormone (TSH) IVD, control | IVD General
Siemens Healthcare | UK | IVD | 54397 | Thyroid uptake (T-uptake) IVD, kit, chemiluminescent immunoassay | Thyroid uptake (T-uptake) IVD, kit, chemiluminescent immunoassay | Class B
Siemens Healthcare | UK | IVD | 54397 | Thyroid uptake (T-uptake) IVD, kit, chemiluminescent immunoassay | Thyroid uptake (T-uptake) IVD, kit, chemiluminescent immunoassay | IVD General
Siemens Healthcare | UK | IVD | 38273 | Thyroxine binding globulin (TBG) IVD, control | Thyroxine binding globulin (TBG) IVD, control | Class B
Siemens Healthcare | UK | IVD | 38273 | Thyroxine binding globulin (TBG) IVD, control | Thyroxine binding globulin (TBG) IVD, control | IVD General
Siemens Healthcare | UK | IVD | 54409 | Thyroxine binding globulin (TBG) IVD, kit, chemiluminescent immunoassay | Thyroxine binding globulin (TBG) IVD, kit, chemiluminescent immunoassay | Class B
Siemens Healthcare | UK | IVD | 54125 | Total cortisol IVD, kit, chemiluminescent immunoassay | Total cortisol IVD, kit, chemiluminescent immunoassay | IVD General
Siemens Healthcare | UK | IVD | 38262 | Total human chorionic gonadotropin (HCG) IVD, control | Total human chorionic gonadotropin (HCG) IVD, control | Class C
Siemens Healthcare | UK | IVD | 54211 | Total human chorionic gonadotropin (HCG) IVD, kit, chemiluminescent immunoassay | Total human chorionic gonadotropin (HCG) IVD, kit, chemiluminescent immunoassay | IVD General
Siemens Healthcare | UK | IVD | 41711 | Thyroglobulin IVD, control | Thyroglobulin IVD, control | Class C
Siemens Healthcare | UK | IVD | 41711 | Thyroglobulin IVD, control | Thyroglobulin IVD, control | Class B
Siemens Healthcare | UK | IVD | 54335 | Prolactin IVD, kit, chemiluminescent immunoassay | Prolactin IVD, kit, chemiluminescent immunoassay | IVD General
Siemens Healthcare | UK | IVD | 38196 | Prostatic acid phosphatase (PAP) IVD, control | Prostatic acid phosphatase (PAP) IVD, control | IVD General
Siemens Healthcare | UK | IVD | 52808 | Respiratory syncytial virus (RSV) antigen IVD, control | Respiratory syncytial virus (RSV) antigen IVD, control | Class A
Siemens Healthcare | UK | IVD | 42140 | Rubella virus immunoglobulin G (IgG) antibody IVD, control | Rubella virus immunoglobulin G (IgG) antibody IVD, control | Class C
Siemens Healthcare | UK | IVD | 42140 | Rubella virus immunoglobulin G (IgG) antibody IVD, control | Rubella virus immunoglobulin G (IgG) antibody IVD, control | IVD Annex II List B
Siemens Healthcare | UK | IVD | 54211 | Total human chorionic gonadotropin (HCG) IVD, kit, chemiluminescent immunoassay | Total human chorionic gonadotropin (HCG) IVD, kit, chemiluminescent immunoassay | Class C
Siemens Healthcare | UK | IVD | 60990 | Rubella?virus immunoglobulin G (IgG) antibody IVD, kit, chemiluminescent immunoassay | Rubella?virus immunoglobulin G (IgG) antibody IVD, kit, chemiluminescent immunoassay | Class C
Siemens Healthcare | UK | IVD | 60990 | Rubella?virus immunoglobulin G (IgG) antibody IVD, kit, chemiluminescent immunoassay | Rubella?virus immunoglobulin G (IgG) antibody IVD, kit, chemiluminescent immunoassay | IVD Annex II List B
Siemens Healthcare | UK | IVD | 52837 | Schistosoma species immunoglobulin G (IgG) antibody IVD, control | Schistosoma species immunoglobulin G (IgG) antibody IVD, control | Class A
Siemens Healthcare | UK | IVD | 42182 | Sex hormone binding globulin (SHBG) IVD, control | Sex hormone binding globulin (SHBG) IVD, control | IVD General
Siemens Healthcare | UK | IVD | 61084 | Soluble vascular endothelial growth factor receptor 1 (sVEGFR-1) IVD, control | Soluble vascular endothelial growth factor receptor 1 (sVEGFR-1) IVD, control | IVD General
Siemens Healthcare | UK | IVD | 61081 | Soluble vascular endothelial growth factor receptor 1 (sVEGFR-1) IVD, kit, chemiluminescent immunoassay | Soluble vascular endothelial growth factor receptor 1 (sVEGFR-1) IVD, kit, chemiluminescent immunoassay | IVD General
Siemens Healthcare | UK | IVD | 60992 | Theophylline?therapeutic drug monitoring IVD, kit, chemiluminescent immunoassay | Theophylline?therapeutic drug monitoring IVD, kit, chemiluminescent immunoassay | Class C
Siemens Healthcare | UK | IVD | 60992 | Theophylline?therapeutic drug monitoring IVD, kit, chemiluminescent immunoassay | Theophylline?therapeutic drug monitoring IVD, kit, chemiluminescent immunoassay | IVD General
Siemens Healthcare | UK | IVD | 60991 | Rubella virus immunoglobulin M (IgM) antibody IVD, kit, chemiluminescent immunoassay | Rubella virus immunoglobulin M (IgM) antibody IVD, kit, chemiluminescent immunoassay | IVD Annex II List B
Siemens Healthcare | Australia | MD | 37645 | X-ray system, diagnostic, general-purpose, stationary, digital | X-ray system, diagnostic, general-purpose, stationary, digital | Class IIb
Siemens Healthcare | Australia | MD | 42584 | ACUNAV Ultrasound Catheter - Diagnostic ultrasound cardiac catheter, steerable | Diagnostic ultrasound cardiac catheter, steerable | Class III
Siemens Healthcare | Brazil | MD |  | INNOVANCE D-DIMER | D-DÍMERO | III
Siemens Healthcare | Brazil | MD |  | Calibradores para CYSC | CISTATINA C | II
Siemens Healthcare | Brazil | MD |  | ADVIA Chemistry Cistatina C (CYSC) | CISTATINA C | II
Siemens Healthcare | Brazil | MD |  | ADVIA Chemistry Colesterol_2 (CHOL_2) | COLESTEROL TOTAL | II
Siemens Healthcare | Brazil | IVD |  | ADVIA CHEMISTRY ACID PHOSPHATASE REAGENTS (ACP) | FOSFATASE ÁCIDA TOTAL (PAT) | II
Siemens Healthcare | Brazil | MD |  | SISTEMA FLUOROSCÓPIO DE RAIOS-X MULTITOM RAX | Sistema Fluoroscopico de Raios X | III
Siemens Healthcare | Brazil | MD |  | FAMÍLIA DE ALÉRGENOS ESPECÍFICOS PEIXES, MOLUSCOS, MARISCOS, OUTROS DE ORIGEM MARINHA E DERIVADOS IMMULITE 2000 | SISTEMAS, DISCOS E FITAS PARA PESQUISA DE ANTI-IGE IMUNOESPECÍFICA (ALÉRGENOS) ISOLADOS OU EM GRUPO - PEIXES, MOLUSCOS, MARISCOS, OUTROS DE ORIGEM MARINHA E DERIVADOS | II
Siemens Healthcare | Brazil | MD |  | THYROGLOBULIN RECOVERY SAMPLE MODULE IMMULITE | TIREOGLOBULINA (TG) - CLASSE II | II
Siemens Healthcare | Brazil | MD |  | TSH TERCEIRA GERAÇÃO IMMULITE/IMMULITE 1000 | HORMÔNIO ESTIMULANTE DE TIREÓIDE (TSH) | II
Siemens Healthcare | Brazil | MD |  | THYROGLOBULIN IMMULITE 2000 | TIREOGLOBULINA (TG) - CLASSE II | II
Siemens Healthcare | Brazil | MD |  | IL-1B IMMULITE | INTERLEUCINAS | II
Siemens Healthcare | Brazil | MD |  | CALCITONIN IMMULITE 2000 | CALCITONINA | II
Siemens Healthcare | Brazil | MD |  | DIGOXIN IMMULITE 2000 | DIGOXINA | II
Siemens Healthcare | Brazil | MD |  | IL-2R IMMULITE 2000 | INTERLEUCINAS | II
Siemens Healthcare | Brazil | MD |  | IL-8 IMMULITE | INTERLEUCINAS | II
Siemens Healthcare | Brazil | MD |  | Calibrador do Intact PTH | HORMÔNIO PARATIREÓIDEO INTACTO (iPTH) | II
Siemens Healthcare | Brazil | MD |  | ADVIA Centaur Intact PTH (iPTH) | HORMÔNIO PARATIREÓIDEO INTACTO (iPTH) | II
Siemens Healthcare | Brazil | MD |  | Pyrilinks-D IMMULITE 2000 | DEOXIPIRIDINOLINA | II
Siemens Healthcare | Brazil | MD |  | DHEA - SO4 IMMULITE 2000 | SULFATO DE DEHIDROEPIANDROSTERONA (DHEA-S) | II
Siemens Healthcare | Brazil | MD |  | TOTAL T4 IMMULITE 2000 | TIROXINA (T4) | II
Siemens Healthcare | Brazil | MD |  | EPO DILUENT IMMULITE | TAMPÕES, DILUENTES E DEMAIS SOLUÇÕES PARA ANÁLISE LABORATORIAL | I
Siemens Healthcare | Brazil | MD |  | ADVIA CENTAUR TOBR | TOBRAMICINA | II
Siemens Healthcare | Brazil | MD |  | Família Sistema de Análise de Gases Sanguíneos - RAPIDPoint | Instrumento para análise de gases sanguíneos, íons ou pH | II
Siemens Healthcare | Brazil | MD |  | Atellica CH Multi-Drug - Controle de urina (MULTIDRUG QC) | PARÂMETROS COMBINADOS NO MESMO PRODUTO - CLASSE II | II
Siemens Healthcare | Brazil | MD |  | Família Atellica CH Dióxido de Carbono Concentrado (CO2_c) | DIÓXIDO DE CARBONO | II
Siemens Healthcare | Brazil | MD |  | Atellica CH Complemento C4 (C4) | COMPLEMENTO DE COMPONENTE C4 | II
Siemens Healthcare | Brazil | MD |  | Atellica CH Complemento C3 (C3) | COMPLEMENTO DE COMPONENTE C3/C3C | II
Siemens Healthcare | Brazil | MD |  | Atellica CH Calibrador Químico (CHEM CAL) | PARÂMETROS COMBINADOS NO MESMO PRODUTO - CLASSE II | II
Siemens Healthcare | Brazil | MD |  | Família Atellica CH Amonia (Amm) | AMÔNIA | II
Siemens Healthcare | Brazil | MD |  | ADVIA CENTAUR CA 15-3 | ANTÍGENO CA 15-3 | III
Siemens Healthcare | Brazil | MD |  | Atellica CH Antiestreptolisina-O_2 (ASO_2) | ANTIESTREPTOLISINA | II
Siemens Healthcare | Brazil | MD |  | Atellica CH Metabolito de Cocaína (Coc) | COCAÍNA | II
Siemens Healthcare | Brazil | MD |  | Atellica CH Apolipoproteína A-1 (APO A1) | APOLIPOPROTEÍNA A-I | II
Siemens Healthcare | Brazil | MD |  | Atellica CH Salicilato (Sal) | SALICILATO | II
Siemens Healthcare | Brazil | MD |  | Atellica CH Calibrador Apolipoproteina A-1 & B (APO A1 & B CAL) | PARÂMETROS COMBINADOS NO MESMO PRODUTO - CLASSE II | II
Siemens Healthcare | Brazil | MD |  | Atellica CH Bilirrubina_2 Total (TBil_2) | BILIRRUBINA | II
Siemens Healthcare | Brazil | MD |  | Atellica CH Vancomicina (Vanc) | VANCOMICINA | II
Siemens Healthcare | Brazil | MD |  | Família Atellica CH Microalbumina_2 (uALB_2) | ALBUMINA | II
Siemens Healthcare | Brazil | MD |  | Atellica CH Gentamicina (Gent) | GENTAMICINA | II
Siemens Healthcare | Brazil | MD |  | Atellica CH Carbamazepina (Carb) | CARBAMAZEPINA | II
Siemens Healthcare | Brazil | MD |  | Atellica CH Alfa-1-glicoproteína ácida (AAG) | ALFA 1-GLICOPROTEÍNA ÁCIDA (AGPA) | II
Siemens Healthcare | Brazil | MD |  | Atellica CH Álcool Etílico (ETOH) | ÁLCOOL | II
Siemens Healthcare | Brazil | MD |  | Atellica CH Propoxifeno (Ppx) | PROPOXIFENO | II
Siemens Healthcare | Brazil | MD |  | Atellica CH Canabinoides THC (Thc) | CANABINÓIDE | II
Siemens Healthcare | Brazil | MD |  | Atellica CH Fenitoína (Phny) | FENITOÍNA | II
Siemens Healthcare | Brazil | MD |  | Sistema de Ultrassonografia de Diagnóstico | Aparelho de Ultra-Som | II
Siemens Healthcare | Brazil | MD |  | Aparelho para Mamografia Digital MAMMOMAT Fusion | Aparelho para Mamografia | III
Siemens Healthcare | Brazil | MD |  | Família Atellica IM SARS-CoV-2 IgG (sCOV2G) | CORONAVÍRUS | III
Siemens Healthcare | Brazil | MD |  | Atellica CH Fenobarbital (Phnb) | FENOBARBITAL | II
Siemens Healthcare | Brazil | MD |  | Atellica CH Glucose Oxidase (GluO) | GLICOSE | II
Siemens Healthcare | Brazil | MD |  | ANALISADOR BEP 2000 | Instrumento destinado a imunoensaios | I
Siemens Healthcare | Brazil | MD |  | REATIVOS COMPLEMENTARES PARA ENZYGNOST/TMB | TAMPÕES, DILUENTES E DEMAIS SOLUÇÕES PARA ANÁLISE LABORATORIAL | I
Siemens Healthcare | Brazil | MD |  | Calibrador 80 | IMUNOGLOBULINA E | II
Siemens Healthcare | Brazil | MD |  | Dimension MBI Flex | ATIVIDADE DE ISOENZIMA CREATINOQUINASE | III
Siemens Healthcare | Brazil | MD |  | Dimension Calibrador de Enzima I | LACTATO DESIDROGENASE (LDH) | II
Siemens Healthcare | Brazil | MD |  | Dimension Calibrador LIPL | LIPASE | II
Siemens Healthcare | Brazil | MD |  | Dimension Calibrador CKI/MBI | ATIVIDADE DE ISOENZIMA CREATINOQUINASE | III
Siemens Healthcare | Brazil | MD |  | ADVIA CENTAUR HBeAg | ANTÍGENO E DE VÍRUS DE HEPATITE B (HBEAG) | IV
Siemens Healthcare | Brazil | MD |  | INNOVANCE Antithrombin | ANTITROMBINA | II
Siemens Healthcare | Japan | MD |  | Epoch blood gas analyzer | General-purpose blood gas analyzer
Siemens Healthcare | Japan | MD |  | Radiation Treatment Planning Support Program syngo.via RT Image Suite | General-purpose ultrasound imaging system
Siemens Healthcare | Japan | IVD |  | Kemirumi ACS - Valproate | valproic acid kit
Siemens Healthcare | Japan | IVD |  | Kemirumi ACS - Phenytoin II | phenytoin kit
Siemens Healthcare | Japan | IVD |  | Atelica CH CaII | Calcium kit for blood and urine tests
Siemens Healthcare | Japan | IVD |  | Atherica CH T-CHO (Chol) | cholesterol kit
Siemens Healthcare | Japan | IVD |  | Atelica CH γ-GT (GGT) | Hematology gamma-glutamyltranspeptidase kit
Siemens Healthcare | Japan | IVD |  | Atelica CH β2-microglobulin (B2M) | beta2-microglobulin kit for blood test
Siemens Healthcare | Japan | IVD |  | Atelica CH IgG | Immunoglobulin G kit for blood test
Siemens Healthcare | Japan | IVD |  | Atherica CH IgM | Immunoglobulin M kit for blood test
Siemens Healthcare | Japan | IVD |  | Atelica CH LD-IF (LDLP) | Lactate dehydrogenase kit
Siemens Healthcare | Japan | IVD |  | Atelica CH NH3 (Amm) | Ammonia kit for blood test
Siemens Healthcare | Japan | IVD |  | Flex cartridge lactic acid (N) LA | lactic acid kit
Siemens Healthcare | Japan | IVD |  | Flex cartridge urea nitrogen BUN | urea nitrogen kit
Siemens Healthcare | Japan | IVD |  | Chemirumi HBe Antigen | Hepatitis B virus e antigen kit
Siemens Healthcare | Japan | IVD |  | N-antiserum α1-antitrypsin | alpha 1-antitrypsin kit for blood tests
Siemens Healthcare | Japan | IVD |  | NA antiserum L-lock L-type | Immunoglobulin kappa/lambda chain kit
Siemens Healthcare | Japan | IVD |  | NA-latex myoglobin kit | myoglobin kit
Siemens Healthcare | Japan | IVD |  | N-antiserum fibronectin | fibronectin kit
Siemens Healthcare | Japan | IVD |  | N-apolipoprotein AII kit | Apolipoprotein A-II Kit
Siemens Healthcare | Japan | MD |  | N-antiserum fibrinogen | Class II general-purpose/biochemical/immunological test series
Siemens Healthcare | Japan | IVD |  | N-Latex ASL | Anti-Streptolysin O Kit
Siemens Healthcare | Japan | IVD |  | N-latex CRP II | C-reactive protein kit
Siemens Healthcare | Japan | MD |  | N-antiserum Ceruloplasmin | Class II general-purpose/biochemical/immunological test series
Siemens Healthcare | Japan | IVD |  | N-latex IgE II | Immunoglobulin E kit
Siemens Healthcare | Japan | MD |  | N-antiserum albumin | Class II general-purpose/biochemical/immunological test series
Siemens Healthcare | Japan | IVD |  | N-latex β2-microglobulin II | beta2-microglobulin kit
Siemens Healthcare | Japan | IVD |  | N-antiserum apolipoprotein B | Apolipoprotein B kit
Siemens Healthcare | Japan | IVD |  | N-Latex Cystatin C Kit | Cystatin C kit
Siemens Healthcare | Japan | IVD |  | N-antiserum Apolipoprotein AI | Apolipoprotein A-I Kit
Siemens Healthcare | Japan | MD |  | N-antiserum C3c | Class II general-purpose/biochemical/immunological test series
Siemens Healthcare | Japan | MD |  | N-antiserum Transferrin | Class II general-purpose/biochemical/immunological test series
Siemens Healthcare | Japan | MD |  | N-antiserum IgM | Class II general-purpose/biochemical/immunological test series
Siemens Healthcare | Australia | IVD | CT943 | Instrument/analyser IVDs | Instrument/analyser IVDs | Class 1
Siemens Healthcare | Australia | IVD | CT945 | General laboratoryware IVDs | General laboratoryware IVDs | Class 1
Siemens Healthcare | Australia | IVD | CT806 | Haemoximetry and blood gas IVDs | Haemoximetry and blood gas IVDs | Class 2
Siemens Healthcare | Australia | IVD | CT827 | Clinical chemistry enzyme IVDs | Clinical chemistry enzyme IVDs | Class 2
Siemens Healthcare | Australia | IVD | CT836 | Clinical chemistry electrolyte IVDs | Clinical chemistry electrolyte IVDs | Class 2
Siemens Healthcare | Australia | IVD | CT705 | Hepatitis C virus IVDs | Hepatitis C virus IVDs | Class 3
Siemens Healthcare | Australia | IVD | 48446 | ADVIA Centaur HIV Ag/Ab Combo (CHIV) - HIV1/HIV2 antigen/antibody IVD, kit, chemiluminescent immunoassay | HIV1/HIV2 antigen/antibody IVD, kit, chemiluminescent immunoassay | Class 4
Siemens Healthcare | Australia | IVD | CT869 | Clinical chemistry autoimmune IVDs | Clinical chemistry autoimmune IVDs | Class 2
Siemens Healthcare | Australia | IVD | CT850 | Clinical chemistry hormone IVDs | Clinical chemistry hormone IVDs | Class 2
Siemens Healthcare | Australia | IVD | CT860 | Clinical chemistry therapeutic drug monitoring IVDs | Clinical chemistry therapeutic drug monitoring IVDs | Class 2
Siemens Healthcare | Australia | IVD | CT847 | Clinical chemistry vitamin and mineral IVDs | Clinical chemistry vitamin and mineral IVDs | Class 2
Siemens Healthcare | Australia | IVD | CT974 | Clinical chemistry-specific protein IVDs | Clinical chemistry-specific protein IVDs | Class 2
Siemens Healthcare | Australia | IVD | CT184 | Clinical chemistry toxicology/drug detection IVDs | Clinical chemistry toxicology/drug detection IVDs | Class 2
Siemens Healthcare | Australia | IVD | CT875 | Fibrinolysis IVDs | Fibrinolysis IVDs | Class 2
Siemens Healthcare | Brazil | IVD |  | REAGENTE CARDIOPHASE PROTEINA C REATIVA DIMENSION | PROTEÍNA C REATIVA | II
Siemens Healthcare | Brazil | MD |  | SOLUÇÃO SALINA DE REFERÊNCIA DIMENSION | TAMPÕES, DILUENTES E DEMAIS SOLUÇÕES PARA ANÁLISE LABORATORIAL | I
Siemens Healthcare | Brazil | IVD |  | REAGENTE DE TEOFILINA (THEO) DIMENSION | TEOFILINA | II
Siemens Healthcare | Brazil | MD |  | CALIBRADOR DE QUIMICA I DIMENSION | PARÂMETROS COMBINADOS NO MESMO PRODUTO - CLASSE II | II
Siemens Healthcare | Brazil | IVD |  | REAGENTE DE MAGNESIO (MG) DIMENSION | MAGNÉSIO | II
Siemens Healthcare | Brazil | MD |  | CONTROLES DE INNOVANCE D-DIMER | D-DÍMERO | III
Siemens Healthcare | Brazil | MD |  | VERIFICADOR DE PSEUDOCOLINESTERASE DIMENSION | PSEUDOCOLINESTERASE | II
Siemens Healthcare | Brazil | MD |  | DILUENTE DE ENZIMAS DIMENSION | TAMPÕES, DILUENTES E DEMAIS SOLUÇÕES PARA ANÁLISE LABORATORIAL | I
Siemens Healthcare | Brazil | MD |  | N ANTISORO INIBIDOR C1 HUMANO | COMPLEMENTO DE COMPONENTE INATIVADOR C1 | II
Siemens Healthcare | Brazil | MD |  | CALIBRADOR DE SALICILATO DIMENSION | SALICILATO | II
Siemens Healthcare | Brazil | MD |  | CALIBRADOR DE COLESTEROL LDL (ALDL) DIMENSION | LIPOPROTEÍNA DE BAIXA DENSIDADE (LDL) | II
Siemens Healthcare | Brazil | IVD |  | CARTUCHO DE REAGENTE FLEX DE CICLOSPORINA (CSA) DIMENSION | CICLOSPORINA | III
Siemens Healthcare | Brazil | IVD |  | REAGENTE DE DIGOXINA DGNA DIMENSION | DIGOXINA | II
Siemens Healthcare | Brazil | MD |  | Syngo Carbon Space | SOFTWARE PARA PROCESSAMENTO DE IMAGENS MÉDICAS | III
Siemens Healthcare | Brazil | MD |  | CALIBRADOR DE FERRO REVISADO - DIMENSION® | FERRO | II
Siemens Healthcare | Brazil | MD |  | CALIBRADOR DE TBI / DBI - DIMENSION® | BILIRRUBINA | II
Siemens Healthcare | Brazil | IVD |  | REAGENTE DE FERRO REVISADO - DIMENSION® | FERRO | II
Siemens Healthcare | USA | IVD | DIO | Dimension COC Flex | Enzyme Immunoassay, Cocaine And Cocaine Metabolites | 2
Siemens Healthcare | USA | IVD | JFJ | Dimension Vista GGT Flex;Dimension Vista SAL Flex;Dimension Vista PHOS Flex;Dimension Vista T4 Flex;Dimension Vista PROC Flex;Dimension Vista PCHE Flex;Dimension Vista TRIG Flex;Dimension Vista LDLC Flex;Dimension Vista VANC Flex;Dimension Vista TOBR Flex;Dimension Vista VALP Flex;Dimension Vista CHOL Flex;Dimension Vista URCA Flex;Dimension Vista GLU Flex;Dimension Vista AMY Flex;Dimension Vista ACTM Flex;Dimension Vista LIDO Flex | Catalytic Methods, Amylase | 2
Siemens Healthcare | USA | IVD | JIT | Dimension Vista TBIL Flex | Calibrator, Secondary | 2
Siemens Healthcare | USA | IVD | JIX | Dimension Vista LIPID Cal | Calibrator, Multi-Analyte Mixture | 2
Siemens Healthcare | USA | IVD | JIT | Dimension Vista UCFP Cal | Calibrator, Secondary | 2
Siemens Healthcare | USA | IVD | CJE | Dimension Vista CA Flex | Nitrophenylphosphate, Alkaline Phosphatase Or Isoenzymes | 2
Siemens Healthcare | USA | IVD | JIY | Dimension Vista IRON Cal;Dimension Vista IRON Flex | Photometric Method, Iron (Non-Heme) | 1
Siemens Healthcare | USA | IVD | CIG | Dimension Vista DBIL Flex | Diazo Colorimetry, Bilirubin | 2
Siemens Healthcare | USA | IVD | JIX | Dimension Vista ENZ 1 Cal | Calibrator, Multi-Analyte Mixture | 2
Siemens Healthcare | USA | IVD | KXT | Dimension Vista NAPA Flex;Dimension Vista DGTX Flex;Dimension Vista GENT Flex;Dimension Vista THEO Flex;Dimension Vista PTN Flex | Enzyme Immunoassay, Digoxin | 2
Siemens Healthcare | USA | IVD | JIX | Dimension Vista DRUG 1 Cal | Calibrator, Multi-Analyte Mixture | 2
Siemens Healthcare | USA | IVD | LCP | Dimension Vista BENZ Flex;Dimension Vista METH Flex;Dimension Vista AMPH Flex;Dimension Vista OPI Flex;Dimension Vista THC Flex;Dimension Vista EXTC Flex;Dimension Vista PCP Flex;Dimension Vista BARB Flex;Dimension Vista COC Flex | Assay, Glycosylated Hemoglobin | 2
Siemens Healthcare | USA | IVD | DKB | Dimension Vista UDAT Cal | Calibrators, Drug Mixture | 2
Siemens Healthcare | USA | IVD | DLJ | Dimension Vista EXTC Cal | Calibrators, Drug Specific | 2
Siemens Healthcare | USA | IVD | DLJ | Dimension Vista DRUG 3 Cal | Calibrators, Drug Specific | 2
Siemens Healthcare | USA | IVD | MKW | Dimension Vista CSA Flex | Cyclosporine | 2
Siemens Healthcare | USA | IVD | NQD | Stratus CS Acute Care CCRP TestPak | Cardiac C-Reactive Protein, Antigen, Antiserum, And Control | 2
Siemens Healthcare | USA | IVD | DAP | Stratus CS Acute Care DDMR CalPak;Stratus CS Acute Care DDMR TestPak | Fibrinogen And Fibrin Split Products, Antigen, Antiserum, Control | 2
Siemens Healthcare | USA | IVD | DHA | Dimension Vista BHCG Cal;Dimension Vista BHCG Flex | System, Test, Human Chorionic Gonadotropin | 2
Siemens Healthcare | USA | IVD | DBF | Dimension Vista FERR Flex | Ferritin, Antigen, Antiserum, Control | 2
Siemens Healthcare | USA | IVD | DIC | Dimension Vista ETOH Flex | Alcohol Dehydrogenase, Specific Reagent For Ethanol Enzyme Method | 2
Siemens Healthcare | USA | IVD | CGN | Dimension Vista FOL Flex | Acid, Folic, Radioimmunoassay | 2
Siemens Healthcare | USA | IVD | DLJ | Dimension CSAE Cal | Calibrators, Drug Specific | 2
Siemens Healthcare | USA | IVD | JIS | Dimension Vista TIBC Cal | Calibrator, Primary | 2
Siemens Healthcare | USA | IVD | CGX | Dimension Vista CO2 Flex | Alkaline Picrate, Colorimetry, Creatinine | 2
Siemens Healthcare | USA | IVD | JIX | Dimension Vista CHEM 4 Cal | Calibrator, Multi-Analyte Mixture | 2
Siemens Healthcare | USA | IVD | KLR | Atellica CH LIDO Assay;Dimension LIDO Flex | Enzyme Immunoassay, Lidocaine | 2
Siemens Healthcare | USA | IVD | DKZ | Dimension AMPH Flex | Enzyme Immunoassay, Amphetamine | 2
Siemens Healthcare | USA | IVD | JIT | Dimension PBNP Cal | Calibrator, Secondary | 2
Siemens Healthcare | USA | IVD | KLS | Emit Caffeine Assay | Enzyme Immunoassay, Theophylline | 2
Siemens Healthcare | USA | IVD | DIF | Emit II Plus Ecstasy Assay;ADVIA Chemistry;Atellica CH Ecstasy (Xtc) | Drug Mixture Control Materials | 1
Siemens Healthcare | USA | IVD | JJE | Dimension Vista® Aliquot Plates;Dimension Vista® Empty Flex® reagent cartridge;Dimension Vista® Barcode Labels;Dimension Vista® Empty Vials Kit;Dimension Vista® System (500, 1000T, 3000T);V-Lyte Diluent;Dimension Vista® LOCI Reaction Vessels;Dimension Vista® Phenobarbital Flex® reagent cartridge;Dimension Vista® Sample Probe Cleaner;Dimension Vista® Sample Cups;Dimension Vista® Cuvette Wash Solution;V-Lyte Standard A;V-Lyte Integrated Multisensor;Dimension Vista® System Diluent;Dimension Vista® Mass CKMB Isoenzyme Calibrator;Dimension Vista® Urea Nitrogen Flex® reagent cartridge;Dimension Vista® Cuvettes;Dimension Vista® Small Sample Container (SSC);V-Lyte Dilution Check;Dimension Vista® CHK Flex® reagent cartridge;Dimension Vista® Reagent Probe Cleaner;V-Lyte Standard B | Analyzer, Chemistry (Photometric, Discrete), For Clinical Use | 1
Siemens Healthcare | USA | IVD | DAP | Stratus CS DDMR TestPak | Fibrinogen And Fibrin Split Products, Antigen, Antiserum, Control | 2
Siemens Healthcare | USA | IVD | JIT | Stratus CS Acute Care CTNI CalPak;Stratus CS Acute Care CTNI TestPak;Stratus CS Acute Care MYO TestPak;Stratus CS Acute Care CKMB TestPak;Stratus CS Acute Care MYO CalPak;Stratus CS Acute Care CKMB CalPak | Calibrator, Secondary | 2
Siemens Healthcare | USA | IVD | MKW | Dimension CSAE Flex | Cyclosporine | 2
Siemens Healthcare | USA | IVD | MKW | Emit 2000 Cyclosporine Specific Asy | Cyclosporine | 2
Siemens Healthcare | USA | IVD | NBC | Dimension PBNP Flex | Test, Natriuretic Peptide | 2
Siemens Healthcare | USA | IVD | JIS | Dimension CCRP Cal | Calibrator, Primary | 2
Siemens Healthcare | USA | IVD | DKZ | Dimension EXTC Flex | Enzyme Immunoassay, Amphetamine | 2
Siemens Healthcare | USA | IVD | JIT | Dimension Vista LOCI 1 Cal | Calibrator, Secondary | 2
Siemens Healthcare | USA | IVD | DDR | Dimension Vista MYO Flex;Dimension Vista MYO Cal | Myoglobin, Antigen, Antiserum, Control | 2
Siemens Healthcare | USA | IVD | JIY | Dimension IRON Flex | Photometric Method, Iron (Non-Heme) | 1
Siemens Healthcare | USA | IVD | NQD | Stratus CS Acute Care CCRP CalPak | Cardiac C-Reactive Protein, Antigen, Antiserum, And Control | 2
Siemens Healthcare | USA | IVD | JIT | Emit 2000 Tacrolimus Cal | Calibrator, Secondary | 2
Siemens Healthcare | USA | IVD | MLM | Emit 2000 Tacrolimus Sample Pretrea;Emit 2000 Tacrolimus Assay;Atellica CH Tacrolimus | Enzyme Immunoassay, Tracrolimus | 2
Siemens Healthcare | USA | IVD | DHA | Stratus CS Acute Care PBNPM CalPak;Stratus CS Acute Care PBNP CalPak;Stratus CS Acute Care PBNP TestPak;Stratus CS Acute Care BHCG TestPak;Stratus CS Acute Care BHCG CalPak | System, Test, Human Chorionic Gonadotropin | 2
Siemens Healthcare | USA | IVD | CIG | Dimension DBI Flex;Dimension TBI Flex;Dimension TBI/DBI Cal | Diazo Colorimetry, Bilirubin | 2
Siemens Healthcare | USA | IVD | JMO | Dimension Vista CRBM Flex;Dimension Vista ALB Flex;Dimension Vista TIBC Flex;Dimension Vista AST Flex;Dimension/Dimension Vista Enzyme Diluent | Ferrozine (Colorimetric) Iron Binding Capacity | 1
Siemens Healthcare | USA | IVD | NQD | Dimension CCRP Flex | Cardiac C-Reactive Protein, Antigen, Antiserum, And Control | 2
Siemens Healthcare | USA | IVD | DIC | Atellica CH ETOH;Dimension ETOH Flex | Alcohol Dehydrogenase, Specific Reagent For Ethanol Enzyme Method | 2
Siemens Healthcare | USA | IVD | NBC | Stratus CS Acute Care PBNP TestPak | Test, Natriuretic Peptide | 2
Siemens Healthcare | USA | IVD | JIS | Emit Antiepileptic Drug Cal Set | Calibrator, Primary | 2
Siemens Healthcare | USA | IVD | LFG | Emit tox Serum Tricyc Antidep Cal;Emit tox Serum Tricyc Antidep Assay | Radioimmunoassay, Tricyclic Antidepressant Drugs | 2
Siemens Healthcare | USA | IVD | KLQ | Emit Amikacin Assay | Radioimmunoassay, Amikacin | 2
Siemens Healthcare | USA | IVD | DLF | Emit Ethosuximide Assay | Enzyme Immunoassay, Ethosuximide | 2
Siemens Healthcare | USA | IVD | DJD | Emit Primidone Assay | Enzyme Immunoassay, Primidone | 2
Siemens Healthcare | USA | IVD | KLR | Emit Lidocaine Assay | Enzyme Immunoassay, Lidocaine | 2
Siemens Healthcare | USA | IVD | JJE | Dimension Salt Bridge Solution;Dimension BUN Flex;Dimension CA Flex;Dimension Cuvette Cartridge;Purified Water Diluent;Dimension Sample Cups with Lids;Dimension CHEM I Cal;Dimension Enzyme Verifier;QuikLyte IMT Std B;QuikLYTE IMT Std A | Analyzer, Chemistry (Photometric, Discrete), For Clinical Use | 1
Siemens Healthcare | USA | IVD | DKJ | Dimension SAL Flex | Colorimetry, Salicylate | 2
Siemens Healthcare | USA | IVD | DKB | Emit Ethyl Alcohol Cal;Emit Ethyl Alcohol Negative Cal;Emit Ethyl Alcohol High Control;Emit Ethyl Alcohol Low Control | Calibrators, Drug Mixture | 2
Siemens Healthcare | USA | IVD | DKB | Emit Cal Level 0 (Neg) | Calibrators, Drug Mixture | 2
Siemens Healthcare | USA | IVD | DKZ | Emit dau Amphetamine Class Assay | Enzyme Immunoassay, Amphetamine | 2
Siemens Healthcare | USA | IVD | DCK | Dimension CRP Calibrator | C-Reactive Protein, Antigen, Antiserum, And Control | 2
Siemens Healthcare | USA | IVD | CKE | Dimension ACP Flex;Dimension ACP Verifier | Acid Phosphatase, Thymolphthale Inmonophosphate | 2
Siemens Healthcare | USA | IVD | JXM | Emit tox Serum Benzodiazepine Assay | Enzyme Immunoassay, Benzodiazepine | 2
Siemens Healthcare | USA | IVD | CIG | Dimension CHK Flex;Dimension TU Flex;Dimension URCA Flex;Dimension T4 Flex;Dimension TU Cal;Dimension T4 Cal | Diazo Colorimetry, Bilirubin | 2
Siemens Healthcare | USA | IVD | LAS | Emit Caffeine Control | Drug Specific Control Materials | 1
Siemens Healthcare | USA | IVD | LAS | Dimension PCHE Verifier | Drug Specific Control Materials | 1
Siemens Healthcare | USA | IVD | DLZ | ADVIA Chemistry;Emit 2000 Phenobarbital Cals;Emit 2000 Phenobarbital Assay | Enzyme Immunoassay, Phenobarbital | 2
Siemens Healthcare | USA | IVD | KHP | Dimension LA Flex | Acid, Lactic, Enzymatic Method | 1
Siemens Healthcare | USA | IVD | KLS | ADVIA Chemistry;Emit 2000 Theophylline Cals;Emit 2000 Theophylline Assay | Enzyme Immunoassay, Theophylline | 2
Siemens Healthcare | USA | IVD | DIP | Emit 2000 Phenytoin Cals;ADVIA Chemistry;Emit 2000 Phenytoin Assay | Enzyme Immunoassay, Diphenylhydantoin | 2
Siemens Healthcare | USA | IVD | JJF | EDMS Software System | Analyzer, Chemistry, Micro, For Clinical Use | 1
Siemens Healthcare | USA | IVD | DIP | Atellica CH Phenytoin (Phny);Dimension PTN Flex | Enzyme Immunoassay, Diphenylhydantoin | 2
Siemens Healthcare | USA | IVD | DLJ | Dimension SAL Cal | Calibrators, Drug Specific | 2
Siemens Healthcare | USA | IVD | KLT | ADVIA Chemistry Carbamazepine_2 Reagents (CARB_2);Emit 2000 Carbamazepine Cals;Emit 2000 Carbamazepine Assay | Enzyme Immunoassay, Carbamazepine | 2
Siemens Healthcare | USA | IVD | DLI | Dimension PCHE Flex | Acetylcholine Chloride, Specific Reagent For Pseudo Cholinesterase | 1
Siemens Healthcare | USA | IVD | KXT | Dimension DGNA Flex | Enzyme Immunoassay, Digoxin | 2
Siemens Healthcare | USA | IVD | DCK | Dimension CRP Flex | C-Reactive Protein, Antigen, Antiserum, And Control | 2
Siemens Healthcare | USA | IVD | DLZ | Atellica CH Phenobarbital (Phnb);Dimension PHNO Flex | Enzyme Immunoassay, Phenobarbital | 2
Siemens Healthcare | USA | IVD | JIT | Dimension UCFP Cal | Calibrator, Secondary | 2
Siemens Healthcare | USA | IVD | CEK | Dimension UCFP Flex | Biuret (Colorimetric), Total Protein | 2
Siemens Healthcare | USA | IVD | JFJ | Dimension AMY Flex | Catalytic Methods, Amylase | 2
Siemens Healthcare | USA | IVD | LDJ | Emit 5B3 THC Cal 50;Emit 5B3 THC Assay | Enzyme Immunoassay, Cannabinoids | 2
Siemens Healthcare | USA | IVD | LAN | Emit 2000 N-Acetylprocainamide Assy;Emit 2000 N-Acetylprocainamide Cals | Enzyme Immunoassay, N-Acetylprocainamide | 2
Siemens Healthcare | USA | IVD | LAR | Emit 2000 Procainamide Cals;Emit 2000 Procainamide Assay | Enzyme Immunoassay, Procainamide | 2
Siemens Healthcare | USA | IVD | LBZ | Emit 2000 Quinidine Cals;Emit 2000 Quinidine Assay | Enzyme Immunoassay, Quinidine | 2
Siemens Healthcare | USA | IVD | JJE | Dimension Small Sample Container;Dimension Empty Flex | Analyzer, Chemistry (Photometric, Discrete), For Clinical Use | 1
Siemens Healthcare | USA | IVD | JIX | Dimension TP/ALB Cal | Calibrator, Multi-Analyte Mixture | 2
Siemens Healthcare | USA | IVD | KXT | Emit 2000 Digoxin Cals | Enzyme Immunoassay, Digoxin | 2
Siemens Healthcare | USA | IVD | LDP | Dimension ACTMN Flex | Colorimetry, Acetaminophen | 2
Siemens Healthcare | USA | IVD | KLT | Atellica CH Carbamazepine (Carb);Dimension CRBM Flex | Enzyme Immunoassay, Carbamazepine | 2
Siemens Healthcare | USA | IVD | LCD | Atellica CH Gentamicin (Gent);Dimension GENT Flex | Enzyme Immunoassay, Gentamicin | 2
Siemens Healthcare | USA | IVD | LCR | Dimension TOBR Flex;Atellica CH Tobramycin (Tob) | Fluorescent Immunoassay, Tobramycin | 2
Siemens Healthcare | USA | IVD | KXT | Emit 2000 Digoxin Assay | Enzyme Immunoassay, Digoxin | 2
Siemens Healthcare | USA | IVD | DLB | Emit LSD Assays;Emit LSD Control Level I;Emit LSD Control Level II;Emit LSD Cals (10 ml) | Radioimmunoassay, Lsd (125-I) | 2
Siemens Healthcare | USA | IVD | CEK | Dimension TP Flex | Biuret (Colorimetric), Total Protein | 2
Siemens Healthcare | USA | IVD | LEH | Dimension VANC Flex | Radioimmunoassay, Vancomycin | 2
Siemens Healthcare | USA | IVD | LCD | Emit 2000 Gentamicin Plus Cals;Emit 2000 Gentamicin Plus Assay | Enzyme Immunoassay, Gentamicin | 2
Siemens Healthcare | USA | IVD | JMG | Dimension IMT Probe Cleaner;Dimension Sample Probe Cleaner;Dimension FERR Flex;Dimension Reaction Vessels;Dimension Chemistry Wash;Dimension® HM;Dimension Sample Diluent;Dimension Reagent Probe Cleaner | Radioimmunoassay (Two-Site Solid Phase), Ferritin | 2
Siemens Healthcare | USA | IVD | KLS | IMMULITE 2000 Theophylline;IMMULITE/IMMULITE 1000 Theophylline;IMMULITE;IMMULITE Theophylline Sample Diluent | Enzyme Immunoassay, Theophylline | 2
Siemens Healthcare | USA | IVD | MSW | IMMULITE;IMMULITE Thyroglobulin Control Module;IMMULITE Thyroglobulin Sample Diluent;IMMULITE Thyroglobulin;IMMULITE 2000 Thyroglobulin | System, Test, Thyroglobulin | 2
Siemens Healthcare | USA | IVD | CDZ | IMMULITE 2000 Total Testosterone;IML 1000;IMMULITE TOTAL TESTOSTERONE | Radioimmunoassay, Testosterones And Dihydrotestosterone | 1
Siemens Healthcare | USA | IVD | CDP | IMMULITE Total T3 Sample Diluent;IMMULITE 2000 Total T3;IMMULITE Total T3 | Radioimmunoassay, Total Triiodothyronine | 2
Siemens Healthcare | USA | IVD | KLI | IMMULITE Total T4;IMMULITE 2000 Total T4;Total T4 Sample Diluent | Enzyme Immunoassay, Non-Radiolabeled, Total Thyroxine | 2
Siemens Healthcare | USA | IVD | LOK | IMMULITE AFP;IMMULITE AFP Control;IMMULITE 2000 AFP | Kit, Test, Alpha-Fetoprotein For Neural Tube Defects | 3
Siemens Healthcare | USA | IVD | JLW | IMMULITE TSH Sample Diluent;IMMULITE TSH;IML 2000 TSH;IMMULITE 2000 TSH Sample Diluent | Radioimmunoassay, Thyroid-Stimulating Hormone | 2
Siemens Healthcare | USA | IVD | LEG | VALPROIC ACID;IMMULITE 2000 VALPROIC ACID;IMMULITE | Enzyme Immunoassay, Valproic Acid | 2
Siemens Healthcare | USA | IVD | DHA | IMMULITE HCG Control Module;IMMULITE HCG;IMMULITE 2000 HCG Sample Diluent;IMMULITE HCG Sample Diluent;IMMULITE 2000 HCG | System, Test, Human Chorionic Gonadotropin | 2
Siemens Healthcare | USA | IVD | MMI | IMMULITE Troponin I;IMMULITE 2000 Troponin I;IMMULITE;IMMULITE Troponin I Sample Diluent | Immunoassay Method, Troponin Subunit | 2
Siemens Healthcare | USA | IVD | CDD | IMMULITE Vitamin B12;IMMULITE Vitamin B12 Sample Diluent;IMMULITE | Radioassay, Vitamin B12 | 2
Siemens Healthcare | USA | IVD | LYR | IMMULITE;IMMULITE/IMMULITE 1000 H. Pylori IgG;IMMULITE® 1000 ID2 Sample Diluent Module;IMMULITE H. Pylori IgG Control Module;IMMULITE 2000 H. Pylori IgG | Helicobacter Pylori | 1
Siemens Healthcare | USA | IVD | LFZ | IMMULITE CMV IgG Control Module;IMMULITE CMV IgG;IMMULITE | Enzyme Linked Immunoabsorbent Assay, Cytomegalovirus | 2
Siemens Healthcare | USA | IVD | JJX | IMMULITE 2000 Homocysteine;IMMULITE 2000 Homocysteine Sample Diluent;IMMULITE;IMMULITE HOMOCYSTEINE | Single (Specified) Analyte Controls (Assayed And Unassayed) | 1
Siemens Healthcare | USA | IVD | CGN | IML 2000 Folic Acid;IMMULITE | Acid, Folic, Radioimmunoassay | 2
Siemens Healthcare | USA | IVD | CEC | IMMULITE/IMMULITE 1000 Free T4 | Radioimmunoassay, Free Thyroxine | 2
Siemens Healthcare | USA | IVD | CGC | IMMULITE/IMMULITE 1000 Gastrin;IMMULITE Gastrin Sample Diluent;IMMULITE Gastrin Control Module;IMMULITE 2000 Gastrin;Double Antibody Gastrin | Radioimmunoassay, Gastrin | 1
Siemens Healthcare | USA | IVD | DIP | Serum Drug Control Module;IMMULITE 2000 PHENYTOIN;IMMULITE;IMMULITE Phenytoin | Enzyme Immunoassay, Diphenylhydantoin | 2
Siemens Healthcare | USA | IVD | LCD | IMMULITE 2000 GENTAMICIN | Enzyme Immunoassay, Gentamicin | 2
Siemens Healthcare | USA | IVD | CGR | IMMULITE/IMMULITE 1000 Cortisol;IMMULITE 2000 Cortisol;IMMULITE/IMMULITE 1000 Cortisol Sample Diluent | Radioimmunoassay, Cortisol | 2
Siemens Healthcare | USA | IVD | LFZ | IMMULITE 2000 CMV IgG;IMMULITE | Enzyme Linked Immunoabsorbent Assay, Cytomegalovirus | 2
Siemens Healthcare | USA | IVD | DHB | IML 2500 ALA TOP ALLERGY SCREEN;IML 2500 ALATOP ALLERGY SCREEN;IMMULITE | System, Test, Radioallergosorbent (Rast) Immunological | 2
Siemens Healthcare | USA | IVD | LGC | IMMULITE Herpes IgG;IMMULITE;II IGG | Enzyme Linked Immunoabsorbent Assay, Herpes Simplex Virus, Non-Specific | 2
Siemens Healthcare | USA | IVD | LFX | IMMULITE Rubella IgG Control Module;IMMULITE;RUBELLA Quant IgG;IML 2000 Rubella Quant IgG | Enzyme Linked Immunoabsorbent Assay, Rubella | 2
Siemens Healthcare | USA | IVD | LGC | IMMULITE;IMMULITE 2000 Herpes IgG;II IGG | Enzyme Linked Immunoabsorbent Assay, Herpes Simplex Virus, Non-Specific | 2
Siemens Healthcare | USA | IVD | CGI | IMMULITE Unconjugated Estriol;IMMULITE UE3;IMMULITE;IML 2000 UNCONJUGATED ESTRIOL | Radioimmunoassay, Estriol | 1
Siemens Healthcare | USA | IVD | DLZ | IMMULITE;IMMULITE Phenobarbital | Enzyme Immunoassay, Phenobarbital | 2
Siemens Healthcare | USA | IVD | LTK | IML 2500 OM-MA;IMMULITE;OM-MA | Test, Epithelial Ovarian Tumor-Associated Antigen (Ca125) | 2
Siemens Healthcare | USA | IVD | MTF | IMMULITE 2000 PSA;IMMULITE 3rd Generation PSA Control Module;IMMULITE 2000 Third Generation PSA;IML 1000;IMMULITE PSA;IMMULITE 3rd Generation PSA;Total Prostate Specific Antigen (PSA) | Total, Prostate Specific Antigen (Noncomplexed & Complexed) For Detection Of Prostate Cancer | 3
Siemens Healthcare | USA | IVD | JLW | RIA;IML 2000 TSH;RAPID TSH;IML 1000;3RD GEN. TSH;IMMULITE Third Generation TSH | Radioimmunoassay, Thyroid-Stimulating Hormone | 2
Siemens Healthcare | USA | IVD | JLS | IMMULITE 2000 Progesterone;IMMULITE Progesterone Sample Diluent;IMMULITE Progesterone | Radioimmunoassay, Progesterone | 1
Siemens Healthcare | USA | IVD | DHA | IML TURBO HCG;IMMULITE | System, Test, Human Chorionic Gonadotropin | 2
Siemens Healthcare | USA | IVD | LIG | IMMULITE Vitamin B12;IMMULITE 2000 VITAMIN B12 | Radioassay, Intrinsic Factor Blocking Antibody | 2
Siemens Healthcare | USA | IVD | CIZ | IMMULITE;IMMULITE Androstenedione;IML 2000;Atellica IM Androstenedione Assay;ADVIA Centaur Androstenedione (ANDRO) assay;IMMULITE 2000 Androstenedione | Radioimmunoassay, Androstenedione | 1
Siemens Healthcare | USA | IVD | KLB | IMMULITE 2000 TOBRAMYCIN | Radioimmunoassay, Tobramycin | 2
Siemens Healthcare | USA | IVD | CFL | IMMULITE® 2000 Growth Hormone (hGH);IMMULITE® Growth Hormone (hGH);IML 1000;IML 2000;IML IGF-1;IML IGFBP-3;IMMULITE 2000 IGFBP-3 Sample Diluent;IMMULITE 2000 IGF-1 Sample Diluent;IMMULITE® Growth Hormone Sample Diluent;IMMULITE IGFBP-3 Sample Diluent | Radioimmunoassay, Human Growth Hormone | 1
Siemens Healthcare | USA | IVD | JZO | IMMULITE ANTI-TPO | System, Test, Thyroid Autoantibody | 2
Siemens Healthcare | USA | IVD | JZO | IMMULITE 2000 ANTI-TPO | System, Test, Thyroid Autoantibody | 2
Siemens Healthcare | USA | IVD | CDP | IMMULITE Free T3;IML 1000;IML 2000;IMMULITE 2000 Free T3 | Radioimmunoassay, Total Triiodothyronine | 2
Siemens Healthcare | USA | IVD | MMI | IMMULITE Turbo Troponin I | Immunoassay Method, Troponin Subunit | 2
Siemens Healthcare | USA | IVD | LGD | IMMULITE 2000 Toxoplasma IgM | Enzyme Linked Immunoabsorbent Assay, Toxoplasma Gondii | 2
Siemens Healthcare | USA | IVD | LFX | IMMULITE Rubella IgM;IML 1000;IML 2000;IMMULITE Rubella IgM Control Module;IMMULITE 2000 Rubella IgM | Enzyme Linked Immunoabsorbent Assay, Rubella | 2
Siemens Healthcare | USA | IVD | LOM | IMMULITE 2000 Anti HBc;IML 2000;IMMULITE 2000 Xpi Anti-HBc | Test, Hepatitis B (B Core, Be Antigen, Be Antibody, B Core Igm) | 3
Siemens Healthcare | USA | IVD | MTG | IMMULITE Free PSA Sample Diluent;IML 1000;IML 2000;IMMULITE Free PSA;IMMULITE 2000 Free PSA | Test, Prostate Specific Antigen, Free, (Noncomplexed) To Distinguish Prostate Cancer From Benign Conditions | 3
Siemens Healthcare | USA | IVD | CEC | IMMULITE Free T4;IML 2000 Free Thyroxine (Free T4);FREE T4 | Radioimmunoassay, Free Thyroxine | 2
Siemens Healthcare | USA | IVD | NQD | IMMULITE 1000 High Sensitivity CRP;IMMULITE 2000 High Sensitivity CRP;IMMULITE 2000 CRP Sample Diluent;IMMULITE CRP Control Module;IMMULITE High Sensitivity CRP | Cardiac C-Reactive Protein, Antigen, Antiserum, And Control | 2
Siemens Healthcare | USA | IVD | DHB | IML 2000 Specific Allergens;IML 2000 3gAllergy Specific IgE | System, Test, Radioallergosorbent (Rast) Immunological | 2
Siemens Healthcare | USA | IVD | DHB | IML 2000 Specific Allergens;IML 2000 3gAllergy Specific Ige | System, Test, Radioallergosorbent (Rast) Immunological | 2
Siemens Healthcare | USA | IVD | DHB | IML 2000 Allergen-Specific Ige;Mixed Allergn Panels | System, Test, Radioallergosorbent (Rast) Immunological | 2
Siemens Healthcare | USA | IVD | DHB | IMMULITE 2000 Allergen Specfic Ige;Specific IgE Negative Control Module;Specific IgE Positive Control Module For MC6L Control Module;Specific Allergens;Specific IgE Positive Control Module For D1 Control Module;Specific IgE Positive Control Module For D2 Control Module | System, Test, Radioallergosorbent (Rast) Immunological | 2
Siemens Healthcare | USA | MD | IYB | Tube stand 3D V Family | Tube Mount, X-Ray, Diagnostic | 1
Siemens Healthcare | USA | MD | IXY | Bucky Wall Stand Family | Holder, Radiographic Cassette, Wall-Mounted | 1
Siemens Healthcare | USA | MD | KXJ | RAD Table N Family / Detector Bucky Family / Table Family | Table, Radiologic | 2
Siemens Healthcare | Australia | MD | 37672 | X-ray system, diagnostic, mammographic, stationary, digital | X-ray system, diagnostic, mammographic, stationary, digital | Class IIb
Siemens Healthcare | Australia | MD | 37621 | X-ray system, diagnostic, fluoroscopic, general-purpose, stationary, analogue | X-ray system, diagnostic, fluoroscopic, general-purpose, stationary, analogue | Class IIb
Siemens Healthcare | Australia | MD | 40935 | Workstation, diagnostic imaging, x-ray system | Workstation, diagnostic imaging, x-ray system | Class IIb
Siemens Healthcare | Australia | MD | 58473 | Diagnostic digital imaging system workstation application software | Diagnostic digital imaging system workstation application software | Class IIa
Siemens Healthcare | Australia | MD | 37631 | X-ray system, diagnostic, fluoroscopic, general-purpose, portable, analogue | X-ray system, diagnostic, fluoroscopic, general-purpose, portable, analogue | Class IIb
Siemens Healthcare | Australia | MD | 40872 | MRI system, application program software | MRI system, application program software | Class IIa
Siemens Healthcare | Australia | MD | 41670 | Radiology picture archiving and communication system application software | Radiology picture archiving and communication system application software | Class IIb
Siemens Healthcare | Australia | MD | 40866 | X-ray system, diagnostic, general-purpose, application program software | X-ray system, diagnostic, general-purpose, application program software | Class IIa
Siemens Healthcare | Australia | IVD | CT704 | Hepatitis B virus IVDs | Hepatitis B virus IVDs | Class 3
Siemens Healthcare | Australia | IVD | CT799 | Treponema (syphilis) IVDs | Treponema (syphilis) IVDs | Class 3
Siemens Healthcare | Australia | MD | 57812 | Radiology DICOM image processing application software | Radiology DICOM image processing application software | Class IIb
Siemens Healthcare | Australia | MD | 37645 | X-ray system, diagnostic, general-purpose, stationary, digital | X-ray system, diagnostic, general-purpose, stationary, digital | Class IIb
Siemens Healthcare | Australia | MD | 37649 | X-ray system, diagnostic, fluoroscopic, general-purpose, portable, digital | X-ray system, diagnostic, fluoroscopic, general-purpose, portable, digital | Class IIb
Siemens Healthcare | Australia | MD | 40867 | X-ray system, diagnostic, computed tomography, application program software | X-ray system, diagnostic, computed tomography, application program software | Class IIa
Siemens Healthcare | Australia | MD | 57812 | Radiology DICOM image processing application software | Radiology DICOM image processing application software | Class IIa
Siemens Healthcare | UK | MD | 63386 | X-ray image interpretive software | X-ray image interpretive software | Class IIb
Siemens Healthcare | UK | MD | 63386 | X-ray image interpretive software | X-ray image interpretive software | Class IIa
Siemens Healthcare | UK | MD | 63386 | X-ray image interpretive software | X-ray image interpretive software | Class IIa
Siemens Healthcare | UK | IVD | 53751 | Homocysteine IVD, reagent | Homocysteine IVD, reagent | Class B
Siemens Healthcare | UK | IVD | 56203 | Lupus anticoagulant marker IVD, reagent | Lupus anticoagulant marker IVD, reagent | Class B
Siemens Healthcare | UK | IVD | 56203 | Lupus anticoagulant marker IVD, reagent | Lupus anticoagulant marker IVD, reagent | IVD General
Siemens Healthcare | UK | IVD | 65796 | Medical printer paper IVD | Medical printer paper IVD | IVD General
Siemens Healthcare | UK | IVD | 15599 | Microscope slide stainer IVD | Microscope slide stainer IVD | Class A
Siemens Healthcare | UK | IVD | 30590 | Multiple coagulation factor IVD, control | Multiple coagulation factor IVD, control | Class C
Siemens Healthcare | UK | IVD | 30590 | Multiple coagulation factor IVD, control | Multiple coagulation factor IVD, control | Class B
Siemens Healthcare | UK | IVD | 30595 | Multiple coagulation factor IVD, reagent | Multiple coagulation factor IVD, reagent | Class A
Siemens Healthcare | UK | IVD | 59042 | Myoglobin IVD, kit, nephelometry/turbidimetry | Myoglobin IVD, kit, nephelometry/turbidimetry | Class B
Siemens Healthcare | UK | IVD | 59042 | Myoglobin IVD, kit, nephelometry/turbidimetry | Myoglobin IVD, kit, nephelometry/turbidimetry | IVD General
Siemens Healthcare | UK | IVD | 56728 | Nephelometry immunoassay analyser IVD | Nephelometry immunoassay analyser IVD | Class A
Siemens Healthcare | UK | IVD | 56728 | Nephelometry immunoassay analyser IVD | Nephelometry immunoassay analyser IVD | IVD General
Siemens Healthcare | UK | IVD | 58048 | Optical laboratory instrument performance standard calibrator/control IVD, single-use | Optical laboratory instrument performance standard calibrator/control IVD, single-use | IVD General
Siemens Healthcare | UK | IVD | 58048 | Optical laboratory instrument performance standard calibrator/control IVD, single-use | Optical laboratory instrument performance standard calibrator/control IVD, single-use | Class A
Siemens Healthcare | UK | IVD | 42693 | pH-adjusted buffer solution IVD | pH-adjusted buffer solution IVD | Class A
Siemens Healthcare | UK | IVD | 47646 | Pi-glutathione S-transferase (pi-GST) IVD, calibrator | Pi-glutathione S-transferase (pi-GST) IVD, calibrator | IVD General
Siemens Healthcare | UK | IVD | 53438 | Lipoprotein A IVD, kit, nephelometry/turbidimetry | Lipoprotein A IVD, kit, nephelometry/turbidimetry | Class B
Siemens Healthcare | UK | IVD | 41418 | Lipoprotein A IVD, control | Lipoprotein A IVD, control | Class B
Siemens Healthcare | UK | IVD | 53751 | Homocysteine IVD, reagent | Homocysteine IVD, reagent | IVD General
Siemens Healthcare | UK | IVD | 53791 | Immunoglobulin G subclass (IgG subclass) IVD, reagent | Immunoglobulin G subclass (IgG subclass) IVD, reagent | Class B
Siemens Healthcare | UK | IVD | 53791 | Immunoglobulin G subclass (IgG subclass) IVD, reagent | Immunoglobulin G subclass (IgG subclass) IVD, reagent | IVD General
Siemens Healthcare | UK | IVD | 43805 | Immunoglobulin removal reagent IVD | Immunoglobulin removal reagent IVD | Class A
Siemens Healthcare | UK | IVD | 65599 | Instrument/analyser fluid dynamics integrity component IVD, reusable | Instrument/analyser fluid dynamics integrity component IVD, reusable | IVD General
Siemens Healthcare | UK | IVD | 65599 | Instrument/analyser fluid dynamics integrity component IVD, reusable | Instrument/analyser fluid dynamics integrity component IVD, reusable | Class A
Siemens Healthcare | UK | IVD | 65600 | Instrument/analyser fluid dynamics integrity component IVD, single-use | Instrument/analyser fluid dynamics integrity component IVD, single-use | IVD General
Siemens Healthcare | UK | IVD | 62011 | Instrument/analyser specimen/reagent container carrier IVD | Instrument/analyser specimen/reagent container carrier IVD | IVD General
Siemens Healthcare | UK | IVD | 62625 | Instrument/analyser test tube rack cover IVD | Instrument/analyser test tube rack cover IVD | IVD General
Siemens Healthcare | UK | IVD | 30505 | Plasma protein IVD, calibrator | Plasma protein IVD, calibrator | Class C
Siemens Healthcare | UK | IVD | 41431 | Kappa/lambda light chain immunoglobulin IVD, control | Kappa/lambda light chain immunoglobulin IVD, control | Class C
Siemens Healthcare | UK | IVD | 53799 | Kappa/lambda light chain immunoglobulin IVD, kit, nephelometry/turbidimetry | Kappa/lambda light chain immunoglobulin IVD, kit, nephelometry/turbidimetry | IVD General
Siemens Healthcare | UK | IVD | 53799 | Kappa/lambda light chain immunoglobulin IVD, kit, nephelometry/turbidimetry | Kappa/lambda light chain immunoglobulin IVD, kit, nephelometry/turbidimetry | Class C
Siemens Healthcare | UK | IVD | 53801 | Kappa/lambda light chain immunoglobulin IVD, reagent | Kappa/lambda light chain immunoglobulin IVD, reagent | IVD General
Siemens Healthcare | UK | IVD | 53801 | Kappa/lambda light chain immunoglobulin IVD, reagent | Kappa/lambda light chain immunoglobulin IVD, reagent | Class A
Siemens Healthcare | UK | IVD | 61033 | Laboratory analyser cuvette IVD, reusable | Laboratory analyser cuvette IVD, reusable | Class A
Siemens Healthcare | UK | IVD | 61033 | Laboratory analyser cuvette IVD, reusable | Laboratory analyser cuvette IVD, reusable | IVD General
Siemens Healthcare | UK | IVD | 61032 | Laboratory analyser cuvette IVD, single-use | Laboratory analyser cuvette IVD, single-use | IVD General
Siemens Healthcare | UK | IVD | 41417 | Lipoprotein A IVD, calibrator | Lipoprotein A IVD, calibrator | Class B
Siemens Healthcare | UK | IVD | 41430 | Kappa/lambda light chain immunoglobulin IVD, calibrator | Kappa/lambda light chain immunoglobulin IVD, calibrator | Class C
Siemens Healthcare | UK | IVD | 30505 | Plasma protein IVD, calibrator | Plasma protein IVD, calibrator | Class B
Siemens Healthcare | UK | IVD | 56156 | Antithrombin III (ATIII) IVD, reagent | Antithrombin III (ATIII) IVD, reagent | IVD General
Siemens Healthcare | UK | IVD | 53923 | Alpha-1-microglobulin IVD, kit, nephelometry/turbidimetry | Alpha-1-microglobulin IVD, kit, nephelometry/turbidimetry | Class B
Siemens Healthcare | UK | IVD | 56155 | Antithrombin III (ATIII) IVD, kit, chromogenic | Antithrombin III (ATIII) IVD, kit, chromogenic | Class C
Siemens Healthcare | UK | IVD | 56155 | Antithrombin III (ATIII) IVD, kit, chromogenic | Antithrombin III (ATIII) IVD, kit, chromogenic | IVD General
Siemens Healthcare | UK | IVD | 53925 | Alpha-2-macroglobulin IVD, kit, nephelometry/turbidimetry | Alpha-2-macroglobulin IVD, kit, nephelometry/turbidimetry | IVD General
Siemens Healthcare | UK | IVD | 53925 | Alpha-2-macroglobulin IVD, kit, nephelometry/turbidimetry | Alpha-2-macroglobulin IVD, kit, nephelometry/turbidimetry | Class B
Siemens Healthcare | UK | IVD | 56260 | Alpha-2-antiplasmin IVD, kit, enzyme immunoassay (EIA) | Alpha-2-antiplasmin IVD, kit, enzyme immunoassay (EIA) | IVD General
Siemens Healthcare | UK | IVD | 56260 | Alpha-2-antiplasmin IVD, kit, enzyme immunoassay (EIA) | Alpha-2-antiplasmin IVD, kit, enzyme immunoassay (EIA) | Class B
Siemens Healthcare | UK | IVD | 53923 | Alpha-1-microglobulin IVD, kit, nephelometry/turbidimetry | Alpha-1-microglobulin IVD, kit, nephelometry/turbidimetry | IVD General
Siemens Healthcare | UK | IVD | 53606 | Alpha-1-acid glycoprotein (orosomucoid) IVD, kit, nephelometry/turbidimetry | Alpha-1-acid glycoprotein (orosomucoid) IVD, kit, nephelometry/turbidimetry | Class B
Siemens Healthcare | UK | IVD | 61274 | Allergen-specific immunoglobulin E (IgE) antibody IVD, kit, nephelometry/turbidimetry | Allergen-specific immunoglobulin E (IgE) antibody IVD, kit, nephelometry/turbidimetry | IVD General
Siemens Healthcare | UK | IVD | 61274 | Allergen-specific immunoglobulin E (IgE) antibody IVD, kit, nephelometry/turbidimetry | Allergen-specific immunoglobulin E (IgE) antibody IVD, kit, nephelometry/turbidimetry | Class B
Siemens Healthcare | UK | IVD | 53596 | Albumin IVD, kit, nephelometry/turbidimetry | Albumin IVD, kit, nephelometry/turbidimetry | Class C
Siemens Healthcare | UK | IVD | 56221 | Activated protein C resistance ratio (APCR) IVD, kit, clotting | Activated protein C resistance ratio (APCR) IVD, kit, clotting | Class C
Siemens Healthcare | UK | IVD | 56221 | Activated protein C resistance ratio (APCR) IVD, kit, clotting | Activated protein C resistance ratio (APCR) IVD, kit, clotting | IVD General
Siemens Healthcare | UK | IVD | 55982 | Activated partial thromboplastin time (APTT) IVD, reagent | Activated partial thromboplastin time (APTT) IVD, reagent | Class C
Siemens Healthcare | UK | IVD | 55982 | Activated partial thromboplastin time (APTT) IVD, reagent | Activated partial thromboplastin time (APTT) IVD, reagent | IVD General
Siemens Healthcare | UK | IVD | 56156 | Antithrombin III (ATIII) IVD, reagent | Antithrombin III (ATIII) IVD, reagent | Class C
Siemens Healthcare | UK | IVD | 53602 | Alpha-1-antitrypsin (protease inhibitor) IVD, kit, nephelometry/turbidimetry | Alpha-1-antitrypsin (protease inhibitor) IVD, kit, nephelometry/turbidimetry | Class B
Siemens Healthcare | Singapore | IVD |  | Siemens IMMULITE®/ Siemens IMMULITE® 1000/ Siemens IMMULITE® 2000/ Siemens IMMULITE® 2500 Free T4 | Immunology | Class B IVD
Siemens Healthcare | Korea | MD |  | Spectra PP+ | Hearing aid | class 2
Siemens Healthcare | Singapore | MD |  | MAGNETOM Free.Max | Radiology / Imaging | Class B medical device
Siemens Healthcare | Singapore | MD |  | MAGNETOM Free.Star | Radiology / Imaging | Class B medical device
Siemens Healthcare | Singapore | IVD |  | Siemens Atellica CH Wide Range C-Reactive Protein (wrCRP) | Clinical chemistry | Class B IVD
Siemens Healthcare | Japan | MD |  | Arcadis Obic | Mobile analog general-purpose all-in-one X-ray fluoroscopy diagnostic equipment
Siemens Healthcare | Japan | MD |  | Multix Fusion | Stationary digital general-purpose X-ray diagnostic equipment
Siemens Healthcare | Japan | MD |  | Zomatom goSim/go Open Pro | Whole body X-ray CT diagnostic equipment
Siemens Healthcare | Japan | MD |  | Artist Zeego | Stationary Digital X-ray Fluoroscopic Diagnosis System for Cardiology
Siemens Healthcare | Japan | MD |  | Artist Zee (FC) | Stationary Digital X-ray Fluoroscopic Diagnosis System for Cardiology
Siemens Healthcare | Japan | MD |  | Artist Zee (FA) | Stationary Digital X-ray Fluoroscopic Diagnosis System for Cardiology
Siemens Healthcare | Japan | MD |  | Artist Zee (BC) | Stationary Digital X-ray Fluoroscopic Diagnosis System for Cardiology
Siemens Healthcare | Japan | MD |  | artist pheno | Stationary Digital X-ray Fluoroscopic Diagnosis System for Cardiology
Siemens Healthcare | Japan | MD |  | Artist Q | Stationary Digital X-ray Fluoroscopic Diagnosis System for Cardiology
Siemens Healthcare | Japan | MD |  | Zomatom go Top/All | Whole body X-ray CT diagnostic equipment
Siemens Healthcare | Japan | MD |  | Arcadis Avantik | Mobile analog general-purpose all-in-one X-ray fluoroscopy diagnostic equipment
Siemens Healthcare | Japan | MD |  | Gillet mobile compact L | Mobile digital general-purpose integrated X-ray fluoroscopy diagnostic equipment
Siemens Healthcare | Japan | MD |  | sios spin | Mobile digital general-purpose integrated X-ray fluoroscopy diagnostic equipment
Siemens Healthcare | Japan | MD |  | Shios select | Mobile digital general-purpose integrated X-ray fluoroscopy diagnostic equipment
Siemens Healthcare | Japan | MD |  | Shios Fusion | Mobile digital general-purpose integrated X-ray fluoroscopy diagnostic equipment
Siemens Healthcare | Japan | MD |  | Axiom Luminos dRF | Stationary digital general-purpose X-ray fluoroscopy diagnostic equipment
Siemens Healthcare | Japan | MD |  | artist icono | Stationary Digital X-ray Fluoroscopic Diagnosis System for Cardiology
Siemens Healthcare | Japan | MD |  | Biograph mCT | X-ray CT combination type positron CT system
Siemens Healthcare | Japan | MD |  | Symbia E | Detector Rotating SPECT System for Nuclear Medicine Diagnosis
Siemens Healthcare | Japan | MD |  | Symbia S | Detector Rotating SPECT System for Nuclear Medicine Diagnosis
Siemens Healthcare | Japan | MD |  | Accuson S2000e | General-purpose ultrasound imaging system
Siemens Healthcare | Japan | MD |  | Dimension EXL 200 Refresh | Discrete clinical chemistry automatic analyzer
Siemens Healthcare | Japan | IVD |  | Atelica CH T-BIL | blood test total bilirubin kit
Siemens Healthcare | Japan | IVD |  | Kemirumi PSA | prostate specific antigen kit
Siemens Healthcare | Japan | IVD |  | Atelica CH Ethanol (ETOH) | ethanol kit
Siemens Healthcare | Japan | IVD |  | Kemirumi LH | Blood Test Luteinizing Hormone Kit
Siemens Healthcare | Japan | IVD |  | Atelica CH Lactic Acid (Lac) | lactic acid kit
Siemens Healthcare | Japan | IVD |  | HIV-1,2 antibody | Human immunodeficiency virus antibody kit
Siemens Healthcare | Japan | IVD |  | Atherica CH CREII (ECreJ) | Creatinine kit for blood and urine tests
Siemens Healthcare | Japan | IVD |  | Kemirumi Ag/Ab Combo HIV | Human immunodeficiency virus 1p24 antigen/HIV antibody kit
Siemens Healthcare | Japan | IVD |  | Kemirumi CMV IgG | Cytomegalovirus immunoglobulin G kit
Siemens Healthcare | Japan | IVD |  | Kemirumi EPO | Erythropoietin kit
Siemens Healthcare | Japan | IVD |  | Kemirumi FT3 | Free triiodothyronine kit
Siemens Healthcare | Japan | MD |  | Kemirumi IM HBc Antibody | Class III immunoassay series
Siemens Healthcare | Japan | MD |  | Chemirumi IM IgM-HBc Antibody | Class III immunoassay series
Siemens Healthcare | Japan | IVD |  | Chemirumi HBs Antigen II | Hepatitis B virus surface antigen kit
Siemens Healthcare | Japan | IVD |  | chemilumi progesterone | progesterone kit
Siemens Healthcare | Japan | IVD |  | chemilumi calcitonin | calcitonin kit
Siemens Healthcare | Japan | IVD |  | Atelica CH ASO | Anti-Streptolysin O Kit
Siemens Healthcare | Japan | IVD |  | Atherica CH LDL (DLDL) | LDL-cholesterol kit
Siemens Healthcare | Japan | IVD |  | Atelica CH C4 | Complement Component C4 Kit
Siemens Healthcare | Japan | IVD |  | N-latex IgG subclass | Immunoglobulin G subclass kit
Siemens Healthcare | Japan | IVD |  | Atelica CH Valproate (VPA) | valproic acid kit
Siemens Healthcare | Japan | IVD |  | Atelica CH Phenytoin (Phny) | phenytoin kit
Siemens Healthcare | Japan | IVD |  | Atelica CH Cystatin C | Cystatin C kit
Siemens Healthcare | Japan | IVD |  | Atherica CH Apolipoprotein A1 (APOA1) | Apolipoprotein A-I Kit
Siemens Healthcare | Japan | IVD |  | FTD SARS-CoV-2 Kit | SARS coronavirus nucleic acid kit
Siemens Healthcare | Japan | IVD |  | Atelica CH HbA1c-E (4th edition) | Glycohemoglobin A1c kit
Siemens Healthcare | Japan | IVD |  | Atelica CH D-BIL | direct bilirubin kit
Siemens Healthcare | Japan | MD |  | AI-Rad Companion CT | Program for general-purpose diagnostic imaging equipment workstations
Siemens Healthcare | Singapore | IVD |  | Siemens ADVIA 1800 Chemistry System | Clinical chemistry | Class C IVD
Siemens Healthcare | Singapore | IVD |  | Siemens CardioPhase hsCRP | Clinical chemistry | Class C IVD
Siemens Healthcare | USA | MD | IYN | ACUSON G20 Diagnostic Ultrasound System | System, Imaging, Pulsed Doppler, Ultrasonic | 2
Siemens Healthcare | USA | MD | IYN | ACUSON S2000 ABVS Ultrasound System | System, Imaging, Pulsed Doppler, Ultrasonic | 2
Siemens Healthcare | USA | MD | IYN | ACUSON CV70 Diagnostic Ultrasound System | System, Imaging, Pulsed Doppler, Ultrasonic | 2
Siemens Healthcare | USA | MD | OBJ | ACUSON S1000 Diagnostic Ultrasound System | Catheter, Ultrasound, Intravascular | 2
Siemens Healthcare | USA | MD | IYO | ACUSON Adara Diagnostic Ultrasound System | System, Imaging, Pulsed Echo, Ultrasonic | 2
Siemens Healthcare | USA | MD | OBJ | ACUSON S2000 Diagnostic Ultrasound System;ACUSON S3000 Diagnostic Ultrasound System | Catheter, Ultrasound, Intravascular | 2
Siemens Healthcare | USA | MD | IYN | ACUSON SC2000 Diagnostic Ultrasound System | System, Imaging, Pulsed Doppler, Ultrasonic | 2
Siemens Healthcare | USA | MD | OBJ | ACUSON S2000 Diagnostic Ultrasound System;ACUSON S3000 Diagnostic Ultrasound System | Catheter, Ultrasound, Intravascular | 2
Siemens Healthcare | USA | MD | OBJ | ACUSON SC2000 Diagnostic Ultrasound System | Catheter, Ultrasound, Intravascular | 2
Siemens Healthcare | USA | MD | OBJ | Acunav Volume ICE Catheter | Catheter, Ultrasound, Intravascular | 2
Siemens Healthcare | USA | MD | OBJ | Acuson S3000 Diagnostic Ultrasound System;Acuson S1000 Diagnostic Ultrasound System;Acuson S2000 Diagnostic Ultrasound System | Catheter, Ultrasound, Intravascular | 2
Siemens Healthcare | USA | MD | IYN | ACUSON P500 Diagnostic Ultrasound System | System, Imaging, Pulsed Doppler, Ultrasonic | 2
Siemens Healthcare | USA | MD | IYN | Acuson S3000 Diagnostic Ultrasound System;Acuson S1000 Diagnostic Ultrasound System;Acuson S2000 Diagnostic Ultrasound System | System, Imaging, Pulsed Doppler, Ultrasonic | 2
Siemens Healthcare | USA | MD | IYN | Acuson SC2000 Diagnostic Ultrasound System | System, Imaging, Pulsed Doppler, Ultrasonic | 2
Siemens Healthcare | USA | MD | OBJ | ACUSON S2000 Diagnostic Ultrasound System;ACUSON S3000 Diagnostic Ultrasound System;ACUSON S1000 Diagnostic Ultrasound System | Catheter, Ultrasound, Intravascular | 2
Siemens Healthcare | USA | MD | OBJ | AcuNav V Diagnostic Ultrasound Catheter | Catheter, Ultrasound, Intravascular | 2
Siemens Healthcare | USA | MD | OBJ | AcuNav 8F Diagnostic Ultrasound Catheter;AcuNav 10F Diagnostic Ultrasound Catheter | Catheter, Ultrasound, Intravascular | 2
Siemens Healthcare | USA | MD | IYN | ACUSON NX2 Elite Diagnostic Ultrasound System;ACUSON NX2 Diagnostic Ultrasound System | System, Imaging, Pulsed Doppler, Ultrasonic | 2
Siemens Healthcare | USA | MD | IYN | ACUSON SC2000 Diagnostic Ultrasound System | System, Imaging, Pulsed Doppler, Ultrasonic | 2
Siemens Healthcare | USA | MD | OBJ | ACUSON AcuNav Volume ICE Catheter | Catheter, Ultrasound, Intravascular | 2
Siemens Healthcare | USA | MD | IYN | ACUSON Sequoia Diagnostic Ultrasound System;ACUSON X800 Diagnostic Ultrasound System | System, Imaging, Pulsed Doppler, Ultrasonic | 2
Siemens Healthcare | USA | MD | IYN | ACUSON SC2000 Diagnostic Ultrasound System | System, Imaging, Pulsed Doppler, Ultrasonic | 2
Siemens Healthcare | USA | MD | OIJ | ACUSON Sequoia Diagnostic Ultrasound System | Biopsy Needle Guide Kit | 2
Siemens Healthcare | USA | MD | OBJ | ACUSON SC2000 Diagnostic Ultrasound System | Catheter, Ultrasound, Intravascular | 2
Siemens Healthcare | USA | MD | OIJ | ACUSON Juniper Diagnostic Ultrasound System | Biopsy Needle Guide Kit | 2
Siemens Healthcare | USA | MD | OBJ | AcuNav Volume ICE Catheter | Catheter, Ultrasound, Intravascular | 2
Siemens Healthcare | USA | MD | OIJ | ACUSON Redwood Ultrasound System | Biopsy Needle Guide Kit | 2
Siemens Healthcare | USA | MD | OBJ | ACUSON AcuNav Volume Intracardiac Echocardiography (ICE) Catheter | Catheter, Ultrasound, Intravascular | 2
Siemens Healthcare | USA | MD | IYN | ACUSON P500 Diagnostic Ultrasound System | System, Imaging, Pulsed Doppler, Ultrasonic | 2
Siemens Healthcare | USA | MD | OIJ | ACUSON Sequoia Diagnostic Ultrasound System | Biopsy Needle Guide Kit | 2
Siemens Healthcare | USA | MD | OIJ | ACUSON Juniper Diagnostic Ultrasound System;ACUSON Juniper Select Diagnostic Ultrasound System | Biopsy Needle Guide Kit | 2
Siemens Healthcare | USA | MD | OIJ | ACUSON Sequoia Select Diagnostic Ultrasound System;ACUSON Sequoia Diagnostic Ultrasound System | Biopsy Needle Guide Kit | 2
Siemens Healthcare | USA | MD | LNS | MODULARIS VARIOSTAR | Lithotriptor, Extracorporeal Shock-Wave, Urological | 2
Siemens Healthcare | USA | MD | JAK | 3D CT Reconstruction Software;LungCARE CT software package | System, X-Ray, Tomography, Computed | 2
Siemens Healthcare | USA | MD | JAK | Sliding Gantry Option for CT Devices | System, X-Ray, Tomography, Computed | 2
Siemens Healthcare | USA | MD | JAK | 3D CT Reconstruction Software;Extended Field of View (FoV) Software Package | System, X-Ray, Tomography, Computed | 2
Siemens Healthcare | USA | MD | JAK | syngo Perfusion-CT | System, X-Ray, Tomography, Computed | 2
Siemens Healthcare | USA | MD | LLZ | syngo True D | System, Image Processing, Radiological | 2
Siemens Healthcare | USA | MD | JAK | syngo. CT Dynamic Anglo | System, X-Ray, Tomography, Computed | 2
Siemens Healthcare | USA | MD | JAK | syngo Dual Energy with extended functionality | System, X-Ray, Tomography, Computed | 2
Siemens Healthcare | USA | MD | OWB | syngo Aortic ValveGuide Software | Interventional Fluoroscopic X-Ray System | 2
Siemens Healthcare | USA | MD | JAK | SYNGO VOLUME PERFUSION-CT NEURO | System, X-Ray, Tomography, Computed | 2
Siemens Healthcare | USA | MD | JAK | Pulmo CT with Reference Database for the SOMATOM Plus and Plus 4 | System, X-Ray, Tomography, Computed | 2
Siemens Healthcare | USA | MD | JAK | syngo® Volume Perfusion-CT Body | System, X-Ray, Tomography, Computed | 2
Siemens Healthcare | USA | MD | JAK | syngo Neuro PBV CT | System, X-Ray, Tomography, Computed | 2
Siemens Healthcare | USA | MD | JAK | syngo Neuro DSA CT | System, X-Ray, Tomography, Computed | 2
Siemens Healthcare | USA | MD | JAK | syngo® Volume Perfusion-CT Body | System, X-Ray, Tomography, Computed | 2
Siemens Healthcare | USA | MD | JAK | syngo' Dual Energ with extended functionality | System, X-Ray, Tomography, Computed | 2
Siemens Healthcare | USA | MD | JAK | syngo.CT Cbronary Analysis | System, X-Ray, Tomography, Computed | 2
Siemens Healthcare | USA | MD | LLZ | syngo.Breast care | System, Image Processing, Radiological | 2
Siemens Healthcare | USA | MD | JAK | SYNGO SINGLE SOURCE DUAL ENGERY | System, X-Ray, Tomography, Computed | 2
Siemens Healthcare | USA | MD | OEB | Syngo LUNG CAD | Lung Computed Tomography System, Computer-Aided Detection | 2
Siemens Healthcare | USA | MD | JAK | syngo.CT Cardiac Function | System, X-Ray, Tomography, Computed | 2
Siemens Healthcare | USA | MD | JAK | SYNGO DUAL ENERGY SOFTWARE PACkage | System, X-Ray, Tomography, Computed | 2
Siemens Healthcare | USA | MD | JAK | syngo CT Dual Energy | System, X-Ray, Tomography, Computed | 2
Siemens Healthcare | USA | MD | LLZ | syngo.via Webviewer | System, Image Processing, Radiological | 2
Siemens Healthcare | USA | MD | JAK | syngo.CT Single Source Dual Energy | System, X-Ray, Tomography, Computed | 2
Siemens Healthcare | USA | MD | JAK | syngo.CT Liver Analysis | System, X-Ray, Tomography, Computed | 2
Siemens Healthcare | USA | MD | NWE | syngo.CT Colonography - Software Package with Extended Functionality | Colon Computed Tomography System, Computer Aided Detection | 2
Siemens Healthcare | USA | MD | JAK | Inspace 4D;INSPACE 4D SOFTWARE PACKAGE WITH EXTENDED FUNCTIONALITY | System, X-Ray, Tomography, Computed | 2
Siemens Healthcare | USA | MD | LLZ | LEONARDO SYNGO CARDIOLOGY WORKSTATION | System, Image Processing, Radiological | 2
Siemens Healthcare | USA | MD | IZI | ARTIS ZEE AND ZEEGO | System, X-Ray, Angiographic | 2
Siemens Healthcare | USA | MD | OEB | syngo.CT Lung CAD | Lung Computed Tomography System, Computer-Aided Detection | 2
Siemens Healthcare | USA | MD | JAK | FAST DE Results for Twin Beam Data post processing application for Definition Edge;FAST DE Results for Twin Beam Data post processing application for Definition AS/AS+;FAST DE Results for Twin Beam Data post processing application;SOMATOM Definition Edge, SOMATOM Definition AS/AS+ | System, X-Ray, Tomography, Computed | 2
Siemens Healthcare | USA | MD | JAK | syngo.CT Single Source Dual Energy (twin beam);VB20 Twin Beam | System, X-Ray, Tomography, Computed | 2
Siemens Healthcare | USA | MD | LLZ | syngo application software version VD20 | System, Image Processing, Radiological | 2
Siemens Healthcare | USA | MD | JAK | syngo.CT Neuro Perfusion | System, X-Ray, Tomography, Computed | 2
Siemens Healthcare | USA | MD | OWB | ARTIS pheno | Interventional Fluoroscopic X-Ray System | 2
Siemens Healthcare | USA | MD | JAK | SOMATOM go.Up;SOMATOM go.Now | System, X-Ray, Tomography, Computed | 2
Siemens Healthcare | USA | MD | JAK | Scan&Go | System, X-Ray, Tomography, Computed | 2
Siemens Healthcare | USA | MD | JAK | syngo.CT Cardiac Planning | System, X-Ray, Tomography, Computed | 2
Siemens Healthcare | USA | MD | JAK | syngo.CT View&GO | System, X-Ray, Tomography, Computed | 2
Siemens Healthcare | USA | MD | LLZ | syngo Application Software (VD20) | System, Image Processing, Radiological | 2
Siemens Healthcare | USA | MD | JAK | syngo.via RT Image Suite | System, X-Ray, Tomography, Computed | 2
Siemens Healthcare | USA | MD | LLZ | Insight BD | System, Image Processing, Radiological | 2
Siemens Healthcare | USA | MD | LLZ | syngo Application Software | System, Image Processing, Radiological | 2
Siemens Healthcare | USA | MD | MUE | MAMMOMAT Revelation | Full Field Digital, System, X-Ray, Mammographic | 2
Siemens Healthcare | USA | MD | OWB | Multitom Rax;Luminos Lotus Max;Luminos Agile Max;Luminos dRF Max;Uroskop Omnia Max | Interventional Fluoroscopic X-Ray System | 2
Siemens Healthcare | USA | MD | JAK | syngo.CT Coronary Analysis | System, X-Ray, Tomography, Computed | 2
Siemens Healthcare | USA | MD | JAK | SOMATOM Force | System, X-Ray, Tomography, Computed | 2
Siemens Healthcare | USA | MD | JAK | SOMATOM Edge Plus | System, X-Ray, Tomography, Computed | 2
Siemens Healthcare | USA | MD | KPR | Ysio Max | System, X-Ray, Stationary | 2
Siemens Healthcare | USA | IVD | JPA | Calcium Chloride Solution | System, Multipurpose For In Vitro Coagulation Studies | 2
Siemens Healthcare | USA | IVD | GJT | Coag Factor VII Deficient Plasma;Coag Factor X Deficient Plasma;Coag Factor II Deficient Plasma | Plasma, Coagulation Factor Deficient | 2
Siemens Healthcare | USA | IVD | GJT | Coag Factor XII Deficient Plasma;Coag Factor IX Deficient Plasma;Coag Factor VIII Deficient Plasma;Coag Factor XI Deficient Plasma | Plasma, Coagulation Factor Deficient | 2
Siemens Healthcare | USA | IVD | DBA | Dimension Vista C1IN Flex;Dimension Vista C1IN Con;Dimension Vista C1IN Cal | Complement C1 Inhibitor (Inactivator), Antigen, Antiserum, Control | 2
Siemens Healthcare | USA | IVD | JQP | Atellica Data Manager (ADM);UniPOC;CentraLink;RAPIDComm;POCcelerator;EDM;eDM Lite | Calculator/Data Processing Module, For Clinical Use | 1
Siemens Healthcare | USA | IVD | CKA | Dimension ALTI Flex;ADVIA Chemistry;Dimension Vista ALTI Flex;Atellica CH Alanine Aminotransferase (ALT);Atellica CH Alanine Aminotransferase P5P (ALTPLc) | Nadh Oxidation/Nad Reduction, Alt/Sgpt | 1
Siemens Healthcare | USA | IVD | CFJ | ADVIA Chemistry;Atellica CH Lactate (Lac);Atellica CH Lactate Dehydrogenase L-P (LDLP);ADVIA 1650 LACTATE DEHYDR;Dimension LDI Flex | Nad Reduction/Nadh Oxidation, Lactate Dehydrogenase | 2
Siemens Healthcare | USA | IVD | KHP | Vista LA Flex;Atellica CH Lac_3;Atellica CH Lactate_2 (Lac_2) | Acid, Lactic, Enzymatic Method | 1
Siemens Healthcare | USA | IVD | MMI | Dimension TNI Flex;Dimension/Dimension Vista CTNI Sample Diluent;Dimension Vista CTNI Sample Diluent | Immunoassay Method, Troponin Subunit | 2
Siemens Healthcare | USA | IVD | JHM | Dimension Vista HDLC Flex | Colorimetric Method, Lipoproteins | 1
Siemens Healthcare | USA | IVD | DHX | Dimension Vista CEA Flex | System, Test, Carcinoembryonic Antigen | 2
Siemens Healthcare | USA | IVD | JIT | Dimension ENZ 1 Cal | Calibrator, Secondary | 2
Siemens Healthcare | USA | IVD | NBC | Dimension LNTP Flex;Dimension NTP Flex | Test, Natriuretic Peptide | 2
Siemens Healthcare | USA | IVD | JIT | Dimension LOCI NTP Cal | Calibrator, Secondary | 2
Siemens Healthcare | USA | IVD | MKW | Dimension Vista CSAE Flex | Cyclosporine | 2
Siemens Healthcare | USA | IVD | DLJ | Dimension Vista CSAE Cal | Calibrators, Drug Specific | 2
Siemens Healthcare | USA | IVD | JIT | Dimension LIPL Cal | Calibrator, Secondary | 2
Siemens Healthcare | USA | IVD | JHS | Dimension CKI Flex;Dimension CKI-MBI Cal;Dimension MBI Flex | Differential Rate Kinetic Method, Cpk Or Isoenzymes | 2
Siemens Healthcare | USA | IVD | NRP | Dimension SIRO Cal;Dimension SIRO Flex | Sirolimus Test System | 2
Siemens Healthcare | USA | IVD | JIX | Vista ENZ 6 Cal | Calibrator, Multi-Analyte Mixture | 2
Siemens Healthcare | USA | IVD | JIT | Vista ENZ5 Cal | Calibrator, Secondary | 2
Siemens Healthcare | USA | IVD | NRP | Emit 2000 Sirolimus Calibrators;Emit 2000 Sirolimus Assay;Emit 2000 Siro/Tacro Sample Pretrea | Sirolimus Test System | 2
Siemens Healthcare | USA | IVD | JHS | Vista MBI Flex;Vista CKI Flex | Differential Rate Kinetic Method, Cpk Or Isoenzymes | 2
Siemens Healthcare | USA | IVD | JJE | Advia Centaur with StreamLAB | Analyzer, Chemistry (Photometric, Discrete), For Clinical Use | 1
Siemens Healthcare | USA | IVD | LOJ | Dimension Vista AFP Flex | Kit, Test,Alpha-Fetoprotein For Testicular Cancer | 2
Siemens Healthcare | USA | IVD | JFY | Vista ECREA Flex | Enzymatic Method, Creatinine | 2
Siemens Healthcare | USA | IVD | CGN | Dimension FOL Flex;Dimension B12 Flex | Acid, Folic, Radioimmunoassay | 2
Siemens Healthcare | USA | IVD | LBS | Dimension ALB Flex;Dimension CHOL Cal;Dimension CHOL Flex;Dimension GGT Flex;Dimension CHEM II Cal;Dimension MG Flex | Ldl & Vldl Precipitation, Cholesterol Via Esterase-Oxidase, Hdl | 1
Siemens Healthcare | USA | IVD | KXT | Vista DIGXN Flex | Enzyme Immunoassay, Digoxin | 2
Siemens Healthcare | USA | IVD | JIX | Dimension LOCI Thyroid Cal | Calibrator, Multi-Analyte Mixture | 2
Siemens Healthcare | USA | IVD | JIX | Vista LOCI 8 Calibrator | Calibrator, Multi-Analyte Mixture | 2
Siemens Healthcare | USA | IVD | NGA | IMMULITE® 2000 FSH;IMMULITE® / IMMULITE® 1000 FSH;Vista FSH Flex;IMMULITE® 2000 FSH Sample Diluent | Test, Follicle Stimulating Hormone (Fsh), Over The Counter | 1
Siemens Healthcare | USA | IVD | JIX | Vista Enzyme 2 Calibrator | Calibrator, Multi-Analyte Mixture | 2
Siemens Healthcare | USA | IVD | JIT | Dimension Enzyme II Cal | Calibrator, Secondary | 2
Siemens Healthcare | USA | IVD | DIF | Syva Emit II Plus 6-Acetylmorphine Assay;Syva Emit II Plus 6-Acetylmorphine Cals/Controls Level 1-4 | Drug Mixture Control Materials | 1
Siemens Healthcare | USA | IVD | LTK | Dimension Vista LOCI 6 Calibrator;Dimension Vista LOCI CA 125 Flex | Test, Epithelial Ovarian Tumor-Associated Antigen (Ca125) | 2
Siemens Healthcare | USA | IVD | MOI | Dimension Vista LOCI CA 15-3 Flex;Dimension Vista LOCI 7 Calibrator | System, Test, Immunological, Antigen, Tumor | 2
Siemens Healthcare | USA | IVD | JIT | Dimension Vista LOCI CA 19-9 Flex;Dimension Vista LOCI 7 Calibrator | Calibrator, Secondary | 2
Siemens Healthcare | USA | IVD | DAP | Stratus CS D-Dimer TestPak DDMRE | Fibrinogen And Fibrin Split Products, Antigen, Antiserum, Control | 2
Siemens Healthcare | USA | IVD | DIP | Atellica CH Theophylline (Theo);Dimension THEO Flex | Enzyme Immunoassay, Diphenylhydantoin | 2
Siemens Healthcare | USA | IVD | NDW | Dimension Vista LITH Flex;Dimension Vista Drug 4 Cal | Assay, Porphyrin, Spectrophotometry, Lithium | 2
Siemens Healthcare | USA | IVD | JJE | Dimension RxL Max (with or without HM);Dimension Xpand (with or without HM);Dimension RxL Max with HM & STM;Dimension Xpand Plus (with or without HM);Dimension Aspartate Aminotransferase Flex;QuikLYTE IMT (Na+/K+/Cl-);Dimension RxL (with or without HM);Dimension Glucose Flex;Dimension Thyroid Stimulating Hormone Flex | Analyzer, Chemistry (Photometric, Discrete), For Clinical Use | 1
Siemens Healthcare | USA | IVD | OAV | Dimension MPAT Cal;Dimension MPAT Flex (DF215) | Mycophenolic Acid Test System | 2
Siemens Healthcare | USA | IVD | CJO | ADVIA Chemistry ALP_2 Calibrator;Atellica CH Alkaline Phosphatase, Concentrated (ALP_2c);Atellica CH Alkaline Phosphatase_2 Calibrator (ALP_2 CAL);Dimension ALPI Calibrator;Dimension ALPI Flex | Alpha-Naphthyl Phosphate, Alkaline Phosphatase Or Isoenzymes | 2
Siemens Healthcare | USA | IVD | CJO | Dimension Vista ALPI Cal;Dimension Vista ALPI Flex;Dimension ALPI Cal;Dimension ALPI Flex | Alpha-Naphthyl Phosphate, Alkaline Phosphatase Or Isoenzymes | 2
Siemens Healthcare | USA | IVD | JIF | Atellica CH Ammonia (Amm);Dimension AMM Flex | Enzymatic Method, Ammonia | 1
Siemens Healthcare | USA | IVD | JIT | Dimension Vista Progesterone Calibrator | Calibrator, Secondary | 2
Siemens Healthcare | USA | IVD | JIX | Dimension Chemistry III Calibrator;Atellica CH CHEM III Calibrator (CHEM III CAL) | Calibrator, Multi-Analyte Mixture | 2
Siemens Healthcare | USA | IVD | JJE | Dimension EXL with LM integrated chemistry system;Dimension EXL 200 integrated chemistry system;Dimension EXL with LM and STM Ready | Analyzer, Chemistry (Photometric, Discrete), For Clinical Use | 1
Siemens Healthcare | USA | IVD | JIF | Dimension Vista Chemistry 3 Calibrator;Dimension Vista Ammonia Flex | Enzymatic Method, Ammonia | 1
Siemens Healthcare | USA | IVD | KLR | Syva Emit Disopyramide Assay | Enzyme Immunoassay, Lidocaine | 2
Siemens Healthcare | USA | IVD | LAO | Syva Emit Methotrexate Assay | Enzyme Immunoassay, Methotrexate | U
Siemens Healthcare | USA | IVD | DIS | Emit tox Serum Barbiturate Assay | Enzyme Immunoassay, Barbiturate | 2
Siemens Healthcare | USA | IVD | DKB | Emit tox Serum Calibrators (Negative, Low, and Medium) | Calibrators, Drug Mixture | 2
Siemens Healthcare | USA | MD | IXJ | Stationary X-Ray Grid | Grid, Radiographic | 1
Siemens Healthcare | USA | IVD | LBS | Atellica CH HDL Cholesterol (HDLC);ADVIA 1650 HDL CHOLESTEROL ASSAY | Ldl & Vldl Precipitation, Cholesterol Via Esterase-Oxidase, Hdl | 1
Siemens Healthcare | USA | IVD | CDT | Atellica CH Triglyceride_2 (Trig_2) | Lipase Hydrolysis/Glycerol Kinase Enzyme, Triglycerides | 1
Siemens Healthcare | USA | IVD | MRR | Atellica CH LDL Cholesterol (LDLC) | System, Test, Low Density, Lipoprotein | 1
Siemens Healthcare | USA | IVD | NDR | Dimension Vista Estradiol Flex (E2);Dimension Vista Multi 1 Sample Diluent (MULTI 1 SDIL) | Enzyme Immunoassay, Inhibin-A | 1
Siemens Healthcare | USA | IVD | JJX | Dimension LOCI CTNI Controls (Low);Vista LOCI CTNI Controls (Low) | Single (Specified) Analyte Controls (Assayed And Unassayed) | 1
Siemens Healthcare | USA | IVD | CEO | Dimension® Phosphorus Flex® reagent cartridge | Phosphomolybdate (Colorimetric), Inorganic Phosphorus | 1
Siemens Healthcare | USA | IVD | DKE | Syva RapidTest d.a.u. 8 THC/OPI/COC/mAMP/BZO/BAR/TCA/PCP | Reagents, Test, Tetrahydrocannabinol | 2
Siemens Healthcare | USA | IVD | KLI | Dimension T4 Flex | Enzyme Immunoassay, Non-Radiolabeled, Total Thyroxine | 2
Siemens Healthcare | USA | IVD | JIY | Atellica CH Iron3 (Iron_3) | Photometric Method, Iron (Non-Heme) | 1
Siemens Healthcare | USA | IVD | DIH | Atellica CH Cholinesterase_2 (CHE_2) | Colorimetry, Cholinesterase | 1
Siemens Healthcare | USA | MD | LMD | syngo Ultrasound Breast Analysis (sUSBA) | System, Digital Image Communications, Radiological | 1
Siemens Healthcare | USA | MD | IYN | ACUSON Sequoia Diagnostic Ultrasound System | System, Imaging, Pulsed Doppler, Ultrasonic | 2
Siemens Healthcare | USA | MD | OIJ | ACUSON Sequoia Diagnostic Ultrasound System | Biopsy Needle Guide Kit | 2
Siemens Healthcare | USA | MD | LLZ | syngo Ultrasound Apps Suite (sUSAS) | System, Image Processing, Radiological | 2
Siemens Healthcare | USA | MD | OIJ | ACUSON Sequoia Diagnostic Ultrasound System | Biopsy Needle Guide Kit | 2
Siemens Healthcare | USA | MD | IYN | ACUSON SC2000 Diagnostic Ultrasound System | System, Imaging, Pulsed Doppler, Ultrasonic | 2
Siemens Healthcare | USA | IVD | JJE | ADVIA Centaur Acid and Base Reagents;Atellica IM Total Triiodothyronine Diluent (T3 DIL);Atellica IM Total Triiodothyronine Master Curve Material (T3 MCM);Atellica IM Ancillary Probe Wash 3 (APW3);Atellica IM Total Triiodothyronine (T3);ADVIA Centaur XPT;ADVIA Centaur Acid and Base Reagent Kit  CP;ADVIA Centaur;Analyser, ADVIA Centaur XP;ADVIA Centaur T3;Atellica IM Ancillary Probe Wash 1 (APW1);ADVIA Centaur XP;ADVIA Centaur CP | Analyzer, Chemistry (Photometric, Discrete), For Clinical Use | 1
Siemens Healthcare | USA | IVD | GKZ | ADVIA 120 | Counter, Differential Cell | 2
Siemens Healthcare | USA | IVD | GKZ | ADVIA 120 | Counter, Differential Cell | 2
Siemens Healthcare | USA | IVD | GKZ | ADVIA 120 | Counter, Differential Cell | 2
Siemens Healthcare | USA | IVD | GKZ | ADVIA 120/2120;ADVIA 120 | Counter, Differential Cell | 2
Siemens Healthcare | USA | IVD | GKZ | ADVIA 120/2120 | Counter, Differential Cell | 2
Siemens Healthcare | USA | IVD | JLW | ADVIA Centaur XPT System;ADVIA Centaur Thyroid-stimulating Hormone (TSH) Assay | Radioimmunoassay, Thyroid-Stimulating Hormone | 2
Siemens Healthcare | USA | IVD | GKZ | ADVIA Hematology 2120i RoHS/REACH instruments | Counter, Differential Cell | 2
Siemens Healthcare | USA | MD | OWB | Artis One;Artis One Angiographic System;ARTIS one Edition X | Interventional Fluoroscopic X-Ray System | 2
Siemens Healthcare | UK | IVD | 48174 | Cystatin C IVD, calibrator | Cystatin C IVD, calibrator | IVD General
Siemens Healthcare | UK | IVD | 61078 | Ferritin?IVD, kit, chemiluminescent immunoassay | Ferritin?IVD, kit, chemiluminescent immunoassay | Class B
Siemens Healthcare | UK | IVD | 54187 | Follicle stimulating hormone (FSH) IVD, kit, chemiluminescent immunoassay | Follicle stimulating hormone (FSH) IVD, kit, chemiluminescent immunoassay | Class B
Siemens Healthcare | UK | IVD | 38183 | Free (unbound) prostate specific antigen (fPSA) IVD, calibrator | Free (unbound) prostate specific antigen (fPSA) IVD, calibrator | Class C
Siemens Healthcare | UK | IVD | 54669 | Free (unbound) prostate specific antigen (fPSA) IVD, kit, chemiluminescent immunoassay | Free (unbound) prostate specific antigen (fPSA) IVD, kit, chemiluminescent immunoassay | Class C
Siemens Healthcare | UK | IVD | 54413 | Free thyroxine (FT4) IVD, kit, chemiluminescent immunoassay | Free thyroxine (FT4) IVD, kit, chemiluminescent immunoassay | Class B
Siemens Healthcare | UK | IVD | 54417 | Free triiodothyronine (FT3) IVD, kit, chemiluminescent immunoassay | Free triiodothyronine (FT3) IVD, kit, chemiluminescent immunoassay | IVD General
Siemens Healthcare | UK | IVD | 54417 | Free triiodothyronine (FT3) IVD, kit, chemiluminescent immunoassay | Free triiodothyronine (FT3) IVD, kit, chemiluminescent immunoassay | Class B
Siemens Healthcare | UK | IVD | 53274 | Fructosamine IVD, kit, enzyme spectrophotometry | Fructosamine IVD, kit, enzyme spectrophotometry | IVD General
Siemens Healthcare | UK | IVD | 55865 | Full blood count IVD, calibrator | Full blood count IVD, calibrator | Class B
Siemens Healthcare | UK | IVD | 55866 | Full blood count IVD, control | Full blood count IVD, control | Class B
Siemens Healthcare | UK | IVD | 55866 | Full blood count IVD, control | Full blood count IVD, control | IVD General
Siemens Healthcare | UK | IVD | 55866 | Full blood count IVD, control | Full blood count IVD, control | IVD General
Siemens Healthcare | UK | IVD | 54531 | Faecal occult blood IVD, kit, rapid colorimetric, clinical | Faecal occult blood IVD, kit, rapid colorimetric, clinical | IVD General
Siemens Healthcare | UK | IVD | 54531 | Faecal occult blood IVD, kit, chromogenic, rapid | Faecal occult blood IVD, kit, chromogenic, rapid | IVD General
Siemens Healthcare | UK | IVD | 48178 | Cystatin C IVD, kit, nephelometry/turbidimetry | Cystatin C IVD, kit, nephelometry/turbidimetry | IVD General
Siemens Healthcare | UK | IVD | 49717 | Cytomegalovirus (CMV) immunoglobulin G (IgG) antibody IVD, control | Cytomegalovirus (CMV) immunoglobulin G (IgG) antibody IVD, control | Class C
Siemens Healthcare | UK | IVD | 49717 | Cytomegalovirus (CMV) immunoglobulin G (IgG) antibody IVD, control | Cytomegalovirus (CMV) immunoglobulin G (IgG) antibody IVD, control | IVD Annex II List B
Siemens Healthcare | UK | IVD | 49713 | Cytomegalovirus (CMV) immunoglobulin G (IgG) antibody IVD, kit, chemiluminescent immunoassay | Cytomegalovirus (CMV) immunoglobulin G (IgG) antibody IVD, kit, chemiluminescent immunoassay | Class C
Siemens Healthcare | UK | IVD | 49713 | Cytomegalovirus (CMV) immunoglobulin G (IgG) antibody IVD, kit, chemiluminescent immunoassay | Cytomegalovirus (CMV) immunoglobulin G (IgG) antibody IVD, kit, chemiluminescent immunoassay | IVD Annex II List B
Siemens Healthcare | UK | IVD | 38294 | Cytomegalovirus (CMV) immunoglobulin M (IgM) antibody IVD, control | Cytomegalovirus (CMV) immunoglobulin M (IgM) antibody IVD, control | IVD Annex II List B
Siemens Healthcare | UK | IVD | 49724 | Cytomegalovirus (CMV) immunoglobulin M (IgM) antibody IVD, kit, chemiluminescent immunoassay | Cytomegalovirus (CMV) immunoglobulin M (IgM) antibody IVD, kit, chemiluminescent immunoassay | IVD Annex II List B
Siemens Healthcare | UK | IVD | 54139 | Dehydroepiandrosterone sulfate (DHEAS) IVD, kit, chemiluminescent immunoassay | Dehydroepiandrosterone sulfate (DHEAS) IVD, kit, chemiluminescent immunoassay | Class B
Siemens Healthcare | UK | IVD | 43606 | Differentiation solution IVD | Differentiation solution IVD | IVD General
Siemens Healthcare | UK | IVD | 43606 | Differentiation solution IVD | Differentiation solution IVD | Class A
Siemens Healthcare | UK | IVD | 60978 | Digitoxin?therapeutic drug monitoring IVD, kit, chemiluminescent immunoassay | Digitoxin?therapeutic drug monitoring IVD, kit, chemiluminescent immunoassay | Class C
Siemens Healthcare | UK | IVD | 55326 | Digoxin therapeutic drug monitoring IVD, kit, chemiluminescent assay | Digoxin therapeutic drug monitoring IVD, kit, chemiluminescent assay | IVD General
Siemens Healthcare | UK | IVD | 55326 | Digoxin therapeutic drug monitoring IVD, kit, chemiluminescent assay | Digoxin therapeutic drug monitoring IVD, kit, chemiluminescent assay | Class C
Siemens Healthcare | UK | IVD | 43518 | Dithiothriotol (DTT) reagent IVD | Dithiothriotol (DTT) reagent IVD | IVD General
Siemens Healthcare | UK | IVD | 54149 | Erythropoietin (EPO) IVD, kit, chemiluminescent immunoassay | Erythropoietin (EPO) IVD, kit, chemiluminescent immunoassay | IVD General
Siemens Healthcare | UK | IVD | 60979 | Estradiol?(oestradiol) (E2) IVD, kit, chemiluminescent immunoassay | Estradiol?(oestradiol) (E2) IVD, kit, chemiluminescent immunoassay | Class C
Siemens Healthcare | UK | IVD | 55330 | Digitoxin therapeutic drug monitoring IVD, calibrator | Digitoxin therapeutic drug monitoring IVD, calibrator | Class C
Siemens Healthcare | UK | IVD | 55854 | Full blood count IVD, kit, cell count | Full blood count IVD, kit, cell count | Class A
Siemens Healthcare | UK | IVD | 43638 | 2-ethylidine-1,5-dimethyl-3,3-diphenylpyrrolidine (EDDP) IVD, calibrator | 2-ethylidine-1,5-dimethyl-3,3-diphenylpyrrolidine (EDDP) IVD, calibrator | IVD General
Siemens Healthcare | UK | IVD | 54068 | Androstenedione IVD, kit, chemiluminescent immunoassay | Androstenedione IVD, kit, chemiluminescent immunoassay | IVD General
Siemens Healthcare | UK | IVD | 54068 | Androstenedione IVD, kit, chemiluminescent immunoassay | Androstenedione IVD, kit, chemiluminescent immunoassay | Class B
Siemens Healthcare | UK | IVD | 58411 | Anti-Mullerian hormone (AMH) IVD, control | Anti-Mullerian hormone (AMH) IVD, control | IVD General
Siemens Healthcare | UK | IVD | 64335 | Anti-Mullerian hormone (AMH) IVD, kit, chemiluminescent immunoassay | Anti-Mullerian hormone (AMH) IVD, kit, chemiluminescent immunoassay | IVD General
Siemens Healthcare | UK | IVD | 53443 | Apolipoprotein A-I (Apo A1) IVD, kit, nephelometry/turbidimetry | Apolipoprotein A-I (Apo A1) IVD, kit, nephelometry/turbidimetry | Class B
Siemens Healthcare | UK | IVD | 53447 | Apolipoprotein B (Apo B) IVD, kit, nephelometry/turbidimetry | Apolipoprotein B (Apo B) IVD, kit, nephelometry/turbidimetry | IVD General
Siemens Healthcare | UK | IVD | 63042 | Assay container IVD, reusable | Assay container IVD, reusable | Class A
Siemens Healthcare | UK | IVD | 63042 | Assay container IVD, reusable | Assay container IVD, reusable | IVD General
Siemens Healthcare | UK | IVD | 62225 | Assay container IVD, single-use | Assay container IVD, single-use | Class A
Siemens Healthcare | UK | IVD | 62225 | Assay container IVD, single-use | Assay container IVD, single-use | IVD General
Siemens Healthcare | UK | IVD | 63765 | Assay container liner IVD | Assay container liner IVD | IVD General
Siemens Healthcare | UK | IVD | 63765 | Assay container liner IVD | Assay container liner IVD | Class A
Siemens Healthcare | UK | IVD | 47353 | B-type natriuretic protein/N-terminal pro b-type natriuretic peptide IVD, calibrator | B-type natriuretic protein/N-terminal pro b-type natriuretic peptide IVD, calibrator | Class C
Siemens Healthcare | UK | IVD | 47353 | B-type natriuretic protein/N-terminal pro b-type natriuretic peptide IVD, calibrator | B-type natriuretic protein/N-terminal pro b-type natriuretic peptide IVD, calibrator | IVD General
Siemens Healthcare | UK | IVD | 47354 | B-type natriuretic protein/N-terminal pro b-type natriuretic peptide IVD, control | B-type natriuretic protein/N-terminal pro b-type natriuretic peptide IVD, control | IVD General
Siemens Healthcare | UK | IVD | 47354 | B-type natriuretic protein/N-terminal pro b-type natriuretic peptide IVD, control | B-type natriuretic protein/N-terminal pro b-type natriuretic peptide IVD, control | Class C
Siemens Healthcare | UK | IVD | 47351 | B-type natriuretic protein/N-terminal pro b-type natriuretic peptide IVD, kit, chemiluminescent immunoassay | B-type natriuretic protein/N-terminal pro b-type natriuretic peptide IVD, kit, chemiluminescent immunoassay | Class C
Siemens Healthcare | UK | IVD | 55521 | Barbiturate IVD, kit, enzyme immunoassay (EIA) | Barbiturate IVD, kit, enzyme immunoassay (EIA) | IVD General
Siemens Healthcare | UK | IVD | 55521 | Barbiturate IVD, kit, enzyme immunoassay (EIA) | Barbiturate IVD, kit, enzyme immunoassay (EIA) | Class B
Siemens Healthcare | UK | IVD | 55493 | Amphetamine-specific IVD, kit, enzyme immunoassay (EIA) | Amphetamine-specific IVD, kit, enzyme immunoassay (EIA) | Class B
Siemens Healthcare | UK | IVD | 59050 | 2-ethylidine-1,5-dimethyl-3,3-diphenylpyrrolidine (EDDP) IVD, kit, enzyme immunoassay (EIA) | 2-ethylidine-1,5-dimethyl-3,3-diphenylpyrrolidine (EDDP) IVD, kit, enzyme immunoassay (EIA) | IVD General
Siemens Healthcare | UK | IVD | 55473 | Acetaminophen IVD, kit, enzyme immunoassay (EIA) | Acetaminophen IVD, kit, enzyme immunoassay (EIA) | Class C
Siemens Healthcare | UK | IVD | 55473 | Acetaminophen IVD, kit, enzyme immunoassay (EIA) | Acetaminophen IVD, kit, enzyme immunoassay (EIA) | IVD General
Siemens Healthcare | UK | IVD | 52964 | Acetylcholinesterase IVD, kit, enzyme spectrophotometry | Acetylcholinesterase IVD, kit, enzyme spectrophotometry | IVD General
Siemens Healthcare | UK | IVD | 52923 | Alanine aminotransferase (ALT) IVD, kit, enzyme spectrophotometry | Alanine aminotransferase (ALT) IVD, kit, enzyme spectrophotometry | Class B
Siemens Healthcare | UK | IVD | 52925 | Alanine aminotransferase (ALT) IVD, reagent | Alanine aminotransferase (ALT) IVD, reagent | IVD General
Siemens Healthcare | UK | IVD | 45803 | Albumin IVD, calibrator | Albumin IVD, calibrator | Class B
Siemens Healthcare | UK | IVD | 53596 | Albumin IVD, kit, nephelometry/turbidimetry | Albumin IVD, kit, nephelometry/turbidimetry | Class B
Siemens Healthcare | UK | IVD | 53596 | Albumin IVD, kit, nephelometry/turbidimetry | Albumin IVD, kit, nephelometry/turbidimetry | IVD General
Siemens Healthcare | UK | IVD | 53781 | Allergen-specific immunoglobulin E (IgE) antibody IVD, kit, enzyme immunoassay (EIA) | Allergen-specific immunoglobulin E (IgE) antibody IVD, kit, enzyme immunoassay (EIA) | IVD General
Siemens Healthcare | UK | IVD | 43794 | Allergen-specific/total immunoglobulin E (IgE) antibody IVD, calibrator | Allergen-specific/total immunoglobulin E (IgE) antibody IVD, calibrator | IVD General
Siemens Healthcare | UK | IVD | 53602 | Alpha-1-antitrypsin (protease inhibitor) IVD, kit, nephelometry/turbidimetry | Alpha-1-antitrypsin (protease inhibitor) IVD, kit, nephelometry/turbidimetry | Class B
Siemens Healthcare | UK | IVD | 53602 | Alpha-1-antitrypsin (protease inhibitor) IVD, kit, nephelometry/turbidimetry | Alpha-1-antitrypsin (protease inhibitor) IVD, kit, nephelometry/turbidimetry | IVD General
Siemens Healthcare | UK | IVD | 58348 | Alpha-fetoprotein (AFP) IVD, kit, chemiluminescent immunoassay | Alpha-fetoprotein (AFP) IVD, kit, chemiluminescent immunoassay | Class C
Siemens Healthcare | UK | IVD | 53203 | Ammonia IVD, kit, enzyme spectrophotometry | Ammonia IVD, kit, enzyme spectrophotometry | Class B
Siemens Healthcare | UK | IVD | 59071 | Albumin IVD, kit, spectrophotometry | Albumin IVD, kit, spectrophotometry | Class B
Siemens Healthcare | UK | IVD | 55525 | Benzodiazepine group IVD, kit, enzyme immunoassay (EIA) | Benzodiazepine group IVD, kit, enzyme immunoassay (EIA) | Class B
Siemens Healthcare | UK | IVD | 48374 | Hepatitis C virus nucleic acid IVD, kit, nucleic acid technique (NAT) | Hepatitis C virus nucleic acid IVD, kit, nucleic acid technique (NAT) | IVD Annex II List A
Siemens Healthcare | UK | IVD | 60812 | Hepatitis B virus surface antigen neutralization IVD, kit, chemiluminescent immunoassay | Hepatitis B virus surface antigen neutralization IVD, kit, chemiluminescent immunoassay | IVD Annex II List A
Siemens Healthcare | UK | IVD | 48321 | Hepatitis B virus surface antigen IVD, kit, chemiluminescent immunoassay | Hepatitis B virus surface antigen IVD, kit, chemiluminescent immunoassay | IVD Annex II List A
Siemens Healthcare | UK | IVD | 54578 | Cancer antigen 27-29 (CA27-29) IVD, reagent | Cancer antigen 27-29 (CA27-29) IVD, reagent | Class C
Siemens Healthcare | UK | IVD | 53691 | Complement components C4/C4c IVD, kit, nephelometry/turbidimetry | Complement components C4/C4c IVD, kit, nephelometry/turbidimetry | IVD General
Siemens Healthcare | UK | IVD | 54675 | Complexed prostate specific antigen (cPSA) IVD, calibrator | Complexed prostate specific antigen (cPSA) IVD, calibrator | Class C
Siemens Healthcare | UK | IVD | 54676 | Complexed prostate specific antigen (cPSA) IVD, control | Complexed prostate specific antigen (cPSA) IVD, control | Class C
Siemens Healthcare | UK | IVD | 54673 | Complexed prostate specific antigen (cPSA) IVD, kit, chemiluminescent immunoassay | Complexed prostate specific antigen (cPSA) IVD, kit, chemiluminescent immunoassay | Class C
Siemens Healthcare | UK | IVD | 54673 | Complexed prostate specific antigen (cPSA) IVD, kit, chemiluminescent immunoassay | Complexed prostate specific antigen (cPSA) IVD, kit, chemiluminescent immunoassay | IVD Annex II List B
Siemens Healthcare | UK | IVD | 54677 | Complexed prostate specific antigen (cPSA) IVD, reagent | Complexed prostate specific antigen (cPSA) IVD, reagent | Class C
Siemens Healthcare | UK | IVD | 53232 | Conjugated (direct) bilirubin IVD, kit, enzyme spectrophotometry | Conjugated (direct) bilirubin IVD, kit, enzyme spectrophotometry | Class B
Siemens Healthcare | UK | IVD | 44694 | Creatine kinase myocardial isoenzyme (CKMB) IVD, calibrator | Creatine kinase myocardial isoenzyme (CKMB) IVD, calibrator | Class C
Siemens Healthcare | UK | IVD | 61000 | Creatine?kinase?myocardial?isoenzyme (CKMB) IVD, kit, chemiluminescent immunoassay | Creatine?kinase?myocardial?isoenzyme (CKMB) IVD, kit, chemiluminescent immunoassay | Class C
Siemens Healthcare | UK | IVD | 53251 | Creatinine IVD, kit, spectrophotometry | Creatinine IVD, kit, spectrophotometry | Class C
Siemens Healthcare | UK | IVD | 61080 | Cyclic citrullinated peptide antibody (anti-CCP) IVD, kit, chemiluminescent immunoassay | Cyclic citrullinated peptide antibody (anti-CCP) IVD, kit, chemiluminescent immunoassay | IVD General
Siemens Healthcare | UK | IVD | 53691 | Complement components C4/C4c IVD, kit, nephelometry/turbidimetry | Complement components C4/C4c IVD, kit, nephelometry/turbidimetry | Class B
Siemens Healthcare | UK | IVD | 55562 | Cocaine/cocaine metabolite IVD, kit, enzyme immunoassay (EIA), | Cocaine/cocaine metabolite IVD, kit, enzyme immunoassay (EIA), | IVD General
Siemens Healthcare | UK | IVD | 62542 | Coagulation analyser IVD, point-of-care, battery-powered | Coagulation analyser IVD, point-of-care, battery-powered | IVD General
Siemens Healthcare | UK | IVD | 60976 | Cancer?antigen?19-9 (CA19-9) IVD, kit, chemiluminescent immunoassay | Cancer?antigen?19-9 (CA19-9) IVD, kit, chemiluminescent immunoassay | Class C
Siemens Healthcare | UK | IVD | 61419 | Capillary blood collection tube IVD, electrolyte-balanced heparin | Capillary blood collection tube IVD, electrolyte-balanced heparin | Class A
Siemens Healthcare | UK | IVD | 61388 | Capillary blood collection tube IVD, lithium heparin | Capillary blood collection tube IVD, lithium heparin | Class A
Siemens Healthcare | UK | IVD | 35770 | Capillary blood collection tube IVD, no additive | Capillary blood collection tube IVD, no additive | Class A
Siemens Healthcare | UK | IVD | 38174 | Carcinoembryonic antigen (CEA) IVD, calibrator | Carcinoembryonic antigen (CEA) IVD, calibrator | IVD General
Siemens Healthcare | UK | IVD | 54615 | Carcinoembryonic antigen (CEA) IVD, kit, chemiluminescent immunoassay | Carcinoembryonic antigen (CEA) IVD, kit, chemiluminescent immunoassay | Class C
Siemens Healthcare | UK | IVD | 54615 | Carcinoembryonic antigen (CEA) IVD, kit, chemiluminescent immunoassay | Carcinoembryonic antigen (CEA) IVD, kit, chemiluminescent immunoassay | IVD General
Siemens Healthcare | UK | IVD | 56701 | Chemiluminescent immunoassay analyser IVD | Chemiluminescent immunoassay analyser IVD | IVD General
Siemens Healthcare | UK | IVD | 56701 | Chemiluminescent immunoassay analyser IVD | Chemiluminescent immunoassay analyser IVD | Class A
Siemens Healthcare | UK | IVD | 58793 | Chemiluminescent immunoassay signal generation kit IVD | Chemiluminescent immunoassay signal generation kit IVD | IVD General
Siemens Healthcare | UK | IVD | 58793 | Chemiluminescent immunoassay signal generation kit IVD | Chemiluminescent immunoassay signal generation kit IVD | Class A
Siemens Healthcare | UK | IVD | 38215 | Beta-2-microglobulin IVD, calibrator | Beta-2-microglobulin IVD, calibrator | IVD General
Siemens Healthcare | UK | IVD | 41836 | C-peptide IVD, calibrator | C-peptide IVD, calibrator | Class B
Siemens Healthcare | UK | IVD | 54130 | C-peptide IVD, kit, chemiluminescent immunoassay | C-peptide IVD, kit, chemiluminescent immunoassay | Class B
Siemens Healthcare | UK | IVD | 41838 | C-reactive protein (CRP) IVD, calibrator | C-reactive protein (CRP) IVD, calibrator | IVD General
Siemens Healthcare | UK | IVD | 54084 | Calcitonin IVD, kit, chemiluminescent immunoassay | Calcitonin IVD, kit, chemiluminescent immunoassay | IVD General
Siemens Healthcare | UK | IVD | 52874 | Calcium (Ca2+) IVD, kit, ion-selective electrode (ISE) | Calcium (Ca2+) IVD, kit, ion-selective electrode (ISE) | IVD General
Siemens Healthcare | UK | IVD | 45789 | Calcium (Ca2+) IVD, kit, spectrophotometry | Calcium (Ca2+) IVD, kit, spectrophotometry | Class B
Siemens Healthcare | UK | IVD | 38231 | Cancer antigen 125 (CA125) IVD, calibrator | Cancer antigen 125 (CA125) IVD, calibrator | IVD General
Siemens Healthcare | UK | IVD | 38231 | Cancer antigen 125 (CA125) IVD, calibrator | Cancer antigen 125 (CA125) IVD, calibrator | Class C
Siemens Healthcare | UK | IVD | 54588 | Cancer antigen 125 (CA125) IVD, kit, chemiluminescent immunoassay | Cancer antigen 125 (CA125) IVD, kit, chemiluminescent immunoassay | IVD General
Siemens Healthcare | UK | IVD | 54588 | Cancer antigen 125 (CA125) IVD, kit, chemiluminescent immunoassay | Cancer antigen 125 (CA125) IVD, kit, chemiluminescent immunoassay | Class C
Siemens Healthcare | UK | IVD | 38223 | Cancer antigen 15-3 (CA15-3) IVD, calibrator | Cancer antigen 15-3 (CA15-3) IVD, calibrator | IVD General
Siemens Healthcare | UK | IVD | 38223 | Cancer antigen 15-3 (CA15-3) IVD, calibrator | Cancer antigen 15-3 (CA15-3) IVD, calibrator | Class C
Siemens Healthcare | UK | IVD | 60975 | Cancer antigen 15-3 (CA15-3) IVD, kit, chemiluminescent immunoassay | Cancer antigen 15-3 (CA15-3) IVD, kit, chemiluminescent immunoassay | Class C
Siemens Healthcare | UK | IVD | 54576 | Cancer antigen 27-29 (CA27-29) IVD, calibrator | Cancer antigen 27-29 (CA27-29) IVD, calibrator | IVD General
Siemens Healthcare | UK | IVD | 54576 | Cancer antigen 27-29 (CA27-29) IVD, calibrator | Cancer antigen 27-29 (CA27-29) IVD, calibrator | Class C
Siemens Healthcare | UK | IVD | 54575 | Cancer antigen 27-29 (CA27-29) IVD, kit, chemiluminescent immunoassay | Cancer antigen 27-29 (CA27-29) IVD, kit, chemiluminescent immunoassay | Class C
Siemens Healthcare | UK | IVD | 60980 | C-erbB2/Her2/neu oncoprotein IVD, kit, chemiluminescent immunoassay | C-erbB2/Her2/neu oncoprotein IVD, kit, chemiluminescent immunoassay | Class C
Siemens Healthcare | UK | IVD | 57049 | C-erbB2/Her2/neu oncoprotein IVD, control | C-erbB2/Her2/neu oncoprotein IVD, control | Class C
Siemens Healthcare | UK | IVD | 53927 | Beta-2-microglobulin IVD, kit, nephelometry/turbidimetry | Beta-2-microglobulin IVD, kit, nephelometry/turbidimetry | IVD General
Siemens Healthcare | UK | IVD | 43587 | Biological stain IVD | Biological stain IVD | IVD General
Siemens Healthcare | UK | IVD | 43587 | Biological stain IVD | Biological stain IVD | Class A
Siemens Healthcare | UK | IVD | 61165 | Blood cell lysis reagent IVD | Blood cell lysis reagent IVD | Class A
Siemens Healthcare | UK | IVD | 45267 | Blood gas syringe IVD, sodium heparin | Blood gas syringe IVD, sodium heparin | IVD General
Siemens Healthcare | UK | IVD | 56672 | Blood gas/haemoximetry analyser IVD, point-of-care | Blood gas/haemoximetry analyser IVD, point-of-care | IVD General
Siemens Healthcare | UK | IVD | 56672 | Blood gas/haemoximetry analyser IVD, point-of-care | Blood gas/haemoximetry analyser IVD, point-of-care | Class A
Siemens Healthcare | UK | IVD | 35034 | Blood oxygen electrode IVD | Blood oxygen electrode IVD | IVD General
Siemens Healthcare | UK | IVD | 58237 | Buffered sample diluent IVD, automated/semi-automated system | Buffered sample diluent IVD, automated/semi-automated system | Class A
Siemens Healthcare | UK | IVD | 58208 | Buffered sample diluent IVD, manual | Buffered sample diluent IVD, manual | Class A
Siemens Healthcare | UK | IVD | 58236 | Buffered wash solution IVD, automated/semi-automated system | Buffered wash solution IVD, automated/semi-automated system | Class A
Siemens Healthcare | UK | IVD | 58236 | Buffered wash solution IVD, automated/semi-automated system | Buffered wash solution IVD, automated/semi-automated system | Class B
Siemens Healthcare | UK | IVD | 57048 | C-erbB2/Her2/neu oncoprotein IVD, calibrator | C-erbB2/Her2/neu oncoprotein IVD, calibrator | Class C
Siemens Healthcare | UK | IVD | 36128 | Blood pH electrode | Blood pH electrode | IVD General
Siemens Healthcare | UK | IVD | 55855 | Full blood count IVD, reagent | Full blood count IVD, reagent | Class B
Siemens Healthcare | UK | IVD | 35476 | Haematological cell analyser IVD | Haematological cell analyser IVD | Class B
Siemens Healthcare | UK | IVD | 17742 | Haematological cell analyser IVD, semi-automated | Haematological cell analyser IVD, semi-automated | IVD General
Siemens Healthcare | UK | IVD | 63090 | Haemoglobin/hematocrit analyser IVD | Haemoglobin/hematocrit analyser IVD | IVD General
Siemens Healthcare | UK | IVD | 53737 | Haptoglobin IVD, kit, nephelometry/turbidimetry | Haptoglobin IVD, kit, nephelometry/turbidimetry | IVD General
Siemens Healthcare | UK | IVD | 53737 | Haptoglobin IVD, kit, nephelometry/turbidimetry | Haptoglobin IVD, kit, nephelometry/turbidimetry | Class B
Siemens Healthcare | UK | IVD | 41960 | Hepatitis A virus immunoglobulin M (IgM) antibody IVD, control | Hepatitis A virus immunoglobulin M (IgM) antibody IVD, control | Class B
Siemens Healthcare | UK | IVD | 48283 | Hepatitis A virus immunoglobulin M (IgM) antibody IVD, kit, chemiluminescent immunoassay | Hepatitis A virus immunoglobulin M (IgM) antibody IVD, kit, chemiluminescent immunoassay | Class B
Siemens Healthcare | UK | IVD | 48286 | Hepatitis A virus total antibody IVD, kit, chemiluminescent immunoassay | Hepatitis A virus total antibody IVD, kit, chemiluminescent immunoassay | IVD General
Siemens Healthcare | UK | IVD | 41982 | Hepatitis B virus core immunoglobulin M (IgM) antibody IVD, control | Hepatitis B virus core immunoglobulin M (IgM) antibody IVD, control | IVD Annex II List A
Siemens Healthcare | UK | IVD | 41984 | Hepatitis B virus core total antibody IVD, control | Hepatitis B virus core total antibody IVD, control | IVD Annex II List A
Siemens Healthcare | UK | IVD | 48304 | Hepatitis B virus core total antibody IVD, kit, chemiluminescent immunoassay | Hepatitis B virus core total antibody IVD, kit, chemiluminescent immunoassay | IVD Annex II List A
Siemens Healthcare | UK | IVD | 48304 | Hepatitis B virus core total antibody IVD, kit, chemiluminescent immunoassay | Hepatitis B virus core total antibody IVD, kit, chemiluminescent immunoassay | IVD General
Siemens Healthcare | UK | IVD | 38656 | Hepatitis B virus e-antigen immunoglobulin G (IgG) antibody IVD, control | Hepatitis B virus e-antigen immunoglobulin G (IgG) antibody IVD, control | IVD Annex II List A
Siemens Healthcare | UK | IVD | 31014 | Hepatitis B virus e-antigen total antibody IVD, control | Hepatitis B virus e-antigen total antibody IVD, control | IVD Annex II List A
Siemens Healthcare | UK | IVD | 35476 | Haematological cell analyser IVD | Haematological cell analyser IVD | IVD General
Siemens Healthcare | UK | IVD | 59090 | Glycated haemoglobin (HbA1c) IVD, kit, nephelometry/turbidimetry | Glycated haemoglobin (HbA1c) IVD, kit, nephelometry/turbidimetry | IVD General
Siemens Healthcare | UK | IVD | 55855 | Full blood count IVD, reagent | Full blood count IVD, reagent | Class A
Siemens Healthcare | UK | IVD | 61298 | General laboratory assay tray | General laboratory assay tray | Class A
Siemens Healthcare | UK | IVD | 47775 | General specimen container IVD, no additive/medium | General specimen container IVD, no additive/medium | IVD General
Siemens Healthcare | UK | IVD | 47775 | General specimen container IVD, no additive/medium | General specimen container IVD, no additive/medium | Class A
Siemens Healthcare | UK | IVD | 60845 | Gentamicin therapeutic drug monitoring IVD, kit, nephelometry/turbidimetry | Gentamicin therapeutic drug monitoring IVD, kit, nephelometry/turbidimetry | Class C
Siemens Healthcare | UK | IVD | 53301 | Glucose IVD, kit, enzyme spectrophotometry | Glucose IVD, kit, enzyme spectrophotometry | IVD General
Siemens Healthcare | UK | IVD | 35968 | Glycated haemoglobin (HbA1C) analyser IVD | Glycated haemoglobin (HbA1C) analyser IVD | Class A
Siemens Healthcare | UK | IVD | 44435 | Glycated haemoglobin (HbA1c) IVD, control | Glycated haemoglobin (HbA1c) IVD, control | IVD General
Siemens Healthcare | UK | IVD | 44435 | Glycated haemoglobin (HbA1c) IVD, control | Glycated haemoglobin (HbA1c) IVD, control | IVD General
Siemens Healthcare | UK | IVD | 53313 | Glycated haemoglobin (HbA1c) IVD, kit, liquid chromatography | Glycated haemoglobin (HbA1c) IVD, kit, liquid chromatography | IVD Devices for Self-Testing
Siemens Healthcare | UK | IVD | 53313 | Glycated haemoglobin (HbA1c) IVD, kit, liquid chromatography | Glycated haemoglobin (HbA1c) IVD, kit, liquid chromatography | IVD General
Siemens Healthcare | UK | IVD | 61041 | Tobramycin?therapeutic drug monitoring IVD, kit, enzyme immunoassay (EIA) | Tobramycin?therapeutic drug monitoring IVD, kit, enzyme immunoassay (EIA) | IVD General
Siemens Healthcare | UK | IVD | 53587 | Urea IVD, kit, enzyme spectrophotometry | Urea IVD, kit, enzyme spectrophotometry | IVD General
Siemens Healthcare | UK | IVD | 55431 | Valproic acid therapeutic drug monitoring IVD, calibrator | Valproic acid therapeutic drug monitoring IVD, calibrator | Class C
Siemens Healthcare | UK | IVD | 55431 | Valproic acid therapeutic drug monitoring IVD, calibrator | Valproic acid therapeutic drug monitoring IVD, calibrator | IVD General
Siemens Healthcare | UK | IVD | 59053 | Valproic acid therapeutic drug monitoring IVD, kit, enzyme immunoassay (EIA) | Valproic acid therapeutic drug monitoring IVD, kit, enzyme immunoassay (EIA) | Class C
Siemens Healthcare | UK | IVD | 55310 | Vancomycin therapeutic drug monitoring IVD, calibrator | Vancomycin therapeutic drug monitoring IVD, calibrator | Class C
Siemens Healthcare | UK | IVD | 61035 | Vancomycin?therapeutic drug monitoring IVD, kit, enzyme immunoassay (EIA) | Vancomycin?therapeutic drug monitoring IVD, kit, enzyme immunoassay (EIA) | IVD General
Siemens Healthcare | UK | IVD | 61035 | Vancomycin?therapeutic drug monitoring IVD, kit, enzyme immunoassay (EIA) | Vancomycin?therapeutic drug monitoring IVD, kit, enzyme immunoassay (EIA) | Class C
Siemens Healthcare | UK | IVD | 60779 | Vitamin B12 IVD, kit, chemiluminescent immunoassay | Vitamin B12 IVD, kit, chemiluminescent immunoassay | IVD General
Siemens Healthcare | UK | IVD | 60779 | Vitamin B12 IVD, kit, chemiluminescent immunoassay | Vitamin B12 IVD, kit, chemiluminescent immunoassay | Class B
Siemens Healthcare | UK | IVD | 59058 | Wash/cleaning solution IVD, automated/semi-automated system | Wash/cleaning solution IVD, automated/semi-automated system | IVD General
Siemens Healthcare | UK | IVD | 59058 | Wash/cleaning solution IVD, automated/semi-automated system | Wash/cleaning solution IVD, automated/semi-automated system | Class A
Siemens Healthcare | UK | IVD | 62225 | Assay container IVD, single-use | Assay container IVD, single-use | Class A
Siemens Healthcare | UK | IVD | 56701 | Chemiluminescent immunoassay analyser IVD | Chemiluminescent immunoassay analyser IVD | Class A
Siemens Healthcare | UK | IVD | 47775 | General specimen container IVD, no additive/medium | General specimen container IVD, no additive/medium | Class A
Siemens Healthcare | UK | IVD | 47775 | General specimen container IVD, no additive/medium | General specimen container IVD, no additive/medium | IVD General
Siemens Healthcare | UK | IVD | 54010 | Troponin I IVD, kit, fluorescent immunoassay | Troponin I IVD, kit, fluorescent immunoassay | Class A
Siemens Healthcare | UK | IVD | 54009 | Troponin I IVD, kit, enzyme immunoassay (EIA) | Troponin I IVD, kit, enzyme immunoassay (EIA) | IVD General
Siemens Healthcare | UK | IVD | 44698 | Total cholesterol lipid IVD, calibrator | Total cholesterol lipid IVD, calibrator | IVD General
Siemens Healthcare | UK | IVD | 53359 | Total cholesterol lipid IVD, kit, enzyme spectrophotometry | Total cholesterol lipid IVD, kit, enzyme spectrophotometry | IVD General
Siemens Healthcare | UK | IVD | 38263 | Total human chorionic gonadotropin (HCG) IVD, calibrator | Total human chorionic gonadotropin (HCG) IVD, calibrator | IVD General
Siemens Healthcare | UK | IVD | 53906 | Total iron binding capacity (TIBC) IVD, calibrator | Total iron binding capacity (TIBC) IVD, calibrator | IVD General
Siemens Healthcare | UK | IVD | 54664 | Total prostate specific antigen (tPSA) IVD, kit, enzyme immunoassay (EIA) | Total prostate specific antigen (tPSA) IVD, kit, enzyme immunoassay (EIA) | IVD Annex II List B
Siemens Healthcare | UK | IVD | 57871 | Specimen processing instrument IVD | Specimen processing instrument IVD | Class A
Siemens Healthcare | UK | IVD | 53988 | Total protein IVD, calibrator | Total protein IVD, calibrator | IVD General
Siemens Healthcare | UK | IVD | 58324 | Total thyroxine (TT4) IVD, calibrator | Total thyroxine (TT4) IVD, calibrator | IVD General
Siemens Healthcare | UK | IVD | 58323 | Total thyroxine (TT4) IVD, kit, enzyme immunoassay (EIA) | Total thyroxine (TT4) IVD, kit, enzyme immunoassay (EIA) | IVD General
Siemens Healthcare | UK | IVD | 30524 | Tricyclic antidepressant IVD, kit, rapid ICT, clinical | Tricyclic antidepressant IVD, kit, rapid ICT, clinical | IVD General
Siemens Healthcare | UK | IVD | 54011 | Troponin I IVD, calibrator | Troponin I IVD, calibrator | IVD General
Siemens Healthcare | UK | IVD | 54011 | Troponin I IVD, calibrator | Troponin I IVD, calibrator | Class C
Siemens Healthcare | UK | IVD | 55324 | Digoxin therapeutic drug monitoring IVD, kit, enzyme immunoassay (EIA) | Digoxin therapeutic drug monitoring IVD, kit, enzyme immunoassay (EIA) | IVD General
Siemens Healthcare | UK | IVD | 55332 | Disopyramide therapeutic drug monitoring IVD, kit, enzyme immunoassay (EIA) | Disopyramide therapeutic drug monitoring IVD, kit, enzyme immunoassay (EIA) | IVD General
Siemens Healthcare | UK | IVD | 55610 | Ethanol (ETOH) IVD, calibrator | Ethanol (ETOH) IVD, calibrator | Class B
Siemens Healthcare | UK | IVD | 55611 | Ethanol (ETOH) IVD, control | Ethanol (ETOH) IVD, control | IVD General
Siemens Healthcare | UK | IVD | 55611 | Ethanol (ETOH) IVD, control | Ethanol (ETOH) IVD, control | Class B
Siemens Healthcare | UK | IVD | 55607 | Ethanol (ETOH) IVD, kit, enzyme spectrophotometry | Ethanol (ETOH) IVD, kit, enzyme spectrophotometry | IVD General
Siemens Healthcare | UK | IVD | 55607 | Ethanol (ETOH) IVD, kit, enzyme spectrophotometry | Ethanol (ETOH) IVD, kit, enzyme spectrophotometry | Class B
Siemens Healthcare | UK | IVD | 55389 | Ethosuximide therapeutic drug monitoring IVD, kit, enzyme immunoassay (EIA) | Ethosuximide therapeutic drug monitoring IVD, kit, enzyme immunoassay (EIA) | IVD General
Siemens Healthcare | UK | IVD | 41927 | Ferritin IVD, calibrator | Ferritin IVD, calibrator | Class B
Siemens Healthcare | UK | IVD | 41927 | Ferritin IVD, calibrator | Ferritin IVD, calibrator | IVD General
Siemens Healthcare | UK | IVD | 53717 | Ferritin IVD, kit, enzyme immunoassay (EIA) | Ferritin IVD, kit, enzyme immunoassay (EIA) | IVD General
Siemens Healthcare | UK | IVD | 56705 | Fluorescent immunoassay analyser IVD, laboratory | Fluorescent immunoassay analyser IVD, laboratory | Class A
Siemens Healthcare | UK | IVD | 54668 | Free (unbound) prostate specific antigen (fPSA) IVD, kit, enzyme immunoassay (EIA) | Free (unbound) prostate specific antigen (fPSA) IVD, kit, enzyme immunoassay (EIA) | IVD Annex II List B
Siemens Healthcare | UK | IVD | 54417 | Free triiodothyronine (FT3) IVD, kit, chemiluminescent immunoassay | Free triiodothyronine (FT3) IVD, kit, chemiluminescent immunoassay | IVD General
Siemens Healthcare | UK | IVD | 61298 | General laboratory assay tray | General laboratory assay tray | IVD General
Siemens Healthcare | UK | IVD | 61389 | D-dimer IVD, kit, fluorescent immunoassay | D-dimer IVD, kit, fluorescent immunoassay | Class A
Siemens Healthcare | UK | IVD | 55548 | Caffeine IVD, control | Caffeine IVD, control | IVD General
Siemens Healthcare | UK | IVD | 55550 | Cannabinoid IVD, kit, enzyme immunoassay (EIA) | Cannabinoid IVD, kit, enzyme immunoassay (EIA) | IVD General
Siemens Healthcare | UK | IVD | 30519 | Cannabinoid IVD, kit, rapid ICT, clinical | Cannabinoid IVD, kit, rapid ICT, clinical | IVD General
Siemens Healthcare | UK | IVD | 55370 | Carbamazepine therapeutic drug monitoring IVD, calibrator | Carbamazepine therapeutic drug monitoring IVD, calibrator | IVD General
Siemens Healthcare | UK | IVD | 30520 | Cocaine/cocaine metabolite IVD, kit, rapid ICT, clinical | Cocaine/cocaine metabolite IVD, kit, rapid ICT, clinical | IVD General
Siemens Healthcare | UK | IVD | 47775 | General specimen container IVD, no additive/medium | General specimen container IVD, no additive/medium | Class A
Siemens Healthcare | UK | IVD | 53684 | Complement components C3/C3c IVD, kit, nephelometry/turbidimetry | Complement components C3/C3c IVD, kit, nephelometry/turbidimetry | IVD General
Siemens Healthcare | UK | IVD | 44694 | Creatine kinase myocardial isoenzyme (CKMB) IVD, calibrator | Creatine kinase myocardial isoenzyme (CKMB) IVD, calibrator | Class C
Siemens Healthcare | UK | IVD | 44694 | Creatine kinase myocardial isoenzyme (CKMB) IVD, calibrator | Creatine kinase myocardial isoenzyme (CKMB) IVD, calibrator | IVD General
Siemens Healthcare | UK | IVD | 53251 | Creatinine IVD, kit, spectrophotometry | Creatinine IVD, kit, spectrophotometry | Class C
Siemens Healthcare | UK | IVD | 55439 | Cyclosporin A/cyclosporine therapeutic drug monitoring IVD, calibrator | Cyclosporin A/cyclosporine therapeutic drug monitoring IVD, calibrator | IVD General
Siemens Healthcare | UK | IVD | 55440 | Cyclosporin A/cyclosporine therapeutic drug monitoring IVD, control | Cyclosporin A/cyclosporine therapeutic drug monitoring IVD, control | IVD General
Siemens Healthcare | UK | IVD | 53691 | Complement components C4/C4c IVD, kit, nephelometry/turbidimetry | Complement components C4/C4c IVD, kit, nephelometry/turbidimetry | IVD General
Siemens Healthcare | UK | IVD | 55423 | Phenytoin therapeutic drug monitoring IVD, calibrator | Phenytoin therapeutic drug monitoring IVD, calibrator | IVD General
Siemens Healthcare | UK | IVD | 61888 | Salicylate IVD, kit, enzyme immunoassay (EIA) | Salicylate IVD, kit, enzyme immunoassay (EIA) | Class C
Siemens Healthcare | UK | IVD | 64788 | SARS-CoV-2 immunoglobulin G (IgG) antibody IVD, control | SARS-CoV-2 immunoglobulin G (IgG) antibody IVD, control | IVD General
Siemens Healthcare | UK | IVD | 56681 | Single-channel clinical chemistry analyser IVD, point-of-care | Single-channel clinical chemistry analyser IVD, point-of-care | IVD General
Siemens Healthcare | UK | IVD | 57871 | Specimen processing instrument IVD | Specimen processing instrument IVD | IVD General
Siemens Healthcare | UK | IVD | 55443 | Tacrolimus therapeutic drug monitoring IVD, calibrator | Tacrolimus therapeutic drug monitoring IVD, calibrator | IVD General
Siemens Healthcare | UK | IVD | 55443 | Tacrolimus therapeutic drug monitoring IVD, calibrator | Tacrolimus therapeutic drug monitoring IVD, calibrator | Class C
Siemens Healthcare | UK | IVD | 55442 | Tacrolimus therapeutic drug monitoring IVD, kit, enzyme immunoassay (EIA) | Tacrolimus therapeutic drug monitoring IVD, kit, enzyme immunoassay (EIA) | Class C
Siemens Healthcare | UK | IVD | 55247 | Theophylline therapeutic drug monitoring IVD, calibrator | Theophylline therapeutic drug monitoring IVD, calibrator | IVD General
Siemens Healthcare | UK | IVD | 59056 | Theophylline therapeutic drug monitoring IVD, kit, enzyme immunoassay (EIA) | Theophylline therapeutic drug monitoring IVD, kit, enzyme immunoassay (EIA) | IVD General
Siemens Healthcare | UK | IVD | 61898 | Theophylline therapeutic drug monitoring IVD, kit, nephelometry/turbidimetry | Theophylline therapeutic drug monitoring IVD, kit, nephelometry/turbidimetry | IVD General
Siemens Healthcare | UK | IVD | 54383 | Thyroid stimulating hormone (TSH) IVD, kit, enzyme immunoassay (EIA) | Thyroid stimulating hormone (TSH) IVD, kit, enzyme immunoassay (EIA) | IVD General
Siemens Healthcare | UK | IVD | 61888 | Salicylate IVD, kit, enzyme immunoassay (EIA) | Salicylate IVD, kit, enzyme immunoassay (EIA) | IVD General
Siemens Healthcare | UK | IVD | 41748 | Salicylate IVD, calibrator | Salicylate IVD, calibrator | IVD General
Siemens Healthcare | UK | IVD | 41748 | Salicylate IVD, calibrator | Salicylate IVD, calibrator | Class C
Siemens Healthcare | UK | IVD | 55446 | Rapamycin (sirolimus) therapeutic drug monitoring IVD, kit, enzyme immunoassay (EIA) | Rapamycin (sirolimus) therapeutic drug monitoring IVD, kit, enzyme immunoassay (EIA) | IVD General
Siemens Healthcare | UK | IVD | 63337 | Pipette tip IVD | Pipette tip IVD | IVD General
Siemens Healthcare | UK | IVD | 63337 | Pipette tip IVD | Pipette tip IVD | Class A
Siemens Healthcare | UK | IVD | 41387 | Prealbumin (transthyretin) IVD, calibrator | Prealbumin (transthyretin) IVD, calibrator | Class B
Siemens Healthcare | UK | IVD | 53957 | Prealbumin (transthyretin) IVD, kit, nephelometry/turbidimetry | Prealbumin (transthyretin) IVD, kit, nephelometry/turbidimetry | Class B
Siemens Healthcare | UK | IVD | 53957 | Prealbumin (transthyretin) IVD, kit, nephelometry/turbidimetry | Prealbumin (transthyretin) IVD, kit, nephelometry/turbidimetry | IVD General
Siemens Healthcare | UK | IVD | 55353 | Procainamide therapeutic drug monitoring IVD, calibrator | Procainamide therapeutic drug monitoring IVD, calibrator | Class C
Siemens Healthcare | UK | IVD | 55351 | Procainamide therapeutic drug monitoring IVD, kit, enzyme immunoassay (EIA) | Procainamide therapeutic drug monitoring IVD, kit, enzyme immunoassay (EIA) | IVD General
Siemens Healthcare | UK | IVD | 61896 | Procainamide therapeutic drug monitoring IVD, kit, nephelometry/turbidimetry | Procainamide therapeutic drug monitoring IVD, kit, nephelometry/turbidimetry | IVD General
Siemens Healthcare | UK | IVD | 54314 | Procalcitonin (PCT) IVD, calibrator | Procalcitonin (PCT) IVD, calibrator | IVD General
Siemens Healthcare | UK | IVD | 54316 | Procalcitonin (PCT) IVD, reagent | Procalcitonin (PCT) IVD, reagent | IVD General
Siemens Healthcare | UK | IVD | 55360 | Quinidine therapeutic drug monitoring IVD, calibrator | Quinidine therapeutic drug monitoring IVD, calibrator | IVD General
Siemens Healthcare | UK | IVD | 55359 | Quinidine therapeutic drug monitoring IVD, kit, enzyme immunoassay (EIA) | Quinidine therapeutic drug monitoring IVD, kit, enzyme immunoassay (EIA) | IVD General
Siemens Healthcare | UK | IVD | 55447 | Rapamycin (sirolimus) therapeutic drug monitoring IVD, calibrator | Rapamycin (sirolimus) therapeutic drug monitoring IVD, calibrator | Class C
Siemens Healthcare | UK | IVD | 55447 | Rapamycin (sirolimus) therapeutic drug monitoring IVD, calibrator | Rapamycin (sirolimus) therapeutic drug monitoring IVD, calibrator | IVD General
Siemens Healthcare | UK | IVD | 55351 | Procainamide therapeutic drug monitoring IVD, kit, enzyme immunoassay (EIA) | Procainamide therapeutic drug monitoring IVD, kit, enzyme immunoassay (EIA) | Class C
Siemens Healthcare | UK | IVD | 56047 | Coagulation factor XII IVD, reagent | Coagulation factor XII IVD, reagent | IVD General
Siemens Healthcare | UK | IVD | 53718 | Ferritin IVD, kit, nephelometry/turbidimetry | Ferritin IVD, kit, nephelometry/turbidimetry | IVD General
Siemens Healthcare | UK | IVD | 53718 | Ferritin IVD, kit, nephelometry/turbidimetry | Ferritin IVD, kit, nephelometry/turbidimetry | Class B
Siemens Healthcare | UK | IVD | 57220 | Fibrinogen (Factor I) assay IVD, antibody | Fibrinogen (Factor I) assay IVD, antibody | Class C
Siemens Healthcare | UK | IVD | 57220 | Fibrinogen (Factor I) assay IVD, antibody | Fibrinogen (Factor I) assay IVD, antibody | IVD General
Siemens Healthcare | UK | IVD | 55999 | Fibrinogen assay (factor I) IVD, calibrator | Fibrinogen assay (factor I) IVD, calibrator | IVD General
Siemens Healthcare | UK | IVD | 55999 | Fibrinogen assay (factor I) IVD, calibrator | Fibrinogen assay (factor I) IVD, calibrator | Class C
Siemens Healthcare | UK | IVD | 55997 | Fibrinogen assay (factor I) IVD, kit, clotting | Fibrinogen assay (factor I) IVD, kit, clotting | IVD General
Siemens Healthcare | UK | IVD | 55997 | Fibrinogen assay (factor I) IVD, kit, clotting | Fibrinogen assay (factor I) IVD, kit, clotting | Class C
Siemens Healthcare | UK | IVD | 56000 | Fibrinogen assay (factor I) IVD, reagent | Fibrinogen assay (factor I) IVD, reagent | IVD General
Siemens Healthcare | UK | IVD | 56000 | Fibrinogen assay (factor I) IVD, reagent | Fibrinogen assay (factor I) IVD, reagent | Class C
Siemens Healthcare | UK | IVD | 56000 | Fibrinogen assay (factor I) IVD, reagent | Fibrinogen assay (factor I) IVD, reagent | Class A
Siemens Healthcare | UK | IVD | 57222 | Fibronectin IVD, antibody | Fibronectin IVD, antibody | Class B
Siemens Healthcare | UK | IVD | 57222 | Fibronectin IVD, antibody | Fibronectin IVD, antibody | IVD General
Siemens Healthcare | UK | IVD | 53736 | Haemopexin IVD, reagent | Haemopexin IVD, reagent | Class B
Siemens Healthcare | UK | IVD | 53736 | Haemopexin IVD, reagent | Haemopexin IVD, reagent | IVD General
Siemens Healthcare | UK | IVD | 53737 | Haptoglobin IVD, kit, nephelometry/turbidimetry | Haptoglobin IVD, kit, nephelometry/turbidimetry | Class B
Siemens Healthcare | UK | IVD | 53737 | Haptoglobin IVD, kit, nephelometry/turbidimetry | Haptoglobin IVD, kit, nephelometry/turbidimetry | IVD General
Siemens Healthcare | UK | IVD | 62012 | Haptoglobin IVD, kit, precipitation/immunodiffusion | Haptoglobin IVD, kit, precipitation/immunodiffusion | IVD General
Siemens Healthcare | UK | IVD | 56196 | Heparin anti-Xa IVD, calibrator | Heparin anti-Xa IVD, calibrator | IVD General
Siemens Healthcare | UK | IVD | 56196 | Heparin anti-Xa IVD, calibrator | Heparin anti-Xa IVD, calibrator | Class C
Siemens Healthcare | UK | IVD | 56273 | Heparin anti-Xa IVD, control | Heparin anti-Xa IVD, control | IVD General
Siemens Healthcare | UK | IVD | 56192 | Endogenous thrombin potential (ETP) IVD, calibrator | Endogenous thrombin potential (ETP) IVD, calibrator | Class C
Siemens Healthcare | UK | IVD | 60686 | Direct thrombin inhibitor therapeutic drug monitoring IVD, kit, chromogenic | Direct thrombin inhibitor therapeutic drug monitoring IVD, kit, chromogenic | Class C
Siemens Healthcare | UK | IVD | 60686 | Direct thrombin inhibitor therapeutic drug monitoring IVD, kit, chromogenic | Direct thrombin inhibitor therapeutic drug monitoring IVD, kit, chromogenic | IVD General
Siemens Healthcare | UK | IVD | 60688 | Direct thrombin inhibitor therapeutic drug monitoring IVD, control | Direct thrombin inhibitor therapeutic drug monitoring IVD, control | Class C
Siemens Healthcare | UK | IVD | 56053 | Coagulation factor XIII IVD, kit, chromogenic | Coagulation factor XIII IVD, kit, chromogenic | IVD General
Siemens Healthcare | UK | IVD | 56053 | Coagulation factor XIII IVD, kit, chromogenic | Coagulation factor XIII IVD, kit, chromogenic | Class C
Siemens Healthcare | UK | IVD | 56207 | Coagulation inhibitory substance neutralization IVD, reagent | Coagulation inhibitory substance neutralization IVD, reagent | IVD General
Siemens Healthcare | UK | IVD | 56207 | Coagulation inhibitory substance neutralization IVD, reagent | Coagulation inhibitory substance neutralization IVD, reagent | Class A
Siemens Healthcare | UK | IVD | 31466 | Complement component C1 inhibitor IVD, control | Complement component C1 inhibitor IVD, control | IVD General
Siemens Healthcare | UK | IVD | 31466 | Complement component C1 inhibitor IVD, control | Complement component C1 inhibitor IVD, control | Class B
Siemens Healthcare | UK | IVD | 53676 | Complement component C1 inhibitor IVD, kit, nephelometry/turbidimetry | Complement component C1 inhibitor IVD, kit, nephelometry/turbidimetry | Class B
Siemens Healthcare | UK | IVD | 57058 | Complement component C1q IVD, antibody | Complement component C1q IVD, antibody | IVD General
Siemens Healthcare | UK | IVD | 56273 | Heparin anti-Xa IVD, control | Heparin anti-Xa IVD, control | Class C
Siemens Healthcare | UK | IVD | 53684 | Complement components C3/C3c IVD, kit, nephelometry/turbidimetry | Complement components C3/C3c IVD, kit, nephelometry/turbidimetry | Class B
Siemens Healthcare | UK | IVD | 48178 | Cystatin C IVD, kit, nephelometry/turbidimetry | Cystatin C IVD, kit, nephelometry/turbidimetry | Class C
Siemens Healthcare | UK | IVD | 47347 | D-dimer IVD, control | D-dimer IVD, control | Class C
Siemens Healthcare | UK | IVD | 47346 | D-dimer IVD, kit, agglutination | D-dimer IVD, kit, agglutination | Class C
Siemens Healthcare | UK | IVD | 47349 | D-dimer IVD, reagent | D-dimer IVD, reagent | IVD General
Siemens Healthcare | UK | IVD | 60687 | Direct thrombin inhibitor therapeutic drug monitoring IVD, calibrator | Direct thrombin inhibitor therapeutic drug monitoring IVD, calibrator | IVD General
Siemens Healthcare | UK | IVD | 60687 | Direct thrombin inhibitor therapeutic drug monitoring IVD, calibrator | Direct thrombin inhibitor therapeutic drug monitoring IVD, calibrator | Class C
Siemens Healthcare | UK | IVD | 60688 | Direct thrombin inhibitor therapeutic drug monitoring IVD, control | Direct thrombin inhibitor therapeutic drug monitoring IVD, control | IVD General
Siemens Healthcare | UK | IVD | 56195 | Heparin anti-Xa IVD, kit, chromogenic | Heparin anti-Xa IVD, kit, chromogenic | IVD General
Siemens Healthcare | UK | IVD | 61036 | Valproic?acid?therapeutic drug monitoring IVD, kit, chemiluminescent immunoassay | Valproic?acid?therapeutic drug monitoring IVD, kit, chemiluminescent immunoassay | IVD General
Siemens Healthcare | UK | IVD | 60780 | Troponin I IVD, kit, chemiluminescent immunoassay | Troponin I IVD, kit, chemiluminescent immunoassay | IVD General
Siemens Healthcare | UK | IVD | 60780 | Troponin I IVD, kit, chemiluminescent immunoassay | Troponin I IVD, kit, chemiluminescent immunoassay | Class C
Siemens Healthcare | UK | IVD | 32449 | Treponema pallidum reagin antibody IVD, control | Treponema pallidum reagin antibody IVD, control | IVD General
Siemens Healthcare | UK | IVD | 38207 | Total prostate specific antigen (tPSA) IVD, control | Total prostate specific antigen (tPSA) IVD, control | Class C
Siemens Healthcare | UK | IVD | 54665 | Total prostate specific antigen (tPSA) IVD, kit, chemiluminescent immunoassay | Total prostate specific antigen (tPSA) IVD, kit, chemiluminescent immunoassay | Class C
Siemens Healthcare | UK | IVD | 54665 | Total prostate specific antigen (tPSA) IVD, kit, chemiluminescent immunoassay | Total prostate specific antigen (tPSA) IVD, kit, chemiluminescent immunoassay | IVD Annex II List B
Siemens Healthcare | UK | IVD | 61077 | Total testosterone IVD, kit, chemiluminescent immunoassay | Total testosterone IVD, kit, chemiluminescent immunoassay | Class A
Siemens Healthcare | UK | IVD | 61077 | Total testosterone IVD, kit, chemiluminescent immunoassay | Total testosterone IVD, kit, chemiluminescent immunoassay | IVD General
Siemens Healthcare | UK | IVD | 58322 | Total thyroxine (TT4) IVD, kit, chemiluminescent immunoassay | Total thyroxine (TT4) IVD, kit, chemiluminescent immunoassay | IVD General
Siemens Healthcare | UK | IVD | 58330 | Total triiodothyronine (TT3) IVD, kit, chemiluminescent immunoassay | Total triiodothyronine (TT3) IVD, kit, chemiluminescent immunoassay | IVD General
Siemens Healthcare | UK | IVD | 52438 | Toxoplasma gondii immunoglobulin G (IgG) antibody IVD, kit, chemiluminescent immunoassay | Toxoplasma gondii immunoglobulin G (IgG) antibody IVD, kit, chemiluminescent immunoassay | IVD Annex II List B
Siemens Healthcare | UK | IVD | 32449 | Treponema pallidum reagin antibody IVD, control | Treponema pallidum reagin antibody IVD, control | Class C
Siemens Healthcare | UK | IVD | 59863 | Treponema pallidum total antibody IVD, kit, chemiluminescent immunoassay | Treponema pallidum total antibody IVD, kit, chemiluminescent immunoassay | Class C
Siemens Healthcare | UK | IVD | 55983 | Prothrombin time (PT) IVD, kit, clotting | Prothrombin time (PT) IVD, kit, clotting | IVD General
Siemens Healthcare | UK | IVD | 55983 | Prothrombin time (PT) IVD, kit, clotting | Prothrombin time (PT) IVD, kit, clotting | Class C
Siemens Healthcare | UK | IVD | 55986 | Prothrombin time (PT) IVD, reagent | Prothrombin time (PT) IVD, reagent | IVD General
Siemens Healthcare | UK | IVD | 55986 | Prothrombin time (PT) IVD, reagent | Prothrombin time (PT) IVD, reagent | Class C
Siemens Healthcare | UK | IVD | 55992 | Reptilase time IVD, reagent | Reptilase time IVD, reagent | IVD General
Siemens Healthcare | UK | IVD | 55992 | Reptilase time IVD, reagent | Reptilase time IVD, reagent | Class C
Siemens Healthcare | UK | IVD | 53971 | Retinol binding protein IVD, kit, nephelometry/turbidimetry | Retinol binding protein IVD, kit, nephelometry/turbidimetry | Class B
Siemens Healthcare | UK | IVD | 53971 | Retinol binding protein IVD, kit, nephelometry/turbidimetry | Retinol binding protein IVD, kit, nephelometry/turbidimetry | IVD General
Siemens Healthcare | UK | IVD | 42230 | Rheumatoid factor IVD, calibrator | Rheumatoid factor IVD, calibrator | Class C
Siemens Healthcare | UK | IVD | 42231 | Rheumatoid factor IVD, control | Rheumatoid factor IVD, control | Class C
Siemens Healthcare | UK | IVD | 55112 | Rheumatoid factor IVD, kit, agglutination | Rheumatoid factor IVD, kit, agglutination | IVD General
Siemens Healthcare | UK | IVD | 55111 | Rheumatoid factor IVD, kit, nephelometry/turbidimetry | Rheumatoid factor IVD, kit, nephelometry/turbidimetry | Class B
Siemens Healthcare | UK | IVD | 55111 | Rheumatoid factor IVD, kit, nephelometry/turbidimetry | Rheumatoid factor IVD, kit, nephelometry/turbidimetry | IVD General
Siemens Healthcare | UK | IVD | 53453 | Serum amyloid A IVD, kit, nephelometry/turbidimetry | Serum amyloid A IVD, kit, nephelometry/turbidimetry | Class B
Siemens Healthcare | UK | IVD | 53980 | Soluble transferrin receptor IVD, reagent | Soluble transferrin receptor IVD, reagent | Class B
Siemens Healthcare | UK | IVD | 64981 | Specimen information management system IVD | Specimen information management system IVD | IVD General
Siemens Healthcare | UK | IVD | 66068 | Test tube/reservoir cap IVD | Test tube/reservoir cap IVD | Class A
Siemens Healthcare | UK | IVD | 56276 | Prothrombin fragment 1 + 2 IVD, kit, enzyme immunoassay (EIA) | Prothrombin fragment 1 + 2 IVD, kit, enzyme immunoassay (EIA) | Class C
Siemens Healthcare | UK | IVD | 56276 | Prothrombin fragment 1 + 2 IVD, kit, enzyme immunoassay (EIA) | Prothrombin fragment 1 + 2 IVD, kit, enzyme immunoassay (EIA) | IVD General
Siemens Healthcare | UK | IVD | 60497 | Protein S IVD, kit, nephelometry/turbidimetry | Protein S IVD, kit, nephelometry/turbidimetry | IVD General
Siemens Healthcare | UK | IVD | 60497 | Protein S IVD, kit, nephelometry/turbidimetry | Protein S IVD, kit, nephelometry/turbidimetry | Class B
Siemens Healthcare | UK | IVD | 30506 | Plasma protein IVD, control | Plasma protein IVD, control | Class C
Siemens Healthcare | UK | IVD | 53961 | Plasma protein IVD, reagent | Plasma protein IVD, reagent | Class B
Siemens Healthcare | UK | IVD | 56130 | Plasminogen activator inhibitor IVD, kit, chromogenic | Plasminogen activator inhibitor IVD, kit, chromogenic | IVD General
Siemens Healthcare | UK | IVD | 56125 | Plasminogen IVD, kit, chromogenic | Plasminogen IVD, kit, chromogenic | Class B
Siemens Healthcare | UK | IVD | 56125 | Plasminogen IVD, kit, chromogenic | Plasminogen IVD, kit, chromogenic | IVD General
Siemens Healthcare | UK | IVD | 56128 | Plasminogen IVD, reagent | Plasminogen IVD, reagent | Class B
Siemens Healthcare | UK | IVD | 56128 | Plasminogen IVD, reagent | Plasminogen IVD, reagent | IVD General
Siemens Healthcare | UK | IVD | 56699 | Platelet aggregation analyser IVD | Platelet aggregation analyser IVD | IVD General
Siemens Healthcare | UK | IVD | 56699 | Platelet aggregation analyser IVD | Platelet aggregation analyser IVD | Class A
Siemens Healthcare | UK | IVD | 56091 | Platelet aggregation study IVD, kit, nephelometry/turbidimetry | Platelet aggregation study IVD, kit, nephelometry/turbidimetry | Class B
Siemens Healthcare | UK | IVD | 55987 | Thrombin time (TT) IVD, kit, clotting | Thrombin time (TT) IVD, kit, clotting | IVD General
Siemens Healthcare | UK | IVD | 56091 | Platelet aggregation study IVD, kit, nephelometry/turbidimetry | Platelet aggregation study IVD, kit, nephelometry/turbidimetry | IVD General
Siemens Healthcare | UK | IVD | 56092 | Platelet aggregation study IVD, reagent | Platelet aggregation study IVD, reagent | Class A
Siemens Healthcare | UK | IVD | 53957 | Prealbumin (transthyretin) IVD, kit, nephelometry/turbidimetry | Prealbumin (transthyretin) IVD, kit, nephelometry/turbidimetry | Class B
Siemens Healthcare | UK | IVD | 53957 | Prealbumin (transthyretin) IVD, kit, nephelometry/turbidimetry | Prealbumin (transthyretin) IVD, kit, nephelometry/turbidimetry | IVD General
Siemens Healthcare | UK | IVD | 65504 | Prostaglandin D2 synthase IVD, kit, nephelometry/turbidimetry | Prostaglandin D2 synthase IVD, kit, nephelometry/turbidimetry | Class B
Siemens Healthcare | UK | IVD | 65504 | Prostaglandin D2 synthase IVD, kit, nephelometry/turbidimetry | Prostaglandin D2 synthase IVD, kit, nephelometry/turbidimetry | IVD General
Siemens Healthcare | UK | IVD | 47388 | Protein C IVD, kit, chromogenic | Protein C IVD, kit, chromogenic | Class C
Siemens Healthcare | UK | IVD | 47387 | Protein C IVD, kit, clotting | Protein C IVD, kit, clotting | Class C
Siemens Healthcare | UK | IVD | 56208 | Protein S IVD, kit, clotting | Protein S IVD, kit, clotting | Class C
Siemens Healthcare | UK | IVD | 56092 | Platelet aggregation study IVD, reagent | Platelet aggregation study IVD, reagent | IVD General
Siemens Healthcare | UK | IVD | 55987 | Thrombin time (TT) IVD, kit, clotting | Thrombin time (TT) IVD, kit, clotting | Class C
Siemens Healthcare | UK | IVD | 56157 | Thrombin-antithrombin III complex (TAT) IVD, kit, enzyme immunoassay (EIA) | Thrombin-antithrombin III complex (TAT) IVD, kit, enzyme immunoassay (EIA) | IVD General
Siemens Healthcare | UK | IVD | 59058 | Wash/cleaning solution IVD, automated/semi-automated system | Wash/cleaning solution IVD, automated/semi-automated system | IVD General
Siemens Healthcare | UK | IVD | 59058 | Wash/cleaning solution IVD, automated/semi-automated system | Wash/cleaning solution IVD, automated/semi-automated system | Class A
Siemens Healthcare | UK | IVD | 58423 | von Willebrand factor:glycoprotein Ib binding activity (vWF:GPIb) IVD, kit, nephelometry/turbidimetry | von Willebrand factor:glycoprotein Ib binding activity (vWF:GPIb) IVD, kit, nephelometry/turbidimetry | Class C
Siemens Healthcare | UK | IVD | 58423 | von Willebrand factor:glycoprotein Ib binding activity (vWF:GPIb) IVD, kit, nephelometry/turbidimetry | von Willebrand factor:glycoprotein Ib binding activity (vWF:GPIb) IVD, kit, nephelometry/turbidimetry | IVD General
Siemens Healthcare | UK | IVD | 56081 | von Willebrand factor: ristocetin cofactor complex activity (vWF:RCO) IVD, reagent | von Willebrand factor: ristocetin cofactor complex activity (vWF:RCO) IVD, reagent | Class C
Siemens Healthcare | UK | IVD | 59041 | Transferrin IVD, kit, nephelometry/turbidimetry | Transferrin IVD, kit, nephelometry/turbidimetry | IVD General
Siemens Healthcare | UK | IVD | 59041 | Transferrin IVD, kit, nephelometry/turbidimetry | Transferrin IVD, kit, nephelometry/turbidimetry | Class B
Siemens Healthcare | UK | IVD | 53793 | Total immunoglobulin M (IgM total) IVD, kit, nephelometry/turbidimetry | Total immunoglobulin M (IgM total) IVD, kit, nephelometry/turbidimetry | Class C
Siemens Healthcare | UK | IVD | 53793 | Total immunoglobulin M (IgM total) IVD, kit, nephelometry/turbidimetry | Total immunoglobulin M (IgM total) IVD, kit, nephelometry/turbidimetry | IVD General
Siemens Healthcare | UK | IVD | 53793 | Total immunoglobulin M (IgM total) IVD, kit, nephelometry/turbidimetry | Total immunoglobulin M (IgM total) IVD, kit, nephelometry/turbidimetry | Class B
Siemens Healthcare | UK | IVD | 56081 | von Willebrand factor: ristocetin cofactor complex activity (vWF:RCO) IVD, reagent | von Willebrand factor: ristocetin cofactor complex activity (vWF:RCO) IVD, reagent | IVD General
Siemens Healthcare | UK | IVD | 53785 | Total immunoglobulin G (IgG total) IVD, kit, nephelometry/turbidimetry | Total immunoglobulin G (IgG total) IVD, kit, nephelometry/turbidimetry | IVD General
Siemens Healthcare | UK | IVD | 57312 | Total immunoglobulin D (IgD total) IVD, antibody | Total immunoglobulin D (IgD total) IVD, antibody | IVD General
Siemens Healthcare | UK | IVD | 53758 | Total immunoglobulin A (IgA total) IVD, kit, nephelometry/turbidimetry | Total immunoglobulin A (IgA total) IVD, kit, nephelometry/turbidimetry | Class C
Siemens Healthcare | UK | IVD | 53758 | Total immunoglobulin A (IgA total) IVD, kit, nephelometry/turbidimetry | Total immunoglobulin A (IgA total) IVD, kit, nephelometry/turbidimetry | IVD General
Siemens Healthcare | UK | IVD | 53758 | Total immunoglobulin A (IgA total) IVD, kit, nephelometry/turbidimetry | Total immunoglobulin A (IgA total) IVD, kit, nephelometry/turbidimetry | Class B
Siemens Healthcare | UK | IVD | 66193 | TNF-alpha inhibitor therapeutic drug monitoring IVD, control | TNF-alpha inhibitor therapeutic drug monitoring IVD, control | IVD General
Siemens Healthcare | UK | IVD | 66193 | TNF-alpha inhibitor therapeutic drug monitoring IVD, control | TNF-alpha inhibitor therapeutic drug monitoring IVD, control | Class B
Siemens Healthcare | UK | IVD | 66192 | TNF-alpha inhibitor therapeutic drug monitoring IVD, calibrator | TNF-alpha inhibitor therapeutic drug monitoring IVD, calibrator | IVD General
Siemens Healthcare | UK | IVD | 66192 | TNF-alpha inhibitor therapeutic drug monitoring IVD, calibrator | TNF-alpha inhibitor therapeutic drug monitoring IVD, calibrator | Class B
Siemens Healthcare | UK | IVD | 56157 | Thrombin-antithrombin III complex (TAT) IVD, kit, enzyme immunoassay (EIA) | Thrombin-antithrombin III complex (TAT) IVD, kit, enzyme immunoassay (EIA) | Class C
Siemens Healthcare | UK | IVD | 53785 | Total immunoglobulin G (IgG total) IVD, kit, nephelometry/turbidimetry | Total immunoglobulin G (IgG total) IVD, kit, nephelometry/turbidimetry | Class C
Siemens Healthcare | UK | IVD | 47354 | B-type natriuretic protein/N-terminal pro b-type natriuretic peptide IVD, control | B-type natriuretic protein/N-terminal pro b-type natriuretic peptide IVD, control | IVD General
Siemens Healthcare | UK | IVD | 47351 | B-type natriuretic protein/N-terminal pro b-type natriuretic peptide IVD, kit, chemiluminescent immunoassay | B-type natriuretic protein/N-terminal pro b-type natriuretic peptide IVD, kit, chemiluminescent immunoassay | Class C
Siemens Healthcare | UK | IVD | 47351 | B-type natriuretic protein/N-terminal pro b-type natriuretic peptide IVD, kit, chemiluminescent immunoassay | B-type natriuretic protein/N-terminal pro b-type natriuretic peptide IVD, kit, chemiluminescent immunoassay | IVD General
Siemens Healthcare | UK | IVD | 38214 | Beta-2-microglobulin IVD, control | Beta-2-microglobulin IVD, control | IVD General
Siemens Healthcare | UK | IVD | 53929 | Beta-2-microglobulin IVD, kit, chemiluminescent immunoassay | Beta-2-microglobulin IVD, kit, chemiluminescent immunoassay | IVD General
Siemens Healthcare | UK | IVD | 58237 | Buffered sample diluent IVD, automated/semi-automated system | Buffered sample diluent IVD, automated/semi-automated system | Class A
Siemens Healthcare | UK | IVD | 58208 | Buffered sample diluent IVD, manual | Buffered sample diluent IVD, manual | Class A
Siemens Healthcare | UK | IVD | 47354 | B-type natriuretic protein/N-terminal pro b-type natriuretic peptide IVD, control | B-type natriuretic protein/N-terminal pro b-type natriuretic peptide IVD, control | Class C
Siemens Healthcare | UK | IVD | 41796 | Adrenocorticotropic hormone (ACTH) IVD, control | Adrenocorticotropic hormone (ACTH) IVD, control | Class B
Siemens Healthcare | UK | IVD | 53782 | Allergen-specific immunoglobulin E (IgE) antibody IVD, reagent | Allergen-specific immunoglobulin E (IgE) antibody IVD, reagent | IVD General
Siemens Healthcare | UK | IVD | 61955 | Allergen-specific immunoglobulin E (IgE) antibody IVD, kit, chemiluminescent immunoassay | Allergen-specific immunoglobulin E (IgE) antibody IVD, kit, chemiluminescent immunoassay | Class C
Siemens Healthcare | UK | IVD | 41349 | Allergen-specific immunoglobulin E (IgE) antibody IVD, control | Allergen-specific immunoglobulin E (IgE) antibody IVD, control | Class C
Siemens Healthcare | UK | IVD | 53598 | Albumin IVD, kit, enzyme immunoassay (EIA) | Albumin IVD, kit, enzyme immunoassay (EIA) | Class B
Siemens Healthcare | UK | IVD | 41839 | C-reactive protein (CRP) IVD, control | C-reactive protein (CRP) IVD, control | IVD General
Siemens Healthcare | UK | IVD | 53443 | Apolipoprotein A-I (Apo A1) IVD, kit, nephelometry/turbidimetry | Apolipoprotein A-I (Apo A1) IVD, kit, nephelometry/turbidimetry | Class B
Siemens Healthcare | UK | IVD | 53632 | Ceruloplasmin IVD, kit, nephelometry/turbidimetry | Ceruloplasmin IVD, kit, nephelometry/turbidimetry | Class B
Siemens Healthcare | UK | IVD | 56689 | Coagulation analyser IVD, laboratory | Coagulation analyser IVD, laboratory | Class A
Siemens Healthcare | UK | IVD | 56690 | Coagulation analyser IVD, laboratory, semi-automated | Coagulation analyser IVD, laboratory, semi-automated | IVD General
Siemens Healthcare | UK | IVD | 56003 | Coagulation factor II (prothrombin) IVD, reagent | Coagulation factor II (prothrombin) IVD, reagent | Class B
Siemens Healthcare | UK | IVD | 56003 | Coagulation factor II (prothrombin) IVD, reagent | Coagulation factor II (prothrombin) IVD, reagent | IVD General
Siemens Healthcare | UK | IVD | 56250 | Coagulation factor IX IVD, reagent | Coagulation factor IX IVD, reagent | IVD General
Siemens Healthcare | UK | IVD | 56250 | Coagulation factor IX IVD, reagent | Coagulation factor IX IVD, reagent | Class C
Siemens Healthcare | UK | IVD | 56013 | Coagulation factor V IVD, reagent | Coagulation factor V IVD, reagent | Class B
Siemens Healthcare | UK | IVD | 56013 | Coagulation factor V IVD, reagent | Coagulation factor V IVD, reagent | IVD General
Siemens Healthcare | UK | IVD | 56247 | Coagulation factor VII IVD, reagent | Coagulation factor VII IVD, reagent | IVD General
Siemens Healthcare | UK | IVD | 56247 | Coagulation factor VII IVD, reagent | Coagulation factor VII IVD, reagent | Class C
Siemens Healthcare | UK | IVD | 56022 | Coagulation factor VIII IVD, kit, chromogenic | Coagulation factor VIII IVD, kit, chromogenic | Class C
Siemens Healthcare | UK | IVD | 56025 | Coagulation factor VIII IVD, reagent | Coagulation factor VIII IVD, reagent | IVD General
Siemens Healthcare | UK | IVD | 56025 | Coagulation factor VIII IVD, reagent | Coagulation factor VIII IVD, reagent | Class C
Siemens Healthcare | UK | IVD | 62196 | Coagulation factor VIII-associated antigen IVD, kit, nephelometry/turbidimetry | Coagulation factor VIII-associated antigen IVD, kit, nephelometry/turbidimetry | Class B
Siemens Healthcare | UK | IVD | 62196 | Coagulation factor VIII-associated antigen IVD, kit, nephelometry/turbidimetry | Coagulation factor VIII-associated antigen IVD, kit, nephelometry/turbidimetry | IVD General
Siemens Healthcare | UK | IVD | 56037 | Coagulation factor X IVD, reagent | Coagulation factor X IVD, reagent | IVD General
Siemens Healthcare | UK | IVD | 56037 | Coagulation factor X IVD, reagent | Coagulation factor X IVD, reagent | Class C
Siemens Healthcare | UK | IVD | 56042 | Coagulation factor XI IVD, reagent | Coagulation factor XI IVD, reagent | Class B
Siemens Healthcare | UK | IVD | 30593 | Calcium chloride coagulation reagent IVD | Calcium chloride coagulation reagent IVD | Class A
Siemens Healthcare | UK | IVD | 53705 | C-reactive protein (CRP) IVD, kit, nephelometry/turbidimetry | C-reactive protein (CRP) IVD, kit, nephelometry/turbidimetry | Class C
Siemens Healthcare | UK | IVD | 53705 | C-reactive protein (CRP) IVD, kit, nephelometry/turbidimetry | C-reactive protein (CRP) IVD, kit, nephelometry/turbidimetry | IVD General
Siemens Healthcare | UK | IVD | 53445 | Apolipoprotein A-II (Apo A2) IVD, kit, nephelometry/turbidimetry | Apolipoprotein A-II (Apo A2) IVD, kit, nephelometry/turbidimetry | Class B
Siemens Healthcare | UK | IVD | 53447 | Apolipoprotein B (Apo B) IVD, kit, nephelometry/turbidimetry | Apolipoprotein B (Apo B) IVD, kit, nephelometry/turbidimetry | Class B
Siemens Healthcare | UK | IVD | 53458 | Apolipoprotein E (Apo E) IVD, kit, nephelometry/turbidimetry | Apolipoprotein E (Apo E) IVD, kit, nephelometry/turbidimetry | Class B
Siemens Healthcare | UK | IVD | 62225 | Assay container IVD, single-use | Assay container IVD, single-use | Class A
Siemens Healthcare | UK | IVD | 62225 | Assay container IVD, single-use | Assay container IVD, single-use | IVD General
Siemens Healthcare | UK | IVD | 53927 | Beta-2-microglobulin IVD, kit, nephelometry/turbidimetry | Beta-2-microglobulin IVD, kit, nephelometry/turbidimetry | IVD General
Siemens Healthcare | UK | IVD | 53927 | Beta-2-microglobulin IVD, kit, nephelometry/turbidimetry | Beta-2-microglobulin IVD, kit, nephelometry/turbidimetry | Class C
Siemens Healthcare | UK | IVD | 56042 | Coagulation factor XI IVD, reagent | Coagulation factor XI IVD, reagent | IVD General
Siemens Healthcare | UK | IVD | 65499 | Beta-haemolytic Group A Streptococcus DNAse B antibody IVD, kit, nephelometry/turbidimetry | Beta-haemolytic Group A Streptococcus DNAse B antibody IVD, kit, nephelometry/turbidimetry | IVD General
Siemens Healthcare | UK | IVD | 59055 | Beta-haemolytic Group A Streptococcus streptolysin O antibody IVD, kit, nephelometry/turbidimetry | Beta-haemolytic Group A Streptococcus streptolysin O antibody IVD, kit, nephelometry/turbidimetry | Class B
Siemens Healthcare | UK | IVD | 59055 | Beta-haemolytic Group A Streptococcus streptolysin O antibody IVD, kit, nephelometry/turbidimetry | Beta-haemolytic Group A Streptococcus streptolysin O antibody IVD, kit, nephelometry/turbidimetry | IVD General
Siemens Healthcare | UK | IVD | 42651 | Buffered isotonic saline reagent IVD | Buffered isotonic saline reagent IVD | Class A
Siemens Healthcare | UK | IVD | 58237 | Buffered sample diluent IVD, automated/semi-automated system | Buffered sample diluent IVD, automated/semi-automated system | Class A
Siemens Healthcare | UK | IVD | 58237 | Buffered sample diluent IVD, automated/semi-automated system | Buffered sample diluent IVD, automated/semi-automated system | IVD General
Siemens Healthcare | UK | IVD | 58236 | Buffered wash solution IVD, automated/semi-automated system | Buffered wash solution IVD, automated/semi-automated system | Class A
Siemens Healthcare | UK | IVD | 58236 | Buffered wash solution IVD, automated/semi-automated system | Buffered wash solution IVD, automated/semi-automated system | IVD General
Siemens Healthcare | UK | IVD | 65499 | Beta-haemolytic Group A Streptococcus DNAse B antibody IVD, kit, nephelometry/turbidimetry | Beta-haemolytic Group A Streptococcus DNAse B antibody IVD, kit, nephelometry/turbidimetry | Class B
Siemens Healthcare | UK | IVD | 56047 | Coagulation factor XII IVD, reagent | Coagulation factor XII IVD, reagent | Class B
Siemens Healthcare | UK | IVD | 60683 | Epstein-Barr virus (EBV) immunoglobulin G (IgG) antibody IVD, kit, chemiluminescent immunoassay | Epstein-Barr virus (EBV) immunoglobulin G (IgG) antibody IVD, kit, chemiluminescent immunoassay | IVD General
Siemens Healthcare | UK | IVD | 60684 | Epstein-Barr virus (EBV) immunoglobulin M (IgM) antibody IVD, kit, chemiluminescent immunoassay | Epstein-Barr virus (EBV) immunoglobulin M (IgM) antibody IVD, kit, chemiluminescent immunoassay | IVD General
Siemens Healthcare | UK | IVD | 60685 | Epstein-Barr virus nuclear antigen (EBNA) immunoglobulin G (IgG) antibody IVD, kit, chemiluminescent immunoassay | Epstein-Barr virus nuclear antigen (EBNA) immunoglobulin G (IgG) antibody IVD, kit, chemiluminescent immunoassay | IVD General
Siemens Healthcare | UK | IVD | 54149 | Erythropoietin (EPO) IVD, kit, chemiluminescent immunoassay | Erythropoietin (EPO) IVD, kit, chemiluminescent immunoassay | Class B
Siemens Healthcare | UK | IVD | 60979 | Estradiol?(oestradiol) (E2) IVD, kit, chemiluminescent immunoassay | Estradiol?(oestradiol) (E2) IVD, kit, chemiluminescent immunoassay | IVD General
Siemens Healthcare | UK | IVD | 41928 | Ferritin IVD, control | Ferritin IVD, control | Class B
Siemens Healthcare | UK | IVD | 61078 | Ferritin?IVD, kit, chemiluminescent immunoassay | Ferritin?IVD, kit, chemiluminescent immunoassay | Class B
Siemens Healthcare | UK | IVD | 54669 | Free (unbound) prostate specific antigen (fPSA) IVD, kit, chemiluminescent immunoassay | Free (unbound) prostate specific antigen (fPSA) IVD, kit, chemiluminescent immunoassay | IVD Annex II List B
Siemens Healthcare | UK | IVD | 54413 | Free thyroxine (FT4) IVD, kit, chemiluminescent immunoassay | Free thyroxine (FT4) IVD, kit, chemiluminescent immunoassay | IVD General
Siemens Healthcare | UK | IVD | 54417 | Free triiodothyronine (FT3) IVD, kit, chemiluminescent immunoassay | Free triiodothyronine (FT3) IVD, kit, chemiluminescent immunoassay | IVD General
Siemens Healthcare | UK | IVD | 54417 | Free triiodothyronine (FT3) IVD, kit, chemiluminescent immunoassay | Free triiodothyronine (FT3) IVD, kit, chemiluminescent immunoassay | Class B
Siemens Healthcare | UK | IVD | 60978 | Digitoxin?therapeutic drug monitoring IVD, kit, chemiluminescent immunoassay | Digitoxin?therapeutic drug monitoring IVD, kit, chemiluminescent immunoassay | IVD General
Siemens Healthcare | UK | IVD | 60978 | Digitoxin?therapeutic drug monitoring IVD, kit, chemiluminescent immunoassay | Digitoxin?therapeutic drug monitoring IVD, kit, chemiluminescent immunoassay | Class C
Siemens Healthcare | UK | IVD | 54139 | Dehydroepiandrosterone sulfate (DHEAS) IVD, kit, chemiluminescent immunoassay | Dehydroepiandrosterone sulfate (DHEAS) IVD, kit, chemiluminescent immunoassay | IVD General
Siemens Healthcare | UK | IVD | 54084 | Calcitonin IVD, kit, chemiluminescent immunoassay | Calcitonin IVD, kit, chemiluminescent immunoassay | IVD General
Siemens Healthcare | UK | IVD | 54084 | Calcitonin IVD, kit, chemiluminescent immunoassay | Calcitonin IVD, kit, chemiluminescent immunoassay | Class C
Siemens Healthcare | UK | IVD | 54588 | Cancer antigen 125 (CA125) IVD, kit, chemiluminescent immunoassay | Cancer antigen 125 (CA125) IVD, kit, chemiluminescent immunoassay | Class C
Siemens Healthcare | UK | IVD | 60975 | Cancer antigen 15-3 (CA15-3) IVD, kit, chemiluminescent immunoassay | Cancer antigen 15-3 (CA15-3) IVD, kit, chemiluminescent immunoassay | Class C
Siemens Healthcare | UK | IVD | 60976 | Cancer?antigen?19-9 (CA19-9) IVD, kit, chemiluminescent immunoassay | Cancer?antigen?19-9 (CA19-9) IVD, kit, chemiluminescent immunoassay | IVD General
Siemens Healthcare | UK | IVD | 54615 | Carcinoembryonic antigen (CEA) IVD, kit, chemiluminescent immunoassay | Carcinoembryonic antigen (CEA) IVD, kit, chemiluminescent immunoassay | IVD General
Siemens Healthcare | UK | IVD | 58793 | Chemiluminescent immunoassay signal generation kit IVD | Chemiluminescent immunoassay signal generation kit IVD | Class B
Siemens Healthcare | UK | IVD | 41899 | Collagen deoxypyridinoline IVD, control | Collagen deoxypyridinoline IVD, control | IVD General
Siemens Healthcare | UK | IVD | 53656 | Collagen pyridium crosslink IVD, control | Collagen pyridium crosslink IVD, control | Class B
Siemens Healthcare | UK | IVD | 61000 | Creatine?kinase?myocardial?isoenzyme (CKMB) IVD, kit, chemiluminescent immunoassay | Creatine?kinase?myocardial?isoenzyme (CKMB) IVD, kit, chemiluminescent immunoassay | IVD General
Siemens Healthcare | UK | IVD | 47347 | D-dimer IVD, control | D-dimer IVD, control | IVD General
Siemens Healthcare | UK | IVD | 60530 | D-dimer IVD, kit, chemiluminescent immunoassay | D-dimer IVD, kit, chemiluminescent immunoassay | IVD General
Siemens Healthcare | UK | IVD | 58793 | Chemiluminescent immunoassay signal generation kit IVD | Chemiluminescent immunoassay signal generation kit IVD | IVD General
Siemens Healthcare | UK | IVD | 61974 | Gastrin IVD, kit, chemiluminescent immunoassay | Gastrin IVD, kit, chemiluminescent immunoassay | IVD General
Siemens Healthcare | UK | IVD | 51010 | Helicobacter pylori immunoglobulin G (IgG) antibody IVD, control | Helicobacter pylori immunoglobulin G (IgG) antibody IVD, control | IVD General
Siemens Healthcare | UK | IVD | 54254 | Luteinizing hormone (LH) IVD, kit, chemiluminescent immunoassay | Luteinizing hormone (LH) IVD, kit, chemiluminescent immunoassay | IVD General
Siemens Healthcare | UK | IVD | 30503 | Multiple therapeutic drugs/drugs of abuse IVD, control | Multiple therapeutic drugs/drugs of abuse IVD, control | IVD General
Siemens Healthcare | UK | IVD | 55451 | Mycophenolate therapeutic drug monitoring IVD, calibrator | Mycophenolate therapeutic drug monitoring IVD, calibrator | IVD General
Siemens Healthcare | UK | IVD | 55451 | Mycophenolate therapeutic drug monitoring IVD, calibrator | Mycophenolate therapeutic drug monitoring IVD, calibrator | Class C
Siemens Healthcare | UK | IVD | 55452 | Mycophenolate therapeutic drug monitoring IVD, control | Mycophenolate therapeutic drug monitoring IVD, control | IVD General
Siemens Healthcare | UK | IVD | 55452 | Mycophenolate therapeutic drug monitoring IVD, control | Mycophenolate therapeutic drug monitoring IVD, control | Class C
Siemens Healthcare | UK | IVD | 55450 | Mycophenolate therapeutic drug monitoring IVD, kit, enzyme immunoassay (EIA) | Mycophenolate therapeutic drug monitoring IVD, kit, enzyme immunoassay (EIA) | IVD General
Siemens Healthcare | UK | IVD | 55450 | Mycophenolate therapeutic drug monitoring IVD, kit, enzyme immunoassay (EIA) | Mycophenolate therapeutic drug monitoring IVD, kit, enzyme immunoassay (EIA) | Class C
Siemens Healthcare | UK | IVD | 53952 | Myoglobin IVD, kit, chemiluminescent immunoassay | Myoglobin IVD, kit, chemiluminescent immunoassay | IVD General
Siemens Healthcare | UK | IVD | 42188 | Osteocalcin IVD, control | Osteocalcin IVD, control | Class B
Siemens Healthcare | UK | IVD | 42188 | Osteocalcin IVD, control | Osteocalcin IVD, control | IVD General
Siemens Healthcare | UK | IVD | 54273 | Osteocalcin IVD, kit, chemiluminescent immunoassay | Osteocalcin IVD, kit, chemiluminescent immunoassay | IVD General
Siemens Healthcare | UK | IVD | 54273 | Osteocalcin IVD, kit, chemiluminescent immunoassay | Osteocalcin IVD, kit, chemiluminescent immunoassay | Class B
Siemens Healthcare | UK | IVD | 60983 | Phenobarbital?therapeutic drug monitoring IVD, kit, chemiluminescent immunoassay | Phenobarbital?therapeutic drug monitoring IVD, kit, chemiluminescent immunoassay | Class C
Siemens Healthcare | UK | IVD | 53875 | Interleukin-8 (IL-8) IVD, kit, chemiluminescent immunoassay | Interleukin-8 (IL-8) IVD, kit, chemiluminescent immunoassay | IVD General
Siemens Healthcare | UK | IVD | 61971 | Helicobacter pylori immunoglobulin G (IgG) antibody IVD, kit, chemiluminescent immunoassay | Helicobacter pylori immunoglobulin G (IgG) antibody IVD, kit, chemiluminescent immunoassay | IVD General
Siemens Healthcare | UK | IVD | 48298 | Hepatitis B virus core immunoglobulin M (IgM) antibody IVD, kit, chemiluminescent immunoassay | Hepatitis B virus core immunoglobulin M (IgM) antibody IVD, kit, chemiluminescent immunoassay | IVD Annex II List A
Siemens Healthcare | UK | IVD | 41984 | Hepatitis B virus core total antibody IVD, control | Hepatitis B virus core total antibody IVD, control | IVD Annex II List A
Siemens Healthcare | UK | IVD | 48348 | Hepatitis B virus e-antigen total antibody IVD, kit, chemiluminescent immunoassay | Hepatitis B virus e-antigen total antibody IVD, kit, chemiluminescent immunoassay | IVD Annex II List A
Siemens Healthcare | UK | IVD | 42000 | Hepatitis B virus surface antigen IVD, control | Hepatitis B virus surface antigen IVD, control | IVD Annex II List A
Siemens Healthcare | UK | IVD | 48321 | Hepatitis B virus surface antigen IVD, kit, chemiluminescent immunoassay | Hepatitis B virus surface antigen IVD, kit, chemiluminescent immunoassay | IVD Annex II List A
Siemens Healthcare | UK | IVD | 60812 | Hepatitis B virus surface antigen neutralization IVD, kit, chemiluminescent immunoassay | Hepatitis B virus surface antigen neutralization IVD, kit, chemiluminescent immunoassay | IVD Annex II List A
Siemens Healthcare | UK | IVD | 48316 | Hepatitis B virus surface total antibody IVD, kit, chemiluminescent immunoassay | Hepatitis B virus surface total antibody IVD, kit, chemiluminescent immunoassay | IVD Annex II List A
Siemens Healthcare | UK | IVD | 61016 | Homocysteine?IVD, kit, chemiluminescent immunoassay | Homocysteine?IVD, kit, chemiluminescent immunoassay | Class B
Siemens Healthcare | UK | IVD | 54215 | Human chorionic gonadotropin beta-subunit (beta-HCG) IVD, kit, chemiluminescent immunoassay | Human chorionic gonadotropin beta-subunit (beta-HCG) IVD, kit, chemiluminescent immunoassay | IVD Annex II List B
Siemens Healthcare | UK | IVD | 54220 | Human growth hormone (HGH) IVD, kit, chemiluminescent immunoassay | Human growth hormone (HGH) IVD, kit, chemiluminescent immunoassay | IVD General
Siemens Healthcare | UK | IVD | 54242 | Insulin-like growth factor binding protein 3 (IGFBP-3) IVD, kit, chemiluminescent immunoassay | Insulin-like growth factor binding protein 3 (IGFBP-3) IVD, kit, chemiluminescent immunoassay | IVD General
Siemens Healthcare | UK | IVD | 42197 | Insulin-like growth factor I (IGF1) IVD, control | Insulin-like growth factor I (IGF1) IVD, control | IVD General
Siemens Healthcare | UK | IVD | 61016 | Homocysteine?IVD, kit, chemiluminescent immunoassay | Homocysteine?IVD, kit, chemiluminescent immunoassay | IVD General
Siemens Healthcare | UK | IVD | 56615 | Placental growth factor (PLGF) IVD, control | Placental growth factor (PLGF) IVD, control | IVD General
Siemens Healthcare | UK | IVD | 59041 | Transferrin IVD, kit, nephelometry/turbidimetry | Transferrin IVD, kit, nephelometry/turbidimetry | IVD General
Siemens Healthcare | UK | IVD | 59041 | Transferrin IVD, kit, nephelometry/turbidimetry | Transferrin IVD, kit, nephelometry/turbidimetry | Class B
Siemens Healthcare | UK | IVD | 37733 | Treponema pallidum total antibody IVD, control | Treponema pallidum total antibody IVD, control | IVD General
Siemens Healthcare | UK | IVD | 53460 | Triglyceride IVD, kit, enzyme spectrophotometry | Triglyceride IVD, kit, enzyme spectrophotometry | IVD General
Siemens Healthcare | UK | IVD | 54012 | Troponin I IVD, control | Troponin I IVD, control | Class C
Siemens Healthcare | UK | IVD | 60780 | Troponin I IVD, kit, chemiluminescent immunoassay | Troponin I IVD, kit, chemiluminescent immunoassay | Class C
Siemens Healthcare | UK | IVD | 52483 | Trypanosoma cruzi immunoglobulin G (IgG) antibody IVD, control | Trypanosoma cruzi immunoglobulin G (IgG) antibody IVD, control | Class C
Siemens Healthcare | UK | IVD | 53587 | Urea IVD, kit, enzyme spectrophotometry | Urea IVD, kit, enzyme spectrophotometry | Class B
Siemens Healthcare | UK | IVD | 53587 | Urea IVD, kit, enzyme spectrophotometry | Urea IVD, kit, enzyme spectrophotometry | IVD General
Siemens Healthcare | UK | IVD | 53583 | Uric acid IVD, kit, enzyme spectrophotometry | Uric acid IVD, kit, enzyme spectrophotometry | IVD General
Siemens Healthcare | UK | IVD | 35918 | Urine analyser IVD, laboratory | Urine analyser IVD, laboratory | Class A
Siemens Healthcare | UK | IVD | 57861 | Urine analyser IVD, point-of-care | Urine analyser IVD, point-of-care | Class A
Siemens Healthcare | UK | IVD | 54515 | Urine blood IVD, kit, rapid colorimetric, clinical | Urine blood IVD, kit, rapid colorimetric, clinical | IVD Devices for Self-Testing
Siemens Healthcare | UK | IVD | 54523 | Urine protein IVD, kit, colorimetric dipstick, rapid | Urine protein IVD, kit, colorimetric dipstick, rapid | IVD Devices for Self-Testing
Siemens Healthcare | UK | IVD | 55431 | Valproic acid therapeutic drug monitoring IVD, calibrator | Valproic acid therapeutic drug monitoring IVD, calibrator | IVD General
Siemens Healthcare | UK | IVD | 42164 | Toxoplasma gondii immunoglobulin M (IgM) antibody IVD, control | Toxoplasma gondii immunoglobulin M (IgM) antibody IVD, control | Class C
Siemens Healthcare | UK | IVD | 42164 | Toxoplasma gondii immunoglobulin M (IgM) antibody IVD, control | Toxoplasma gondii immunoglobulin M (IgM) antibody IVD, control | IVD Annex II List B
Siemens Healthcare | UK | IVD | 53793 | Total immunoglobulin M (IgM total) IVD, kit, nephelometry/turbidimetry | Total immunoglobulin M (IgM total) IVD, kit, nephelometry/turbidimetry | Class B
Siemens Healthcare | UK | IVD | 53793 | Total immunoglobulin M (IgM total) IVD, kit, nephelometry/turbidimetry | Total immunoglobulin M (IgM total) IVD, kit, nephelometry/turbidimetry | IVD General
Siemens Healthcare | UK | IVD | 38208 | Total prostate specific antigen (tPSA) IVD, calibrator | Total prostate specific antigen (tPSA) IVD, calibrator | Class C
Siemens Healthcare | UK | IVD | 54665 | Total prostate specific antigen (tPSA) IVD, kit, chemiluminescent immunoassay | Total prostate specific antigen (tPSA) IVD, kit, chemiluminescent immunoassay | Class C
Siemens Healthcare | UK | IVD | 53988 | Total protein IVD, calibrator | Total protein IVD, calibrator | Class B
Siemens Healthcare | UK | IVD | 53985 | Total protein IVD, kit, enzyme spectrophotometry | Total protein IVD, kit, enzyme spectrophotometry | Class B
Siemens Healthcare | UK | IVD | 61077 | Total testosterone IVD, kit, chemiluminescent immunoassay | Total testosterone IVD, kit, chemiluminescent immunoassay | Class B
Siemens Healthcare | UK | IVD | 58322 | Total thyroxine (TT4) IVD, kit, chemiluminescent immunoassay | Total thyroxine (TT4) IVD, kit, chemiluminescent immunoassay | Class B
Siemens Healthcare | UK | IVD | 58330 | Total triiodothyronine (TT3) IVD, kit, chemiluminescent immunoassay | Total triiodothyronine (TT3) IVD, kit, chemiluminescent immunoassay | Class B
Siemens Healthcare | UK | IVD | 42167 | Toxoplasma gondii immunoglobulin G (IgG) antibody IVD, control | Toxoplasma gondii immunoglobulin G (IgG) antibody IVD, control | Class C
Siemens Healthcare | UK | IVD | 52438 | Toxoplasma gondii immunoglobulin G (IgG) antibody IVD, kit, chemiluminescent immunoassay | Toxoplasma gondii immunoglobulin G (IgG) antibody IVD, kit, chemiluminescent immunoassay | Class C
Siemens Healthcare | UK | IVD | 53985 | Total protein IVD, kit, enzyme spectrophotometry | Total protein IVD, kit, enzyme spectrophotometry | IVD General
Siemens Healthcare | UK | IVD | 49107 | Zika virus immunoglobulin M (IgM) antibody IVD, kit, chemiluminescent immunoassay | Zika virus immunoglobulin M (IgM) antibody IVD, kit, chemiluminescent immunoassay | IVD General
Siemens Healthcare | UK | IVD | 61014 | Vancomycin therapeutic?drug monitoring?IVD, kit,?nephelometry/turbidimetry | Vancomycin therapeutic?drug monitoring?IVD, kit,?nephelometry/turbidimetry | IVD General
Siemens Healthcare | UK | IVD | 61034 | Vancomycin?therapeutic drug monitoring IVD, kit, chemiluminescent immunoassay | Vancomycin?therapeutic drug monitoring IVD, kit, chemiluminescent immunoassay | IVD General
Siemens Healthcare | UK | IVD | 65170 | Viral inactivation buffer IVD | Viral inactivation buffer IVD | IVD General
Siemens Healthcare | UK | IVD | 60779 | Vitamin B12 IVD, kit, chemiluminescent immunoassay | Vitamin B12 IVD, kit, chemiluminescent immunoassay | Class B
Siemens Healthcare | UK | IVD | 59058 | Wash/cleaning solution IVD, automated/semi-automated system | Wash/cleaning solution IVD, automated/semi-automated system | Class A
Siemens Healthcare | UK | IVD | 55858 | White blood cell count IVD, kit, cell count | White blood cell count IVD, kit, cell count | IVD General
Siemens Healthcare | UK | IVD | 55858 | White blood cell count IVD, kit, cell count | White blood cell count IVD, kit, cell count | Class A
Siemens Healthcare | UK | IVD | 49109 | Zika virus immunoglobulin M (IgM) antibody IVD, control | Zika virus immunoglobulin M (IgM) antibody IVD, control | IVD General
Siemens Healthcare | UK | IVD | 54458 | Vitamin B12 IVD, reagent | Vitamin B12 IVD, reagent | Class B
Siemens Healthcare | UK | IVD | 61016 | Homocysteine?IVD, kit, chemiluminescent immunoassay | Homocysteine?IVD, kit, chemiluminescent immunoassay | Class B
Siemens Healthcare | UK | IVD | 61032 | Laboratory analyser cuvette IVD, single-use | Laboratory analyser cuvette IVD, single-use | Class A
Siemens Healthcare | UK | IVD | 30203 | Laboratory pH electrode | Laboratory pH electrode | IVD General
Siemens Healthcare | UK | IVD | 62172 | Laboratory waste receptacle IVD | Laboratory waste receptacle IVD | Class A
Siemens Healthcare | UK | IVD | 62172 | Laboratory waste receptacle IVD | Laboratory waste receptacle IVD | IVD General
Siemens Healthcare | UK | IVD | 30208 | Lactate electrode IVD | Lactate electrode IVD | Class A
Siemens Healthcare | UK | IVD | 53342 | Lactate IVD, kit, enzyme spectrophotometry | Lactate IVD, kit, enzyme spectrophotometry | Class B
Siemens Healthcare | UK | IVD | 61894 | Lidocaine therapeutic drug monitoring IVD, kit, nephelometry/turbidimetry | Lidocaine therapeutic drug monitoring IVD, kit, nephelometry/turbidimetry | Class C
Siemens Healthcare | UK | IVD | 61894 | Lidocaine therapeutic drug monitoring IVD, kit, nephelometry/turbidimetry | Lidocaine therapeutic drug monitoring IVD, kit, nephelometry/turbidimetry | IVD General
Siemens Healthcare | UK | IVD | 53108 | Lipase IVD, kit, enzyme spectrophotometry | Lipase IVD, kit, enzyme spectrophotometry | Class B
Siemens Healthcare | UK | IVD | 53108 | Lipase IVD, kit, enzyme spectrophotometry | Lipase IVD, kit, enzyme spectrophotometry | IVD General
Siemens Healthcare | UK | IVD | 61994 | Lipopolysaccharide binding protein (LBP) IVD, kit, chemiluminescent immunoassay | Lipopolysaccharide binding protein (LBP) IVD, kit, chemiluminescent immunoassay | IVD General
Siemens Healthcare | UK | IVD | 53438 | Lipoprotein A IVD, kit, nephelometry/turbidimetry | Lipoprotein A IVD, kit, nephelometry/turbidimetry | IVD General
Siemens Healthcare | UK | IVD | 41728 | Low density lipoprotein (LDL) cholesterol IVD, calibrator | Low density lipoprotein (LDL) cholesterol IVD, calibrator | IVD General
Siemens Healthcare | UK | IVD | 54254 | Luteinizing hormone (LH) IVD, kit, chemiluminescent immunoassay | Luteinizing hormone (LH) IVD, kit, chemiluminescent immunoassay | Class B
Siemens Healthcare | UK | IVD | 61033 | Laboratory analyser cuvette IVD, reusable | Laboratory analyser cuvette IVD, reusable | Class A
Siemens Healthcare | UK | IVD | 54758 | Iron IVD, kit, spectrophotometry | Iron IVD, kit, spectrophotometry | Class B
Siemens Healthcare | UK | IVD | 42663 | Human chorionic gonadotropin beta-core fragment IVD, kit, rapid ICT, clinical | Human chorionic gonadotropin beta-core fragment IVD, kit, rapid ICT, clinical | IVD General
Siemens Healthcare | UK | IVD | 42663 | Human chorionic gonadotropin beta-core fragment IVD, kit, rapid ICT, clinical | Human chorionic gonadotropin beta-core fragment IVD, kit, rapid ICT, clinical | Class B
Siemens Healthcare | UK | IVD | 47208 | Hyaluronic acid (HA) IVD, control | Hyaluronic acid (HA) IVD, control | IVD General
Siemens Healthcare | UK | IVD | 47209 | Hyaluronic acid (HA) IVD, kit, binding assay | Hyaluronic acid (HA) IVD, kit, binding assay | IVD General
Siemens Healthcare | UK | IVD | 62011 | Instrument/analyser specimen/reagent container carrier IVD | Instrument/analyser specimen/reagent container carrier IVD | Class A
Siemens Healthcare | UK | IVD | 46795 | Magnesium (Mg2+) IVD, kit, spectrophotometry | Magnesium (Mg2+) IVD, kit, spectrophotometry | IVD General
Siemens Healthcare | UK | IVD | 62625 | Instrument/analyser test tube rack cover IVD | Instrument/analyser test tube rack cover IVD | IVD General
Siemens Healthcare | UK | IVD | 42091 | Insulin IVD, calibrator | Insulin IVD, calibrator | IVD General
Siemens Healthcare | UK | IVD | 42091 | Insulin IVD, calibrator | Insulin IVD, calibrator | Class B
Siemens Healthcare | UK | IVD | 54237 | Insulin IVD, kit, chemiluminescent immunoassay | Insulin IVD, kit, chemiluminescent immunoassay | Class B
Siemens Healthcare | UK | IVD | 54237 | Insulin IVD, kit, chemiluminescent immunoassay | Insulin IVD, kit, chemiluminescent immunoassay | IVD General
Siemens Healthcare | UK | IVD | 53861 | Interleukin-6 (IL-6) IVD, control | Interleukin-6 (IL-6) IVD, control | IVD General
Siemens Healthcare | UK | IVD | 53858 | Interleukin-6 (IL-6) IVD, kit, chemiluminescent immunoassay | Interleukin-6 (IL-6) IVD, kit, chemiluminescent immunoassay | IVD General
Siemens Healthcare | UK | IVD | 54757 | Iron IVD, kit, enzyme spectrophotometry | Iron IVD, kit, enzyme spectrophotometry | IVD General
Siemens Healthcare | UK | IVD | 62625 | Instrument/analyser test tube rack cover IVD | Instrument/analyser test tube rack cover IVD | Class A
Siemens Healthcare | UK | IVD | 55986 | Prothrombin time (PT) IVD, reagent | Prothrombin time (PT) IVD, reagent | IVD General
Siemens Healthcare | UK | IVD | 52971 | Pseudocholinesterase IVD, kit, enzyme spectrophotometry | Pseudocholinesterase IVD, kit, enzyme spectrophotometry | IVD General
Siemens Healthcare | UK | IVD | 59241 | Reference electrode IVD | Reference electrode IVD | IVD General
Siemens Healthcare | UK | IVD | 30537 | Reticulocyte count IVD, control | Reticulocyte count IVD, control | IVD General
Siemens Healthcare | UK | IVD | 30537 | Reticulocyte count IVD, control | Reticulocyte count IVD, control | Class B
Siemens Healthcare | UK | IVD | 55862 | Reticulocyte count IVD, kit, cell count | Reticulocyte count IVD, kit, cell count | IVD General
Siemens Healthcare | UK | IVD | 55862 | Reticulocyte count IVD, kit, cell count | Reticulocyte count IVD, kit, cell count | Class A
Siemens Healthcare | UK | IVD | 55111 | Rheumatoid factor IVD, kit, nephelometry/turbidimetry | Rheumatoid factor IVD, kit, nephelometry/turbidimetry | Class B
Siemens Healthcare | UK | IVD | 42140 | Rubella virus immunoglobulin G (IgG) antibody IVD, control | Rubella virus immunoglobulin G (IgG) antibody IVD, control | IVD Annex II List B
Siemens Healthcare | UK | IVD | 42142 | Rubella virus immunoglobulin M (IgM) antibody IVD, control | Rubella virus immunoglobulin M (IgM) antibody IVD, control | IVD Annex II List B
Siemens Healthcare | UK | IVD | 42142 | Rubella virus immunoglobulin M (IgM) antibody IVD, control | Rubella virus immunoglobulin M (IgM) antibody IVD, control | Class C
Siemens Healthcare | UK | IVD | 60991 | Rubella virus immunoglobulin M (IgM) antibody IVD, kit, chemiluminescent immunoassay | Rubella virus immunoglobulin M (IgM) antibody IVD, kit, chemiluminescent immunoassay | Class C
Siemens Healthcare | UK | IVD | 55793 | Salicylate IVD, kit, enzyme spectrophotometry | Salicylate IVD, kit, enzyme spectrophotometry | Class C
Siemens Healthcare | UK | IVD | 65149 | SARS-CoV-2 antigen IVD, calibrator | SARS-CoV-2 antigen IVD, calibrator | IVD General
Siemens Healthcare | UK | IVD | 64922 | SARS-CoV-2 antigen IVD, control | SARS-CoV-2 antigen IVD, control | IVD General
Siemens Healthcare | UK | IVD | 65147 | SARS-CoV-2 antigen IVD, kit, chemiluminescent immunoassay | SARS-CoV-2 antigen IVD, kit, chemiluminescent immunoassay | IVD General
Siemens Healthcare | UK | IVD | 55985 | Prothrombin time (PT) IVD, control | Prothrombin time (PT) IVD, control | IVD General
Siemens Healthcare | UK | IVD | 55764 | Propoxyphene IVD, kit, enzyme immunoassay (EIA) | Propoxyphene IVD, kit, enzyme immunoassay (EIA) | Class B
Siemens Healthcare | UK | IVD | 55764 | Propoxyphene IVD, kit, enzyme immunoassay (EIA) | Propoxyphene IVD, kit, enzyme immunoassay (EIA) | IVD General
Siemens Healthcare | UK | IVD | 54335 | Prolactin IVD, kit, chemiluminescent immunoassay | Prolactin IVD, kit, chemiluminescent immunoassay | IVD General
Siemens Healthcare | UK | IVD | 55422 | Phenytoin therapeutic drug monitoring IVD, kit, enzyme immunoassay (EIA) | Phenytoin therapeutic drug monitoring IVD, kit, enzyme immunoassay (EIA) | IVD General
Siemens Healthcare | UK | IVD | 59119 | Phosphate buffer/Sorenson buffer solution IVD | Phosphate buffer/Sorenson buffer solution IVD | Class A
Siemens Healthcare | UK | IVD | 63337 | Pipette tip IVD | Pipette tip IVD | IVD General
Siemens Healthcare | UK | IVD | 63337 | Pipette tip IVD | Pipette tip IVD | Class A
Siemens Healthcare | UK | IVD | 59248 | Potassium (K+) electrode IVD | Potassium (K+) electrode IVD | IVD General
Siemens Healthcare | UK | IVD | 52892 | Potassium (K+) IVD, kit, ion-selective electrode (ISE) | Potassium (K+) IVD, kit, ion-selective electrode (ISE) | IVD General
Siemens Healthcare | UK | IVD | 53957 | Prealbumin (transthyretin) IVD, kit, nephelometry/turbidimetry | Prealbumin (transthyretin) IVD, kit, nephelometry/turbidimetry | IVD General
Siemens Healthcare | UK | IVD | 64788 | SARS-CoV-2 immunoglobulin G (IgG) antibody IVD, control | SARS-CoV-2 immunoglobulin G (IgG) antibody IVD, control | IVD General
Siemens Healthcare | UK | IVD | 63375 | Printer label IVD | Printer label IVD | Class A
Siemens Healthcare | UK | IVD | 61896 | Procainamide therapeutic drug monitoring IVD, kit, nephelometry/turbidimetry | Procainamide therapeutic drug monitoring IVD, kit, nephelometry/turbidimetry | IVD General
Siemens Healthcare | UK | IVD | 54315 | Procalcitonin (PCT) IVD, control | Procalcitonin (PCT) IVD, control | Class C
Siemens Healthcare | UK | IVD | 58731 | Procalcitonin (PCT) IVD, kit, chemiluminescent immunoassay | Procalcitonin (PCT) IVD, kit, chemiluminescent immunoassay | Class C
Siemens Healthcare | UK | IVD | 54322 | Progesterone IVD, kit, chemiluminescent immunoassay | Progesterone IVD, kit, chemiluminescent immunoassay | IVD General
Siemens Healthcare | UK | IVD | 63375 | Printer label IVD | Printer label IVD | IVD General
Siemens Healthcare | UK | IVD | 64760 | SARS-CoV-2 immunoglobulin G (IgG) antibody IVD, kit, chemiluminescent immunoassay | SARS-CoV-2 immunoglobulin G (IgG) antibody IVD, kit, chemiluminescent immunoassay | IVD General
Siemens Healthcare | UK | IVD | 60994 | Multiple liver fibrosis marker IVD, kit, chemiluminescent immunoassay | Multiple liver fibrosis marker IVD, kit, chemiluminescent immunoassay | IVD General
Siemens Healthcare | UK | IVD | 52521 | Nucleic acid extraction/isolation kit IVD | Nucleic acid extraction/isolation kit IVD | IVD General
Siemens Healthcare | UK | IVD | 52521 | Nucleic acid extraction/isolation kit IVD | Nucleic acid extraction/isolation kit IVD | Class A
Siemens Healthcare | UK | IVD | 60736 | Nucleic acid sample preparation instrument IVD | Nucleic acid sample preparation instrument IVD | IVD General
Siemens Healthcare | UK | IVD | 60736 | Nucleic acid sample preparation instrument IVD | Nucleic acid sample preparation instrument IVD | Class A
Siemens Healthcare | UK | IVD | 55717 | Opiate/opiate metabolite IVD, kit, enzyme immunoassay (EIA) | Opiate/opiate metabolite IVD, kit, enzyme immunoassay (EIA) | IVD General
Siemens Healthcare | UK | IVD | 55717 | Opiate/opiate metabolite IVD, kit, enzyme immunoassay (EIA) | Opiate/opiate metabolite IVD, kit, enzyme immunoassay (EIA) | Class B
Siemens Healthcare | UK | IVD | 58048 | Optical laboratory instrument performance standard calibrator/control IVD, single-use | Optical laboratory instrument performance standard calibrator/control IVD, single-use | Class A
Siemens Healthcare | UK | IVD | 62306 | Oxycodone IVD, kit, enzyme immunoassay (EIA) | Oxycodone IVD, kit, enzyme immunoassay (EIA) | IVD General
Siemens Healthcare | UK | IVD | 42207 | Parathyroid hormone (PTH) IVD, calibrator | Parathyroid hormone (PTH) IVD, calibrator | IVD General
Siemens Healthcare | UK | IVD | 42208 | Parathyroid hormone (PTH) IVD, control | Parathyroid hormone (PTH) IVD, control | Class B
Siemens Healthcare | UK | IVD | 54277 | Parathyroid hormone (PTH) IVD, kit, chemiluminescent immunoassay | Parathyroid hormone (PTH) IVD, kit, chemiluminescent immunoassay | Class B
Siemens Healthcare | UK | IVD | 42693 | pH-adjusted buffer solution IVD | pH-adjusted buffer solution IVD | Class A
Siemens Healthcare | UK | IVD | 55756 | Phenobarbital IVD, kit, nephelometry/turbidimetry | Phenobarbital IVD, kit, nephelometry/turbidimetry | IVD General
Siemens Healthcare | UK | IVD | 60983 | Phenobarbital?therapeutic drug monitoring IVD, kit, chemiluminescent immunoassay | Phenobarbital?therapeutic drug monitoring IVD, kit, chemiluminescent immunoassay | IVD General
Siemens Healthcare | UK | IVD | 61895 | N-acetyl procainamide (NAPA) IVD, kit, nephelometry/turbidimetry | N-acetyl procainamide (NAPA) IVD, kit, nephelometry/turbidimetry | IVD General
Siemens Healthcare | UK | IVD | 59042 | Myoglobin IVD, kit, nephelometry/turbidimetry | Myoglobin IVD, kit, nephelometry/turbidimetry | IVD General
Siemens Healthcare | UK | IVD | 53952 | Myoglobin IVD, kit, chemiluminescent immunoassay | Myoglobin IVD, kit, chemiluminescent immunoassay | Class C
Siemens Healthcare | UK | IVD | 42786 | Multiple steroid hormone IVD, calibrator | Multiple steroid hormone IVD, calibrator | IVD General
Siemens Healthcare | UK | IVD | 42786 | Multiple steroid hormone IVD, calibrator | Multiple steroid hormone IVD, calibrator | Class C
Siemens Healthcare | UK | IVD | 42786 | Multiple steroid hormone IVD, calibrator | Multiple steroid hormone IVD, calibrator | Class B
Siemens Healthcare | UK | IVD | 30503 | Multiple therapeutic drugs/drugs of abuse IVD, control | Multiple therapeutic drugs/drugs of abuse IVD, control | IVD General
Siemens Healthcare | UK | IVD | 38221 | Multiple tissue-associated protein/tumour marker IVD, calibrator | Multiple tissue-associated protein/tumour marker IVD, calibrator | Class C
Siemens Healthcare | UK | IVD | 30219 | Multiple urine analyte IVD, control | Multiple urine analyte IVD, control | IVD General
Siemens Healthcare | UK | IVD | 30219 | Multiple urine analyte IVD, control | Multiple urine analyte IVD, control | Class B
Siemens Healthcare | UK | IVD | 54514 | Multiple urine analyte IVD, kit, rapid colorimetric, clinical | Multiple urine analyte IVD, kit, rapid colorimetric, clinical | Class B
Siemens Healthcare | UK | IVD | 55234 | Multiple-therapy therapeutic drug monitoring IVD, calibrator | Multiple-therapy therapeutic drug monitoring IVD, calibrator | Class C
Siemens Healthcare | UK | IVD | 55234 | Multiple-therapy therapeutic drug monitoring IVD, calibrator | Multiple-therapy therapeutic drug monitoring IVD, calibrator | IVD General
Siemens Healthcare | UK | IVD | 47868 | Multiple-type clinical chemistry analyte profile IVD, calibrator | Multiple-type clinical chemistry analyte profile IVD, calibrator | Class B
Siemens Healthcare | UK | IVD | 61726 | Multiplex analyser IVD, point-of-care | Multiplex analyser IVD, point-of-care | IVD General
Siemens Healthcare | UK | IVD | 61726 | Multiplex analyser IVD, point-of-care | Multiplex analyser IVD, point-of-care | Class A
Siemens Healthcare | UK | IVD | 55450 | Mycophenolate therapeutic drug monitoring IVD, kit, enzyme immunoassay (EIA) | Mycophenolate therapeutic drug monitoring IVD, kit, enzyme immunoassay (EIA) | IVD General
Siemens Healthcare | UK | IVD | 41733 | Myoglobin IVD, calibrator | Myoglobin IVD, calibrator | Class C
Siemens Healthcare | UK | IVD | 55423 | Phenytoin therapeutic drug monitoring IVD, calibrator | Phenytoin therapeutic drug monitoring IVD, calibrator | IVD General
Siemens Healthcare | UK | IVD | 61716 | Troponin I IVD, kit, magnetic immunoassay | Troponin I IVD, kit, magnetic immunoassay | IVD General
Siemens Healthcare | UK | IVD | 61726 | Multiplex analyser IVD, point-of-care | Multiplex analyser IVD, point-of-care | IVD General
Siemens Healthcare | UK | IVD | 56208 | Protein S IVD, kit, clotting | Protein S IVD, kit, clotting | IVD General
Siemens Healthcare | Australia | MD | 37649 | X-ray system, diagnostic, fluoroscopic, general-purpose, portable, digital | X-ray system, diagnostic, fluoroscopic, general-purpose, portable, digital | Class IIb
Siemens Healthcare | Australia | MD | 40901 | Patient positioning device, diagnostic imaging/radiotherapy, pelvis | Patient positioning device, diagnostic imaging/radiotherapy, pelvis | Class I
Siemens Healthcare | Australia | IVD | 48446 | Atellica IM HIV Ag/Ab Combo (CHIV) - HIV1/HIV2 antigen/antibody IVD, kit, chemiluminescent immunoassay | HIV1/HIV2 antigen/antibody IVD, kit, chemiluminescent immunoassay | Class 4
Siemens Healthcare | Australia | MD | 41670 | Radiology picture archiving and communication system application software | Radiology picture archiving and communication system application software | Class IIa
Siemens Healthcare | Australia | MD | 57812 | Radiology DICOM image processing application software | Radiology DICOM image processing application software | Class IIa
Siemens Healthcare | Australia | MD | 37631 | X-ray system, diagnostic, fluoroscopic, general-purpose, portable, analogue | X-ray system, diagnostic, fluoroscopic, general-purpose, portable, analogue | Class IIb
Siemens Healthcare | Australia | IVD | CT355 | Viral infectious disease IVDs | Viral infectious disease IVDs | Class 2
Siemens Healthcare | Australia | MD | 37647 | X-ray system, diagnostic, general-purpose, mobile, digital | X-ray system, diagnostic, general-purpose, mobile, digital | Class IIb
Siemens Healthcare | Australia | MD | 40866 | X-ray system, diagnostic, general-purpose, application program software | X-ray system, diagnostic, general-purpose, application program software | Class IIb
Siemens Healthcare | Australia | MD | 37633 | X-ray system, diagnostic, fluoroscopic, uro/gynaecological, stationary, digital | X-ray system, diagnostic, fluoroscopic, uro/gynaecological, stationary, digital | Class IIb
Siemens Healthcare | Australia | MD | 37623 | Artis one - X-ray system, diagnostic, fluoroscopic, angiographic, stationary, digital | X-ray system, diagnostic, fluoroscopic, angiographic, stationary, digital | Class IIb
Siemens Healthcare | Australia | MD | 40867 | X-ray system, diagnostic, computed tomography, application program software | X-ray system, diagnostic, computed tomography, application program software | Class IIa
Siemens Healthcare | Australia | IVD | CT355 | Viral infectious disease IVDs | Viral infectious disease IVDs | Class 2
Siemens Healthcare | Australia | MD | 37649 | X-ray system, diagnostic, fluoroscopic, general-purpose, portable, digital | X-ray system, diagnostic, fluoroscopic, general-purpose, portable, digital | Class IIb
Siemens Healthcare | Australia | MD | 37679 | X-ray system, diagnostic, fluoroscopic, general-purpose, stationary, digital | X-ray system, diagnostic, fluoroscopic, general-purpose, stationary, digital | Class IIb
Siemens Healthcare | Australia | MD | 37672 | X-ray system, diagnostic, mammographic, stationary, digital | X-ray system, diagnostic, mammographic, stationary, digital | Class IIb
Siemens Healthcare | Australia | MD | 37623 | X-ray system, diagnostic, fluoroscopic, angiographic, stationary, digital | X-ray system, diagnostic, fluoroscopic, angiographic, stationary, digital | Class IIb
Siemens Healthcare | Australia | MD | 10980 | Computer, cardiac catheterization laboratory | Computer, cardiac catheterization laboratory | Class IIb
Siemens Healthcare | Australia | MD | 37654 | MRI system, full-body, superconducting magnet | MRI system, full-body, superconducting magnet | Class IIa
Siemens Healthcare | Australia | MD | 58250 | PET/MRI system | PET/MRI system | Class IIa
Siemens Healthcare | Australia | MD | 37618 | X-ray system, diagnostic, computed tomography, full-body | X-ray system, diagnostic, computed tomography, full-body | Class IIb
Siemens Healthcare | Australia | MD | 37626 | X-ray system, diagnostic, general-purpose, mobile, analogue | X-ray system, diagnostic, general-purpose, mobile, analogue | Class IIb
Siemens Healthcare | Australia | MD | 37645 | X-ray system, diagnostic, general-purpose, stationary, digital | X-ray system, diagnostic, general-purpose, stationary, digital | Class IIb
Siemens Healthcare | Brazil | MD |  | ESTRADIOL - IMMULITE | ESTRADIOL | II
Siemens Healthcare | Brazil | MD |  | Família ADVIA Centaur HBc Total 2 (HBcT2) | ANTICORPO TOTAL NUCLEAR PARA VÍRUS DE HEPATITE B (ANTI-HBCAG) | IV
Siemens Healthcare | Brazil | MD |  | IMMULITE/IMMULITE 1000 Osteocalcina | OSTEOCALCINA | II
Siemens Healthcare | Brazil | MD |  | ADVIA CENTAUR TSH3-Ultra (TSH3-UL) | HORMÔNIO ESTIMULANTE DE TIREÓIDE (TSH) | II
Siemens Healthcare | Brazil | MD |  | IMMULITE 2000 TBG | TIROXINA LIGADA A GLOBULINA (TGB) | II
Siemens Healthcare | Brazil | MD |  | Família Atellica IM Eritropoetina (EPO) | ERITROPOIETINA (EPO) | II
Siemens Healthcare | Brazil | MD |  | Família Atellica IM HBc Total 2 (HBcT2) | ANTICORPO TOTAL NUCLEAR PARA VÍRUS DE HEPATITE B (ANTI-HBCAG) | IV
Siemens Healthcare | Brazil | IVD |  | RAPIDCHEM 754 DAILY CLEANER KIT | TAMPÕES, DILUENTES E DEMAIS SOLUÇÕES PARA ANÁLISE LABORATORIAL | I
Siemens Healthcare | Brazil | MD |  | T4 LIVRE IMMULITE/IMMULITE1000 | TIROXINA LIVRE | II
Siemens Healthcare | Brazil | MD |  | FSH IMMULITE 2000 | HORMÔNIO FOLÍCULO ESTIMULANTE (FSH) | II
Siemens Healthcare | Brazil | MD |  | BETA 2 MICROGLOBULIN IMMULITE | BETA 2-MICROGLOBULINA | II
Siemens Healthcare | Brazil | MD |  | CLINITEK ATLAS RINSE ADDITIVE | TAMPÕES, DILUENTES E DEMAIS SOLUÇÕES PARA ANÁLISE LABORATORIAL | I
Siemens Healthcare | Brazil | MD |  | GASTRINA IMMULITE 2000 | GASTRINA | II
Siemens Healthcare | Brazil | MD |  | LH - IMMULITE | HORMÔNIO LUTEINIZANTE (LH) | II
Siemens Healthcare | Brazil | MD |  | T3 LIVRE IMMULITE/IMMULITE 1000 | TRIIODOTIRONINA (T3) LIVRE | II
Siemens Healthcare | Brazil | MD |  | IL-8 DILUENT IMMULITE | TAMPÕES, DILUENTES E DEMAIS SOLUÇÕES PARA ANÁLISE LABORATORIAL | I
Siemens Healthcare | Brazil | MD |  | SHBG - IMMULITE | HORMÔNIO SEXUAL LIGADO A GLOBULINA (SHBG) | II
Siemens Healthcare | Brazil | MD |  | RUBÉOLA IGM IMMULITE / IMMULITE 1000 | VÍRUS DE RUBÉOLA | III
Siemens Healthcare | Brazil | MD |  | QC BNP 1, 2, 3 ADVIA CENTAUR | PEPTÍDEO NATRIURÉTICO CEREBRAL HUMANO (BNP) | II
Siemens Healthcare | Brazil | MD |  | ADVIA CENTAUR BNP | PEPTÍDEO NATRIURÉTICO CEREBRAL HUMANO (BNP) | II
Siemens Healthcare | Brazil | MD |  | CAL BNP CALIBRATOR ADVIA CENTAUR | PEPTÍDEO NATRIURÉTICO CEREBRAL HUMANO (BNP) | II
Siemens Healthcare | Brazil | MD |  | H. PYLORI IgG IMMULITE 2000 | HELICOBACTER PYLORI | II
Siemens Healthcare | Brazil | MD |  | ACIDO FOLICO IMMULITE 2000 | FOLATO | II
Siemens Healthcare | Brazil | MD |  | B-2 MICROGLOBULIN DILUENT - IMMULITE | TAMPÕES, DILUENTES E DEMAIS SOLUÇÕES PARA ANÁLISE LABORATORIAL | I
Siemens Healthcare | Brazil | MD |  | Família Atellica IM Vitamina B12 (VB12) | VITAMINA B12 (ÁCIDO FÓLICO) | II
Siemens Healthcare | Brazil | MD |  | Família Calibrador C (CAL C) | PARÂMETROS COMBINADOS NO MESMO PRODUTO - CLASSE II | II
Siemens Healthcare | Brazil | MD |  | Família Atellica IM BR 27.29 | ANTÍGENO CA 27-29 | III
Siemens Healthcare | Brazil | MD |  | Cassete de Urinálise CLINITEK Novus 12 | PARÂMETROS COMBINADOS NO MESMO PRODUTO - CLASSE II | II
Siemens Healthcare | Canada | MD |  | MULTIX FUSION MAX |  | 2
Siemens Healthcare | Canada | MD |  | CIOS SELECT |  | 3
Siemens Healthcare | Canada | MD |  | MULTIX IMPACT |  | 2
Siemens Healthcare | Canada | MD |  | SOMATOM PERSPECTIVE |  | 3
Siemens Healthcare | Canada | MD |  | MULTIX IMPACT C |  | 2
Siemens Healthcare | Canada | MD |  | MULTIX-DR UPGRADE |  | 2
Siemens Healthcare | Canada | MD |  | MAGNETOM MRI SYSTEMS COILS |  | 2
Siemens Healthcare | Canada | MD |  | MR COIL INTERFACES |  | 2
Siemens Healthcare | Canada | MD |  | ARTIS ONE |  | 3
Siemens Healthcare | Canada | MD |  | MAGNETOM FREE.MAX |  | 2
Siemens Healthcare | Canada | MD |  | IMMULITE 1000 SYSTEM (DPC-UK) |  | 2
Siemens Healthcare | Canada | MD |  | IMMULITE 1000 SYSTEM (DPC-UK) |  | 3
Siemens Healthcare | Canada | MD |  | IMMULITE 2000 SYSTEMS 3GALLERGY ALLERGENS |  | 2
Siemens Healthcare | Canada | MD |  | IMMULITE 2000 SYSTEM (DPC-UK) |  | 4
Siemens Healthcare | Canada | IVD |  | ATELLICA IM HBC TOTAL 2 (HBCT2) (DONOR SCREENING FOR TRANSPLANTATION) |  | 4
Siemens Healthcare | Canada | IVD |  | ADVIA CENTAUR HBC TOTAL 2 (HBCT2) (DONOR SCREENING FOR TRANSPLANTATION) |  | 4
Siemens Healthcare | Canada | IVD |  | ATELLICA IM THYROGLOBULIN (TG) |  | 2
Siemens Healthcare | Canada | IVD |  | ADVIA CENTAUR QUANTITATIVE HBSAG (QHBS) |  | 4
Siemens Healthcare | Canada | IVD |  | ATELLICA IM QUANTITATIVE HBSAG (QHBS) |  | 4
Siemens Healthcare | Canada | MD |  | IMMULITE CHEMILUMINESCENT IMMUNOASSAY SYSTEM (DPC-UK) |  | 2
Siemens Healthcare | Canada | MD |  | IMMULITE 2000 SYSTEM (DPC-UK) |  | 2
Siemens Healthcare | Canada | MD |  | IMMULITE 2000 SYSTEM (DPC-UK) |  | 3
Siemens Healthcare | Canada | MD |  | IMMULITE 1000 SYSTEM |  | 4
Siemens Healthcare | Canada | MD |  | IMMULITE 2000 SYSTEM |  | 4
Siemens Healthcare | Brazil | MD |  | PSA IMMULITE / IMMULITE 1000 | ANTÍGENO PROSTÁTICO ESPECÍFICO (PSA) | III
Siemens Healthcare | Brazil | IVD |  | Kit Universal de Alérgeno Específico IgE 3g IMMULITE 2000 | IMUNOGLOBULINA E | II
Siemens Healthcare | Brazil | MD |  | Família Atellica IM CA 15-3 (CA 15-3) | ANTÍGENO CA 15-3 | III
Siemens Healthcare | Brazil | MD |  | Família Atellica IM Total hCG (ThCG) | GONADOTROFINA CORIÔNICA HUMANA (HCG) TOTAL | II
Siemens Healthcare | Brazil | MD |  | MYOGLOBIN IMMULITE 2000 | MIOGLOBINA | II
Siemens Healthcare | Brazil | MD |  | Família Atellica IM Anti-Tireoglobulina (aTG) | TIREOGLOBULINA (TG) - CLASSE II | II
Siemens Healthcare | Brazil | MD |  | Família Dimension Lipase (LIPL) | LIPASE | II
Siemens Healthcare | Brazil | MD |  | DILUENTE DE AMOSTRA DE ACIDO FOLICO/VITAMINA B12 IMMULITE 2000 | TAMPÕES, DILUENTES E DEMAIS SOLUÇÕES PARA ANÁLISE LABORATORIAL | I
Siemens Healthcare | Brazil | MD |  | FENOBARBITAL IMMULITE / IMMULITE 1000 | FENOBARBITAL | II
Siemens Healthcare | Brazil | MD |  | PSA Terceira Geração IMMULITE/ IMMULITE 1000 | ANTÍGENO PROSTÁTICO ESPECÍFICO (PSA) | III
Siemens Healthcare | Brazil | MD |  | AlaTOP Triagem de Alergia IMMULITE 2000 | SISTEMAS, DISCOS E FITAS PARA PESQUISA DE ANTI-IGE IMUNOESPECÍFICA (ALÉRGENOS) ISOLADOS OU EM GRUPO - PAINÉIS PARA TRIAGEM RESPIRATÓRIA/INALANTES | II
Siemens Healthcare | Brazil | MD |  | Família INNOVANCE Anti-Xa | PRODUTO PARA AVALIAÇÃO DA HEMOSTASIA | II
Siemens Healthcare | Brazil | MD |  | TROPONINA I TURBO IMMULITE/ IMMULITE 1000 | TROPONINA | III
Siemens Healthcare | Brazil | MD |  | EPO IMMULITE | ERITROPOIETINA (EPO) | II
Siemens Healthcare | Brazil | MD |  | FERRITIN DILUENT - IMMULITE | TAMPÕES, DILUENTES E DEMAIS SOLUÇÕES PARA ANÁLISE LABORATORIAL | I
Siemens Healthcare | Brazil | MD |  | QC Intact PTH 1,2,3 | HORMÔNIO PARATIREÓIDEO INTACTO (iPTH) | II
Siemens Healthcare | Brazil | MD |  | PROGESTERONA IMMULITE/IMMULITE1000 | PROGESTERONA | II
Siemens Healthcare | Brazil | MD |  | FENITOINA IMMULITE/IMMULITE 1000 | FENITOÍNA | II
Siemens Healthcare | Brazil | MD |  | PROTEINA C REATIVA DE ALTA SENSIBILIDADE IMMULITE / IMMULITE 1000 | PROTEÍNA C REATIVA | II
Siemens Healthcare | Brazil | MD |  | IGFBP-3 IMMULITE 2000 | FATOR DE CRESCIMENTO INSULINA TIPO II LIGADO A PROTEÍNA | II
Siemens Healthcare | Brazil | MD |  | ACIDO VALPROICO IMMULITE 2000 | ÁCIDO VALPRÓICO | II
Siemens Healthcare | Brazil | MD |  | C-PEPTIDE IMMULITE 2000 | PEPTÍDEO C | II
Siemens Healthcare | Brazil | MD |  | H. PYLORI IgG IMMULITE/IMMULITE 1000 | HELICOBACTER PYLORI | II
Siemens Healthcare | Brazil | MD |  | CORTISOL IMMULITE 2000 | CORTISOL | II
Siemens Healthcare | Brazil | MD |  | PROLACTIN DILUENT - IMMULITE | TAMPÕES, DILUENTES E DEMAIS SOLUÇÕES PARA ANÁLISE LABORATORIAL | I
Siemens Healthcare | Brazil | MD |  | Triagem de Alergia AlaTOP IMMULITE/IMMULITE 1000 | SISTEMAS, DISCOS E FITAS PARA PESQUISA DE ANTI-IGE IMUNOESPECÍFICA (ALÉRGENOS) ISOLADOS OU EM GRUPO - PAINÉIS PARA TRIAGEM RESPIRATÓRIA/INALANTES | II
Siemens Healthcare | Brazil | MD |  | CMV IgG Qualitativo IMMULITE/IMMULITE 1000 | CITOMEGALOVÍRUS | IV
Siemens Healthcare | Brazil | MD |  | DILUENTE DE AMOSTRA DE PTH INTACTO IMMULITE2000 | TAMPÕES, DILUENTES E DEMAIS SOLUÇÕES PARA ANÁLISE LABORATORIAL | I
Siemens Healthcare | Brazil | MD |  | MÓDULO DE LAVAGEM DE SONDA IMMULITE | SOLUÇÃO PARA LIMPEZA DE EQUIPAMENTOS | I
Siemens Healthcare | Brazil | MD |  | DILUENTE DE AMOSTRA DE ACIDO FOLICO IMMULITE | TAMPÕES, DILUENTES E DEMAIS SOLUÇÕES PARA ANÁLISE LABORATORIAL | I
Siemens Healthcare | Brazil | MD |  | MUITI-DILUENTE 2 IMMULITE 2000 | TAMPÕES, DILUENTES E DEMAIS SOLUÇÕES PARA ANÁLISE LABORATORIAL | I
Siemens Healthcare | Brazil | MD |  | DILUENTE DE AMOSTRA DE TSH TERCEIRA GERAÇÃO IMMULITE 2000 | TAMPÕES, DILUENTES E DEMAIS SOLUÇÕES PARA ANÁLISE LABORATORIAL | I
Siemens Healthcare | Brazil | MD |  | PROLACTIN IMMULITE 2000 | PROLACTINA | II
Siemens Healthcare | Brazil | MD |  | MODULO CONTROLE DE PTH INTACTO IMMULITE | FRAGMENTO DE HORMÔNIO DE PARATIREÓIDE (PTH) | II
Siemens Healthcare | Brazil | MD |  | TESTOSTERONA TOTAL IMMULITE/IMMULITE 1000 | TESTOSTERONA | II
Siemens Healthcare | Brazil | MD |  | GI-MA (19.9) IMMULITE 2000 | ANTÍGENO CA 19-9 | III
Siemens Healthcare | Brazil | MD |  | DILUENTE DE AMOSTRA DE HCG IMMULITE 2000 | TAMPÕES, DILUENTES E DEMAIS SOLUÇÕES PARA ANÁLISE LABORATORIAL | I
Siemens Healthcare | Brazil | MD |  | HGH IMMULITE 2000 | HORMÔNIO DO CRESCIMENTO HUMANO (HGH, GH OU SOMATOTROPINA) | II
Siemens Healthcare | Brazil | MD |  | VITAMINA B12 IMMULITE/IMMULITE1000 | VITAMINA B12 (ÁCIDO FÓLICO) | II
Siemens Healthcare | Brazil | MD |  | B-2 MICROGLOBULIN IMMULITE 2000 | BETA 2-MICROGLOBULINA | II
Siemens Healthcare | Brazil | MD |  | THEOPHYLLINE IMMULITE 2000 | TEOFILINA | II
Siemens Healthcare | Brazil | MD |  | VITAMINA B12 IMMULITE 2000 | VITAMINA B12 (ÁCIDO FÓLICO) | II
Siemens Healthcare | Brazil | MD |  | AFP IMMULITE 2000 | ALFAFETOPROTEÍNA (AFP) | III
Siemens Healthcare | Brazil | MD |  | MODULO CONTROLE DE ESTRADIOL | ESTRADIOL | II
Siemens Healthcare | Brazil | MD |  | MODULO SUBSTRATO QUIMILUMINESCENTE IMMULITE 2000 | TAMPÕES, DILUENTES E DEMAIS SOLUÇÕES PARA ANÁLISE LABORATORIAL | I
Siemens Healthcare | Brazil | MD |  | Atellica IM Testosterona II (TSTII) | TESTOSTERONA | II
Siemens Healthcare | Brazil | MD |  | Atellica IM Alfa Fetoproteína (AFP) | ALFAFETOPROTEÍNA (AFP) | III
Siemens Healthcare | Brazil | IVD |  | ADVIA CHEMISTRY TRANSFERRIN REAGENTS (TRF) | TRANSFERRINA | II
Siemens Healthcare | Brazil | MD |  | QC H2n ADVIA CENTAUR | RECEPTOR 2 DO FATOR DE CRESCIMENTO EPIDERMAL HUMANO (HER2) | II
Siemens Healthcare | Brazil | MD |  | ADVIA CENTAUR H2n | RECEPTOR 2 DO FATOR DE CRESCIMENTO EPIDERMAL HUMANO (HER2) | II
Siemens Healthcare | Brazil | MD |  | CAL H2n CALIBRATOR ADVIA CENTAUR | RECEPTOR 2 DO FATOR DE CRESCIMENTO EPIDERMAL HUMANO (HER2) | II
Siemens Healthcare | Brazil | MD |  | DIL T3 DILUENT | TAMPÕES, DILUENTES E DEMAIS SOLUÇÕES PARA ANÁLISE LABORATORIAL | I
Siemens Healthcare | Brazil | MD |  | Família - Ácido Valpróico - Baydiag | ÁCIDO VALPRÓICO | II
Siemens Healthcare | Brazil | MD |  | Atellica HEMA RET/PLTO | CONTAGEM DE CÉLULAS SANGUÍNEAS | II
Siemens Healthcare | Brazil | MD |  | Atellica IM Propeptídeo N-terminal de Procolágeno Tipo III (PIIINP) | PROPEPTÍDEO AMINOTERMINAL DO PROCOLÁGENO TIPO III (PIIINP) | II
Siemens Healthcare | Brazil | IVD |  | ADVIA 120 CSF REAGENT | CONTAGEM DE CÉLULAS SANGUÍNEAS | II
Siemens Healthcare | Brazil | MD |  | Família Atellica CH LDL Colesterol (LDLC) | LIPOPROTEÍNA DE BAIXA DENSIDADE (LDL) | II
Siemens Healthcare | Brazil | MD |  | Atellica HEMA HGB | HEMOGLOBINA | II
Siemens Healthcare | Brazil | MD |  | ADVIA CENTAUR DGTN | DIGITOXINA | II
Siemens Healthcare | Brazil | MD |  | ARCO CIRURGICO SIREMOBIL COMPACT L | Arco Cirurgico | III
Siemens Healthcare | Canada | MD |  | BEHRING NEPHELOMETER SYSTEM |  | 2
Siemens Healthcare | Canada | IVD |  | DADE FIBRINOGEN DETERMINATION REAGENTS |  | 2
Siemens Healthcare | Canada | IVD |  | BATROXOBIN REAGENT |  | 2
Siemens Healthcare | Canada | MD |  | THROMBOCLOTIN |  | 2
Siemens Healthcare | Canada | IVD |  | BERICHROM FACTOR XIII |  | 2
Siemens Healthcare | Canada | IVD |  | COAGULATION FACTOR IX DEFICIENT PLASMA |  | 2
Siemens Healthcare | Canada | IVD |  | C1 INACTIV BERICHROM |  | 2
Siemens Healthcare | Canada | MD |  | PROTEIN C REAGENT |  | 2
Siemens Healthcare | Canada | IVD |  | RAPITEX CRP (C REACTIVE PROTEIN) |  | 2
Siemens Healthcare | Canada | MD |  | FIBRINOGEN CALIBRATORS |  | 2
Siemens Healthcare | Canada | IVD |  | HEPSYME |  | 2
Siemens Healthcare | Canada | IVD |  | PRO C GLOBAL |  | 2
Siemens Healthcare | Canada | IVD |  | CONTROL PLASMA N |  | 2
Siemens Healthcare | Canada | IVD |  | STANDARD HUMAN PLASMA (COAGULATION STD) |  | 2
Siemens Healthcare | Canada | IVD |  | BERICHROM ANTITHROMBIN III (A) |  | 2
Siemens Healthcare | Canada | IVD |  | PLASMINOGEN BERICHROM |  | 2
Siemens Healthcare | Canada | IVD |  | COAGULATION FACTOR XII |  | 2
Siemens Healthcare | Canada | IVD |  | COAGULATION FACTOR XI |  | 2
Siemens Healthcare | Canada | IVD |  | COAGULATION FACTOR II |  | 2
Siemens Healthcare | Canada | IVD |  | COAGULATION FACTOR X |  | 2
Siemens Healthcare | Canada | MD |  | THROMBOPLASTINS FOR PT |  | 3
Siemens Healthcare | Canada | MD |  | BFT II ANALYZER |  | 3
Siemens Healthcare | Canada | IVD |  | LA1 SCREENING REAGENT/LA2 CONFIRMATION TEST |  | 2
Siemens Healthcare | Canada | IVD |  | DADE PFA REAGENTS |  | 2
Siemens Healthcare | Canada | MD |  | N/T RHEUMATOLOGY CONTROLS & STANDARDS SL |  | 2
Siemens Healthcare | Canada | IVD |  | ENZYGNOST TAT MICRO |  | 2
Siemens Healthcare | Canada | MD |  | CLUSTER PLATELET AGG |  | 2
Siemens Healthcare | Canada | IVD |  | BC THROMBIN |  | 2
Siemens Healthcare | Canada | IVD |  | MULTIFIBREN U |  | 2
Siemens Healthcare | Canada | MD |  | LOT CITROL HEPARIN CONTROL |  | 2
Siemens Healthcare | Canada | MD |  | CONTROL PLASMA P |  | 3
Siemens Healthcare | Canada | MD |  | REAGENTS FOR APTT |  | 3
Siemens Healthcare | Canada | MD |  | CITROL CONTROLS |  | 3
Siemens Healthcare | Canada | IVD |  | LOT DATA-FI THROMBIN |  | 2
Siemens Healthcare | Canada | MD |  | BCS XP |  | 3
Siemens Healthcare | Canada | IVD |  | PROC AC R |  | 2
Siemens Healthcare | Canada | MD |  | DIMERTEST LATEX ASSAY |  | 2
Siemens Healthcare | Canada | MD |  | DIMENSION VISTA SYSTEM |  | 2
Siemens Healthcare | Canada | IVD |  | ENZYGNOST F 1+2 ASSAY (MONOCLONAL) |  | 2
Siemens Healthcare | Canada | MD |  | N/T PROTEIN CONTROLS & STANDARDS PY |  | 2
Siemens Healthcare | Canada | MD |  | PARTIGEN PLATES |  | 2
Siemens Healthcare | Canada | MD |  | N/T APOLIPOPROTEIN CONTROLS & STANDARDS (HUMAN) |  | 2
Siemens Healthcare | Canada | MD |  | N/T PROTEIN CONTROLS & STANDARDS SL |  | 2
Siemens Healthcare | Canada | IVD |  | INNOVANCE D-DIMER |  | 3
Siemens Healthcare | Canada | IVD |  | INNOVANCE PFA P2Y |  | 2
Siemens Healthcare | Canada | MD |  | DADE DATA-FI ABNORMAL FIBRINOGEN CONTROL PLASMA |  | 2
Siemens Healthcare | Canada | MD |  | INNOVANCE PFA-200 |  | 2
Siemens Healthcare | Canada | IVD |  | N LATEX FLC, KAPPA/LAMBDA ASSAY |  | 3
Siemens Healthcare | Canada | MD |  | BN II SYSTEM |  | 3
Siemens Healthcare | Canada | MD |  | BN PROSPEC SYSTEM |  | 3
Siemens Healthcare | Canada | IVD |  | FACTOR VIII CHROMOGENIC ASSAY |  | 2
Siemens Healthcare | Canada | IVD |  | INNOVANCE VWF AC ASSAY |  | 2
Siemens Healthcare | Canada | IVD |  | INNOVANCE ETP |  | 2
Siemens Healthcare | Canada | MD |  | LUPUS ANTICOAGULANT QUALITY CONTROL PLASMA |  | 2
Siemens Healthcare | Canada | MD |  | INNOVANCE ETP STANDARD |  | 2
Siemens Healthcare | Canada | IVD |  | INNOVANCE FREE PS AG |  | 2
Siemens Healthcare | Canada | MD |  | DIMENSION VISTA PROTEIN CONTROLS |  | 3
Siemens Healthcare | Canada | MD |  | DIMENSION VISTA PROTEIN CALIBRATOR |  | 3
Siemens Healthcare | Canada | IVD |  | PATHROMTIN SL |  | 3
Siemens Healthcare | Canada | MD |  | INNOVANCE D-DIMER CONTROLS |  | 3
Siemens Healthcare | Canada | IVD |  | INNOVANCE ANTITHROMBIN |  | 2
Siemens Healthcare | Canada | IVD |  | INNOVANCE DTI ASSAY |  | 2
Siemens Healthcare | Canada | IVD |  | VWF AG |  | 2
Siemens Healthcare | Canada | MD |  | HEMATEK 3000 SYSTEM |  | 2
Siemens Healthcare | Canada | IVD |  | PT-MULTI CALIBRATOR |  | 3
Siemens Healthcare | Canada | MD |  | ATELLICA COAG 360 SYSTEM |  | 3
Siemens Healthcare | Canada | MD |  | ATELLICA NEPH 630 SYSTEM |  | 3
Siemens Healthcare | Canada | IVD |  | INNOVANCE ANTI-XA |  | 2
Siemens Healthcare | Canada | IVD |  | INNOVANCE HEPARIN |  | 2
Siemens Healthcare | Canada | IVD |  | INNOVANCE LOCI F 1+2 |  | 2
Siemens Healthcare | Canada | MD |  | ATELLICA COAG 360 SYSTEM |  | 2
Siemens Healthcare | Brazil | MD |  | IMMULITE 2000 IgG4 Alérgeno-Específica | SUBCLASSE DE IMUNOGLOBULINA G | II
Siemens Healthcare | Brazil | MD |  | IMMULITE 2000 IgG Alérgeno-Específica | SUBCLASSE DE IMUNOGLOBULINA G | II
Siemens Healthcare | Brazil | MD |  | Cartucho de Medição  RAPIDPoint 500 | PARÂMETROS COMBINADOS NO MESMO PRODUTO - CLASSE II | II
Siemens Healthcare | Brazil | MD |  | Advia Chemistry Calibrador Lipoproteína | LIPOPROTEÍNA | II
Siemens Healthcare | Brazil | MD |  | Advia Chemistry Lipoprote¡na (LPA) | LIPOPROTEÍNA | II
Siemens Healthcare | Brazil | IVD |  | REAGENTE DE PROTEINA C REATIVA DIMENSION | PROTEÍNA C REATIVA | II
Siemens Healthcare | Brazil | MD |  | CALIBRADOR DE CARDIOPHASE PROTEINA C REATIVA DIMENSION | PROTEÍNA C REATIVA | II
Siemens Healthcare | Brazil | MD |  | BERICHROM PLASMINOGENIO | ALFA-2-ANTIPLASMINA | II
Siemens Healthcare | Brazil | MD |  | CALIBRADOR DA TIREÓIDE DIMENSION | PARÂMETROS COMBINADOS NO MESMO PRODUTO - CLASSE II | II
Siemens Healthcare | Brazil | IVD |  | DADE PFA CARTUCHO DE TESTE DE COLAGENO ADP(COL/ADP) | REAGENTE / SISTEMA PARA AGREGAÇÃO PLAQUETÁRIA | II
Siemens Healthcare | Brazil | MD |  | CALIBRADOR DE CICLOSPORINA DE FAIXA EXTENDIDA DIMENSION | CICLOSPORINA | III
Siemens Healthcare | Brazil | IVD |  | REAGENTE DE T4 LIVRE FLEX DIMENSION | TIROXINA LIVRE | II
Siemens Healthcare | Brazil | MD |  | CALIBRADOR DE PROTEINA ESPECIAL - DIMENSION | PARÂMETROS COMBINADOS NO MESMO PRODUTO - CLASSE II | II
Siemens Healthcare | Brazil | IVD |  | DADE PFA SOLUCAO TRIGGER (PARTIDA) | REAGENTE / SISTEMA PARA AGREGAÇÃO PLAQUETÁRIA | II
Siemens Healthcare | Brazil | IVD |  | DADE PFA CARTUCHO DE TESTE DE COLAGENO EPINEFRINA(COL/EPI) | REAGENTE / SISTEMA PARA AGREGAÇÃO PLAQUETÁRIA | II
Siemens Healthcare | Brazil | MD |  | DCA VANTAGE ANALYZER | Instrumento para análise de bioquímica geral, hormônios, drogas ou proteínas | I
Siemens Healthcare | Brazil | IVD |  | REAGENTE DE CICLOSPORINA DE FAIXA EXTENDIDA DIMENSION | CICLOSPORINA | III
Siemens Healthcare | Brazil | IVD |  | REAGENTE DE ALBUMINA DIMENSION | ALBUMINA | II
Siemens Healthcare | Brazil | MD |  | Human growth hormone (hGH) - IMMULITE | HORMÔNIO DO CRESCIMENTO HUMANO (HGH, GH OU SOMATOTROPINA) | II
Siemens Healthcare | Brazil | IVD |  | ADVIA CENTAUR CP R1/R2 ACID/BASE REAGENTS | TAMPÕES, DILUENTES E DEMAIS SOLUÇÕES PARA ANÁLISE LABORATORIAL | I
Siemens Healthcare | Brazil | MD |  | N DILUENTE | TAMPÕES, DILUENTES E DEMAIS SOLUÇÕES PARA ANÁLISE LABORATORIAL | I
Siemens Healthcare | Brazil | IVD |  | REAGENTE DE PSEUDOCOLINESTERASE (PCHE) DIMENSION | PSEUDOCOLINESTERASE | II
Siemens Healthcare | Brazil | IVD |  | ADVIA CHEMISTRY CREATININE_2 REAGENTS (ENZIMATIC) (ECRE_2) | CREATININA | II
Siemens Healthcare | Brazil | IVD |  | REAGENTE FLEX TACROLIMUS (TAC) DIMENSION | TACROLIMUS | III
Siemens Healthcare | Brazil | MD |  | CALIBRADOR TACROMILUS (TAC) DIMENSION | TACROLIMUS | III
Siemens Healthcare | Brazil | MD |  | N Lp (a) Controle SY | LIPOPROTEÍNA | II
Siemens Healthcare | Brazil | MD |  | N ANTISORO RBP RETINOL BINDING PROTEIN | RETINOL LIGADO A PROTEÍNA | II
Siemens Healthcare | Brazil | MD |  | CALIBRADOR DE PEPTIDEO NATRIURETICO N TERMINAL PRO-CEREBRO (PBNP) DIMENSION | PEPTÍDEO NATRIURÉTICO CEREBRAL HUMANO (BNP) | II
Siemens Healthcare | Brazil | MD |  | VB 12 ADVIA CENTAUR | VITAMINA B12 (ÁCIDO FÓLICO) | II
Siemens Healthcare | Brazil | MD |  | CALIBRADOR DE CAPACIDADE DE LIGACAO DO FERRO IBCT | CAPACIDADE DE FIXAÇÃO DE FERRO (CFF) | II
Siemens Healthcare | Brazil | MD |  | N/T Controle Reumatológico SL/2 | PARÂMETROS COMBINADOS NO MESMO PRODUTO - CLASSE II | II
Siemens Healthcare | Brazil | IVD |  | Reagente para Proteína C (Coagulométrico) | PROTEÍNA C | II
Siemens Healthcare | Brazil | MD |  | N Protein-Standard SL | PARÂMETROS COMBINADOS NO MESMO PRODUTO - CLASSE II | II
Siemens Healthcare | Brazil | MD |  | Plasma Controle P | PARÂMETROS COMBINADOS NO MESMO PRODUTO - CLASSE III | III
Siemens Healthcare | Brazil | MD |  | N Látex Ferritina | FERRITINA | II
Siemens Healthcare | Brazil | MD |  | PATHROMTIN SL | TEMPO DE TROMBOPLASTINA PARCIAL ATIVADA (TTPA) | III
Siemens Healthcare | Brazil | IVD |  | REAGENTE DE PROTEINA S AC | PROTEÍNA S | II
Siemens Healthcare | Brazil | MD |  | N ANTISORO PARA HAPTOGLOBINA HUMANA | HAPTOGLOBINA | II
Siemens Healthcare | Brazil | IVD |  | REAGENTE FLEX DE PESQUISA DE CANABINOIDES NA URINA DIMENSION | CANABINÓIDE | II
Siemens Healthcare | Brazil | MD |  | EMIT - ENSAIO DE METOTREXATO | METOTREXATE | III
Siemens Healthcare | Brazil | IVD |  | REAGENTE FLEX PARA GENTAMICINA DIMENSION | GENTAMICINA | II
Siemens Healthcare | Brazil | MD |  | N Lp (a) Standard SY | LIPOPROTEÍNA | II
Siemens Healthcare | Brazil | MD |  | Família Atellica IM CMV IgM (CMV IgM) | CITOMEGALOVÍRUS | IV
Siemens Healthcare | Brazil | MD |  | Família Dimension Procalcitonina (PCT) | PROCALCITONINA PCT | II
Siemens Healthcare | Brazil | MD |  | Família RAPID QC HCT | HEMOGLOBINA | II
Siemens Healthcare | Brazil | MD |  | Conjunto Radiológico Fixo Multix B DR | Aparelho Fixo para Raio-X | III
Siemens Healthcare | Brazil | MD |  | SISTEMA BCS | Instrumento para hemostasia | II
Siemens Healthcare | Brazil | MD |  | BEHRING FIBRINTIMER II | Instrumento para análise de bioquímica geral, hormônios, drogas ou proteínas | II
Siemens Healthcare | Brazil | IVD |  | REAGENTE FLEX PARA PROTEINA C REATIVA REVISADO DIMENSION | PROTEÍNA C REATIVA | II
Siemens Healthcare | Brazil | IVD |  | REAGENTE FLEX PARA TOBRAMICINA DIMENSION | TOBRAMICINA | II
Siemens Healthcare | Brazil | MD |  | CALIBRADOR DE HDL COLESTEROL AUTOMATICO (AHDL) | LIPOPROTEÍNA DE ALTA DENSIDADE (HDL) | II
Siemens Healthcare | Brazil | IVD |  | REAGENTE FLEX PARA ACIDO VALPROICO DIMENSION | ÁCIDO VALPRÓICO | II
Siemens Healthcare | Brazil | IVD |  | REAGENTE FLEX PARA IMUNOGLOBULINA M-DIMENSION | IMUNOGLOBULINA M | II
Siemens Healthcare | Brazil | IVD |  | REAGENTE DE GAMA GLUTAMIL TRANSFERASE (GGT)DIMENSION | GAMA-GLUTAMIL TRANSPEPTIDASE (GGT) | II
Siemens Healthcare | Brazil | MD |  | BN Aditivo | SOLUÇÃO PARA LIMPEZA DE EQUIPAMENTOS | I
Siemens Healthcare | Brazil | MD |  | Solução de limpeza para BCS/BCT/BFA | SOLUÇÃO PARA LIMPEZA DE EQUIPAMENTOS | I
Siemens Healthcare | Brazil | MD |  | PFA 100 - ANALISADOR DE FUNÇÃO PLAQUETÁRIA | Instrumento para hemostasia | II
Siemens Healthcare | Brazil | MD |  | ANALISADOR BN PROSPEC | Instrumento para análise de bioquímica geral, hormônios, drogas ou proteínas | II
Siemens Healthcare | Brazil | MD |  | SISTEMA DE QUIMICA CLINICA DIMENSION RXL MAX | Instrumento para análise de bioquímica geral, hormônios, drogas ou proteínas | II
Siemens Healthcare | Brazil | MD |  | Sistema de Química Clínica Dimension | Instrumento para análise de bioquímica geral, hormônios, drogas ou proteínas | II
Siemens Healthcare | Brazil | MD |  | Família ADVIA Centaur Rubéola G II (RbGII) | VÍRUS DE RUBÉOLA | III
Siemens Healthcare | Brazil | IVD |  | REAGENTE DE COLESTEROL (CHOL) DIMENSION | COLESTEROL TOTAL | II
Siemens Healthcare | Brazil | MD |  | Atellica CH Antiestreptolisina-O_3 (ASO_3) | ANTIESTREPTOLISINA | II
Siemens Healthcare | Brazil | IVD |  | REAGENTE DE FOSFATASE ACIDA (ACP) DIMENSION | FOSFATASE ÁCIDA TOTAL (PAT) | II
Siemens Healthcare | Brazil | IVD |  | REAGENTE DE CALCIO DIMENSION | CÁLCIO | II
Siemens Healthcare | Brazil | MD |  | N TAMPÃO DE REAÇÃO | TAMPÕES, DILUENTES E DEMAIS SOLUÇÕES PARA ANÁLISE LABORATORIAL | I
Siemens Healthcare | Brazil | MD |  | PLASMA DEFICIENTE DE FATOR X DA COAGULAÇÃO | PLASMA DEFICIENTE EM FATORES DE COAGULAÇÃO | II
Siemens Healthcare | Brazil | MD |  | N ANTISORO PARA PRÉ-ALBUMINA HUMANA | PRÉ-ALBUMINA (TRANSTIRETINA) | II
Siemens Healthcare | Brazil | MD |  | Calibrador de Colesterol (CHOL)  Dimension® | COLESTEROL TOTAL | II
Siemens Healthcare | Brazil | MD |  | CALIBRADOR PARA QUIMICA II DIMENSION | PARÂMETROS COMBINADOS NO MESMO PRODUTO - CLASSE II | II
Siemens Healthcare | Brazil | IVD |  | Reagente de Uréia Nitrogenada (BUN)  Dimension® | URÉIA | II
Siemens Healthcare | Brazil | MD |  | EMIT CONTROLES DE ÁLCOOL ETÍLICO | ÁLCOOL | II
Siemens Healthcare | Brazil | MD |  | VERIFICADOR DE ENZIMAS DIMENSION | PARÂMETROS COMBINADOS NO MESMO PRODUTO - CLASSE II | II
Siemens Healthcare | Brazil | IVD |  | REAGENTE DE PROTEINA TOTAL TP DIMENSION | PROTEÍNA TOTAL | II
Siemens Healthcare | Brazil | IVD |  | REAGENTE DE FENOBARBITAL DIMENSION | FENOBARBITAL | II
Siemens Healthcare | Brazil | IVD |  | REAGENTE DE FENITOINA (PTN) DIMENSION | FENITOÍNA | II
Siemens Healthcare | Brazil | MD |  | Calibrador de Amônia (AMON)  Dimension® | AMÔNIA | II
Siemens Healthcare | Brazil | IVD |  | REAGENTE FLEX TSH DIMENSION | HORMÔNIO ESTIMULANTE DE TIREÓIDE (TSH) | II
Siemens Healthcare | Brazil | IVD |  | Reagente de Aspartato Aminotransferase (AST) - Dimension® | TRANSAMINASE GLUTÂMICA OXALACÉTICA (TGO OU AST) | II
Siemens Healthcare | Brazil | MD |  | FAMÍLIA ADVIA Chemistry Creatina Quinase (CK_L) | ATIVIDADE TOTAL DE CREATINOQUINASE | II
Siemens Healthcare | Brazil | MD |  | ADVIA Centaur PTH | HORMÔNIO PARATIREÓIDEO INTACTO (iPTH) | II
Siemens Healthcare | Brazil | MD |  | Família Multi-Diluent 14 | TAMPÕES, DILUENTES E DEMAIS SOLUÇÕES PARA ANÁLISE LABORATORIAL | I
Siemens Healthcare | Brazil | MD |  | INNOVANCE PFA-200 | Instrumento para hemostasia | II
Siemens Healthcare | Brazil | MD |  | ADVIA Chemistry Amilase Pancreática (PAMY) | AMILASE | II
Siemens Healthcare | Brazil | MD |  | Equipamento de Tomografia Computadorizada SOMATOM X.ceed | Equipamento de Tomografia Computadorizado | III
Siemens Healthcare | Brazil | MD |  | Controles Berichrom* Heparina LMW | HEPARINA | II
Siemens Healthcare | Brazil | MD |  | Calibrador Berichrom* Heparina LMW | HEPARINA | II
Siemens Healthcare | Brazil | MD |  | Controles Berichrom Heparina UF | HEPARINA | II
Siemens Healthcare | Brazil | MD |  | Calibrador Berichrom* Heparina UF | HEPARINA | II
Siemens Healthcare | Brazil | MD |  | SOLUCAO DE LIMPEZA DA SONDA DE IMT | SOLUÇÃO PARA LIMPEZA DE EQUIPAMENTOS | I
Siemens Healthcare | Brazil | MD |  | Stratus® CS Acute Care CKMB TestPak | ATIVIDADE DE ISOENZIMA CREATINOQUINASE | III
Siemens Healthcare | Brazil | IVD |  | REAGENTE DE TIROXINA (T4) DIMENSION | TIROXINA (T4) | II
Siemens Healthcare | Brazil | MD |  | ADVIA CENTAUR VANC | VANCOMICINA | II
Siemens Healthcare | Brazil | MD |  | AI-Rad Companion | SOFTWARE PARA PROCESSAMENTO DE IMAGENS MÉDICAS | II
Siemens Healthcare | Brazil | MD |  | ADVIA CENTAUR CA 19-9 | ANTÍGENO CA 19-9 | III
Siemens Healthcare | Brazil | MD |  | AI-Rad Companion | SOFTWARE PARA PROCESSAMENTO DE IMAGENS MÉDICAS | II
Siemens Healthcare | Brazil | MD |  | Advia Chemistry Calibrador Frutosamina | FRUTOSAMINA | II
Siemens Healthcare | Brazil | IVD |  | ADVIA Chemistry Reagente Frutosamina (FRUC) | FRUTOSAMINA | II
Siemens Healthcare | Brazil | IVD |  | Reagente de Lise de Amostra CoV2Ag | TAMPÕES, DILUENTES E DEMAIS SOLUÇÕES PARA ANÁLISE LABORATORIAL | I
Siemens Healthcare | Brazil | MD |  | Calibrador/Diluente para CO2 | BICARBONATO | II
Siemens Healthcare | Brazil | MD |  | ADVIA CENTAUR CA 125 II | ANTÍGENO CA 125 | III
Siemens Healthcare | Brazil | IVD |  | REAGENTE DE ACIDO URICO (URCA) DIMENSION | ÁCIDO ÚRICO | II
Siemens Healthcare | Australia | MD | 40630 | Phantom, diagnostic imaging, nuclear medicine, test object | Phantom, diagnostic imaging, nuclear medicine, test object | Class IIb
Siemens Healthcare | Australia | MD | 37618 | X-ray system, diagnostic, computed tomography, full-body | X-ray system, diagnostic, computed tomography, full-body | Class IIb
Siemens Healthcare | Australia | MD | 63386 | X-ray image interpretive software | X-ray image interpretive software | Class IIb
Siemens Healthcare | Australia | IVD | CT748 | Cytomegalovirus (Human herpesvirus 5) IVDs | Cytomegalovirus (Human herpesvirus 5) IVDs | Class 3
Siemens Healthcare | Australia | IVD | 48316 | Atellica IM Anti-Hepatitis B surface Anitgen 2 - Hepatitis B virus surface total antibody IVD, kit, chemiluminescent immunoassay | Hepatitis B virus surface total antibody IVD, kit, chemiluminescent immunoassay | Class 4
Siemens Healthcare | Australia | IVD | 48360 | Atellica IM Hepatitis C (aHCV) - Hepatitis C virus immunoglobulin G (IgG) antibody IVD, kit, chemiluminescent immunoassay | Hepatitis C virus immunoglobulin G (IgG) antibody IVD, kit, chemiluminescent immunoassay | Class 4
Siemens Healthcare | Australia | MD | 40869 | Nuclear medicine system, SPECT, application program software | Nuclear medicine system, SPECT, application program software | Class IIa
Siemens Healthcare | Australia | IVD | CT945 | General laboratoryware IVDs | General laboratoryware IVDs | Class 1
Siemens Healthcare | Australia | MD | 40867 | X-ray system, diagnostic, computed tomography, application program software | X-ray system, diagnostic, computed tomography, application program software | Class IIb
Siemens Healthcare | Australia | IVD | CT772 | Severe acute respiratory syndrome-associated coronavirus IVDs | Severe acute respiratory syndrome-associated coronavirus IVDs | Class 3
Siemens Healthcare | Australia | MD | 63386 | X-ray image interpretive software | X-ray image interpretive software | Class IIa
Siemens Healthcare | Australia | IVD | CT772 | Severe acute respiratory syndrome-associated coronavirus IVDs | Severe acute respiratory syndrome-associated coronavirus IVDs | Class 3
Siemens Healthcare | Australia | IVD | CT353 | Bacterial infectious disease IVDs | Bacterial infectious disease IVDs | Class 2
Siemens Healthcare | Australia | IVD | CT869 | Clinical chemistry autoimmune IVDs | Clinical chemistry autoimmune IVDs | Class 2
Siemens Healthcare | Australia | IVD | CT946 | General laboratory reagent and consumables IVDs | General laboratory reagent and consumables IVDs | Class 2
Siemens Healthcare | Australia | IVD | CT943 | Instrument/analyser IVDs | Instrument/analyser IVDs | Class 1
Siemens Healthcare | Australia | IVD | CT945 | General laboratoryware IVDs | General laboratoryware IVDs | Class 1
Siemens Healthcare | Australia | IVD | 48315 | Enzygnost Anti-HBs II - Hepatitis B virus surface total antibody IVD, kit, enzyme immunoassay (EIA) | Hepatitis B virus surface total antibody IVD, kit, enzyme immunoassay (EIA) | Class 4
Siemens Healthcare | Australia | IVD | 48304 | Atellica IM Anti-Hepatitis B core Total - Hepatitis B virus core total antibody IVD, kit, chemiluminescent immunoassay | Hepatitis B virus core total antibody IVD, kit, chemiluminescent immunoassay | Class 4
Siemens Healthcare | Australia | IVD | 48298 | Atellica IM Hepatitis B core Antigen - Hepatitis B virus core immunoglobulin M (IgM) antibody IVD, kit, chemiluminescent immunoassay | Hepatitis B virus core immunoglobulin M (IgM) antibody IVD, kit, chemiluminescent immunoassay | Class 4
Siemens Healthcare | Australia | IVD | 42000 | Atellica IM Hepatitis B surface Antigen II Quality Control - Hepatitis B virus surface antigen IVD, control | Hepatitis B virus surface antigen IVD, control | Class 4
Siemens Healthcare | Australia | IVD | 48321 | Atellica IM Hepatitis B surface Antigen II Confirmatory - Hepatitis B virus surface antigen IVD, kit, chemiluminescent immunoassay | Hepatitis B virus surface antigen IVD, kit, chemiluminescent immunoassay | Class 4
Siemens Healthcare | Australia | IVD | 48321 | Atellica IM Hepatitis B surface Antigen II assay - Hepatitis B virus surface antigen IVD, kit, chemiluminescent immunoassay | Hepatitis B virus surface antigen IVD, kit, chemiluminescent immunoassay | Class 4
Siemens Healthcare | Australia | IVD | CT704 | Hepatitis B virus IVDs | Hepatitis B virus IVDs | Class 3
Siemens Healthcare | Australia | MD | 40937 | Workstation, nuclear medicine system | Workstation, nuclear medicine system | Class IIa
Siemens Healthcare | Australia | MD | 40870 | Nuclear medicine system, PET, application program software | Nuclear medicine system, PET, application program software | Class IIa
Siemens Healthcare | Brazil | MD |  | Família Atellica CH Proteína na Urina/ no Líquido Cefalorraquidiano (UCFP) | PROTEÍNA TOTAL | II
Siemens Healthcare | Brazil | MD |  | RAPIDPOINT Cartucho de Lavagem e Dejetos | SOLUÇÃO PARA LIMPEZA DE EQUIPAMENTOS | I
Siemens Healthcare | Brazil | MD |  | Arco Cirúrgico Cios Fit | Arco Cirurgico | III
Siemens Healthcare | Brazil | IVD |  | Dimension A1c kit | HEMOGLOBINA GLICADA | II
Siemens Healthcare | Brazil | MD |  | Família ADVIA Chemistry Hemoglobina A1c Enzimático | HEMOGLOBINA GLICADA | II
Siemens Healthcare | Brazil | IVD |  | Ceruloplasmina Reagente | CERULOPLASMINA | II
Siemens Healthcare | Brazil | MD |  | Controle SL2 FLC N | CADEIA KAPPA/LAMBDA | II
Siemens Healthcare | Brazil | MD |  | Controle SL1 FLC N | CADEIA KAPPA/LAMBDA | II
Siemens Healthcare | Brazil | IVD |  | Reagente Flex para Hemoglobina Glicosilada HB1C Dimension | HEMOGLOBINA GLICADA | II
Siemens Healthcare | Brazil | MD |  | IMMULITE 2000 ESTRIOL LIVRE | ESTRIOL | II
Siemens Healthcare | Brazil | MD |  | Analisador de Imunoensaios Atellica VTLi | Instrumento destinado a imunoensaios | II
Siemens Healthcare | Brazil | MD |  | Solução de Referência para Validação do BEP® III | TAMPÕES, DILUENTES E DEMAIS SOLUÇÕES PARA ANÁLISE LABORATORIAL | I
Siemens Healthcare | Brazil | MD |  | Absorvente FR | FATOR REUMATÓIDE | II
Siemens Healthcare | Brazil | MD |  | SISTEMA BEP III | Instrumento destinado a imunoensaios | I
Siemens Healthcare | Brazil | MD |  | SISTEMA QUADRIGA BEFREE* | Instrumento destinado a imunoensaios | I
Siemens Healthcare | Brazil | MD |  | IMMULITE 2000 CMV IgM | CITOMEGALOVÍRUS | IV
Siemens Healthcare | Brazil | MD |  | IMMULITE/IMMULITE 1000 Total T3 | TRIIODOTIRONINA (T3) | II
Siemens Healthcare | Brazil | MD |  | Clinitest hCG | GONADOTROFINA CORIÔNICA HUMANA (HCG) TOTAL | II
Siemens Healthcare | Brazil | MD |  | Insulina IMMULITE 2000 | INSULINA | II
Siemens Healthcare | Brazil | MD |  | IMMULITE 2000 NT-proBNP | PEPTÍDEO NATRIURÉTICO CEREBRAL HUMANO (BNP) | II
Siemens Healthcare | Brazil | MD |  | SISTEMA AUTOMATIZADO DE IMUNOENSAIO IMMULITE | Instrumento destinado a imunoensaios | I
Siemens Healthcare | Brazil | MD |  | ADVIA Centaur Proteína A plasmática associada à gravidez (PAPP-A) | PROTEÍNA PLASMÁTICA ASSOCIADA À GRAVIDEZ (PAPP-A) | III
Siemens Healthcare | Brazil | MD |  | Atellica IM Proteína A plasmática associada à gravidez (PAPP-A) | PROTEÍNA PLASMÁTICA ASSOCIADA À GRAVIDEZ (PAPP-A) | III
Siemens Healthcare | Brazil | MD |  | FAMÍLIA ADVIA Chemistry Albumina BCP (ALBP) | ALBUMINA | II
Siemens Healthcare | Brazil | MD |  | Família Atellica IM Rubéola G II | VÍRUS DE RUBÉOLA | III
Siemens Healthcare | Brazil | MD |  | Sistema de ultrassonografia de diagnóstico | Aparelho de Ultra-Som | II
Siemens Healthcare | Brazil | MD |  | QC ADVIA Centaur Procalcitonina PCT | PROCALCITONINA PCT | II
Siemens Healthcare | Brazil | MD |  | ADVIA Centaur Procalcitonina (PCT) | PROCALCITONINA PCT | II
Siemens Healthcare | Brazil | MD |  | ADVIA Centaur anti-HBs2 (a-HBs2) | ANTICORPO TOTAL PARA ANTÍGENO S DE VÍRUS DE HEPATITE B (ANTI-HBSAG) | IV
Siemens Healthcare | Brazil | MD |  | QC ADVIA Centaur a-HBs2 | ANTICORPO TOTAL PARA ANTÍGENO S DE VÍRUS DE HEPATITE B (ANTI-HBSAG) | IV
Siemens Healthcare | Brazil | MD |  | Família Atellica IM Creatina Quinase MB (CKMB) | ATIVIDADE DE ISOENZIMA CREATINOQUINASE | III
Siemens Healthcare | Brazil | MD |  | Família Atellica IM CA 19-9 (CA 19-9) | ANTÍGENO CA 19-9 | III
Siemens Healthcare | Brazil | MD |  | Família Atellica IM Peptídeo Natriurético tipo B (BNP) | PEPTÍDEO NATRIURÉTICO CEREBRAL HUMANO (BNP) | II
Siemens Healthcare | Brazil | MD |  | Família Atellica IM Homocisteína (HCY) | HOMOCISTEÍNA | II
Siemens Healthcare | Brazil | MD |  | Familia Atellica IM Vitamina D Total (VitD) | VITAMINA D | II
Siemens Healthcare | Brazil | MD |  | Atellica IM Hormônio Folículo Estimulante (FSH) | HORMÔNIO FOLÍCULO ESTIMULANTE (FSH) | II
Siemens Healthcare | Brazil | MD |  | Familia Atellica IM Toxoplasma IgM (Toxo M) | TOXOPLASMA GONDII | IV
Siemens Healthcare | Brazil | MD |  | Familia Atellica IM Toxoplasma IgG (Toxo G) | TOXOPLASMA GONDII | IV
Siemens Healthcare | Brazil | MD |  | Atellica HEMA Diluente | TAMPÕES, DILUENTES E DEMAIS SOLUÇÕES PARA ANÁLISE LABORATORIAL | I
Siemens Healthcare | Brazil | MD |  | ADVIA CENTAUR ANTI-HBE (AHBE) | ANTICORPO TOTAL PARA ANTÍGENO E DE VÍRUS DE HEPATITE B (ANTI-HBEAG) | IV
Siemens Healthcare | Brazil | MD |  | ADVIA Chemistry Triglicerideos Concentrado TRIG_c | TRIGLICERÍDEO | II
Siemens Healthcare | Brazil | MD |  | Família ADVIA Centaur Antígeno SARS-CoV-2 (CoV2Ag) | CORONAVÍRUS | III
Siemens Healthcare | Brazil | MD |  | Sistema de ultrassonografia de diagnóstico | Aparelho de Ultra-Som | II
Siemens Healthcare | Brazil | MD |  | Atellica HEMA Solução de Descontaminação | SOLUÇÃO PARA LIMPEZA DE EQUIPAMENTOS | I
Siemens Healthcare | Brazil | MD |  | Atellica HEMA Solução de Limpeza | SOLUÇÃO PARA LIMPEZA DE EQUIPAMENTOS | I
Siemens Healthcare | Brazil | MD |  | IMMULITE/IMMULITE 1000 ESTRIOL Não Conjugado | ESTRIOL LIVRE - CLASSE DE RISCO II | II
Siemens Healthcare | Brazil | MD |  | ADVIA Chemistry XPT Solução de Linha de Base ISE | SOLUÇÃO PARA AVALIAÇÃO DE DESEMPENHO DOS COMPONENTES DE EQUIPAMENTOS | I
Siemens Healthcare | Brazil | MD |  | ADVIA Chemisty XPT Solução de Lavagem 0 | SOLUÇÃO PARA LIMPEZA DE EQUIPAMENTOS | I
Siemens Healthcare | Brazil | MD |  | ADVIA Chemistry XPT Detergente de cubetas | SOLUÇÃO PARA LIMPEZA DE EQUIPAMENTOS | I
Siemens Healthcare | Brazil | MD |  | Emit 2000 Ácido Micofenólico Controle de Qualidade | ÁCIDO MICOFENÓLICO | II
Siemens Healthcare | Brazil | MD |  | Emit 2000 Ácido Micofenólico Calibrador | ÁCIDO MICOFENÓLICO | II
Siemens Healthcare | Brazil | MD |  | ADVIA Centaur SHBG | HORMÔNIO SEXUAL LIGADO A GLOBULINA (SHBG) | II
Siemens Healthcare | Brazil | MD |  | ADVIA Chemistry B2-Microglobulina (B2M) | BETA 2-MICROGLOBULINA | II
Siemens Healthcare | Brazil | MD |  | ADVIA Chemistry Alfa-1-Antitripsina (AAT) | ALFA 1-ANTITRIPSINA | II
Siemens Healthcare | Brazil | MD |  | ADVIA 2120/ADVIA 2120i - Solução de lavagem da via de aspiração | SOLUÇÃO PARA LIMPEZA DE EQUIPAMENTOS | I
Siemens Healthcare | Brazil | MD |  | ADVIA 2120/ADVIA 2120i - Solução de lavagem Flow Cell Perox | SOLUÇÃO PARA LIMPEZA DE EQUIPAMENTOS | I
Siemens Healthcare | Brazil | MD |  | ADVIA 2120/ADVIA 2120i - Solução de lavagem da linha de respiro | SOLUÇÃO PARA LIMPEZA DE EQUIPAMENTOS | I
Siemens Healthcare | Brazil | MD |  | ADVIA 2120/ADVIA 2120i Solução de lavagem Flow Cell RBC | SOLUÇÃO PARA LIMPEZA DE EQUIPAMENTOS | I
Siemens Healthcare | Brazil | MD |  | Família Atellica IM Rubéola IgM (Rub M) | VÍRUS DE RUBÉOLA | III
Siemens Healthcare | Brazil | MD |  | Atellica IM Calibrador D (CAL D) | PARÂMETROS COMBINADOS NO MESMO PRODUTO - CLASSE III | III
Siemens Healthcare | Brazil | MD |  | Família Atellica IM Hepatite A Total (aHAVT) | VÍRUS DA HEPATITE A (HAV) | III
Siemens Healthcare | Brazil | MD |  | Dimension ETOH Flex | ETANOL | II
Siemens Healthcare | Brazil | MD |  | Dimension CKI Flex | ATIVIDADE TOTAL DE CREATINOQUINASE | II
Siemens Healthcare | Brazil | MD |  | Sistema de ultrassonografia de diagnóstico | Aparelho de Ultra-Som | II
Siemens Healthcare | Brazil | MD |  | ADVIA CENTAUR Cortisol (COR) | CORTISOL | II
Siemens Healthcare | Brazil | MD |  | ADVIA Centaur Calcitonina (CALCT) | CALCITONINA | II
Siemens Healthcare | Brazil | MD |  | Equipamento para Angiografia ARTIS icono | Equipamento Para Angiografia | III
Siemens Healthcare | Brazil | MD |  | ACUSON ACUNAV CATETER POR ULTRA-SOM | Transdutor para sistema de ecografia intravascular, de uso único | IV
Siemens Healthcare | Brazil | IVD |  | CLINITEK Novus Rinse Additive Kit | SOLUÇÃO PARA LIMPEZA DE EQUIPAMENTOS | I
Siemens Healthcare | Brazil | MD |  | ADVIA Chemistry Lítio_2 (LITH_2) | LÍTIO | II
Siemens Healthcare | Brazil | MD |  | Família Atellica IM Interleucina-6 (IL6) | INTERLEUCINAS | II
Siemens Healthcare | Brazil | IVD |  | CLINITEK Novus Kit de Calibração | PARÂMETROS COMBINADOS NO MESMO PRODUTO - CLASSE II | II
Siemens Healthcare | Brazil | IVD |  | Cartucho de Reagente Flex CRE2 DIMENSION | CREATININA | II
Siemens Healthcare | Brazil | IVD |  | Cartucho Reagente Flex® Fósforo DIMENSION | FÓSFORO/FOSFATO INORGÂNICO | II
Siemens Healthcare | Brazil | MD |  | Cassete de Urinálise CLINITEK Novus 10 | PARÂMETROS COMBINADOS NO MESMO PRODUTO - CLASSE II | II
Siemens Healthcare | Brazil | MD |  | ADVIA Centaur Systems | Instrumento destinado a imunoensaios | II
Siemens Healthcare | Brazil | MD |  | ADVIA Chemistry XPT | Instrumento para análise de bioquímica geral, hormônios, drogas ou proteínas | I
Siemens Healthcare | Brazil | MD |  | Atellica IM Troponina I Ultra (TnI-Ultra) | TROPONINA | III
Siemens Healthcare | Brazil | MD |  | Calibrador SHBG | HORMÔNIO SEXUAL LIGADO A GLOBULINA (SHBG) | II
Siemens Healthcare | Brazil | MD |  | Advia Centaur Probe Wash 3 (PW3) | SOLUÇÃO PARA LIMPEZA DE EQUIPAMENTOS | I
Siemens Healthcare | Brazil | MD |  | QC Anti-HBe (aHBe) | ANTICORPO TOTAL PARA ANTÍGENO E DE VÍRUS DE HEPATITE B (ANTI-HBEAG) | IV
Siemens Healthcare | Brazil | MD |  | QC HBeAg (HBe) | ANTÍGENO E DE VÍRUS DE HEPATITE B (HBEAG) | IV
Siemens Healthcare | Brazil | MD |  | IMMULITE 2000 TSI | ANTICORPO ANTITIREOIDEANO | II
Siemens Healthcare | Brazil | MD |  | Família Troponina I de Alta Sensibilidade (TnIH) | TROPONINA | III
Siemens Healthcare | Brazil | MD |  | SPECT Symbia | Sistema Nuclear de Formacao de Imagens | II
Siemens Healthcare | Brazil | MD |  | Família Dimension SARS-CoV-2 IgG (CV2G) | CORONAVÍRUS | III
Siemens Healthcare | Australia | MD | 40867 | X-ray system, diagnostic, computed tomography, application program software | X-ray system, diagnostic, computed tomography, application program software | Class IIb
Siemens Healthcare | Australia | MD | 58473 | Diagnostic digital imaging system workstation application software | Diagnostic digital imaging system workstation application software | Class IIb
Siemens Healthcare | Australia | MD | 37618 | X-ray system, diagnostic, computed tomography, full-body | X-ray system, diagnostic, computed tomography, full-body | Class IIb
Siemens Healthcare | Australia | IVD | 48452 | ADVIA Centaur HIV 1/O/2 Enhanced (EHIV) - HIV1/HIV2 antibody IVD, kit, chemiluminescent immunoassay | HIV1/HIV2 antibody IVD, kit, chemiluminescent immunoassay | Class 4
Siemens Healthcare | Australia | IVD | CT184 | Clinical chemistry toxicology/drug detection IVDs | Clinical chemistry toxicology/drug detection IVDs | Class 2
Siemens Healthcare | Australia | IVD | CT860 | Clinical chemistry therapeutic drug monitoring IVDs | Clinical chemistry therapeutic drug monitoring IVDs | Class 2
Siemens Healthcare | Australia | IVD | CT749 | Herpes simplex virus (HSV) (Human herpesvirus 1 & 2) IVDs | Herpes simplex virus (HSV) (Human herpesvirus 1 & 2) IVDs | Class 3
Siemens Healthcare | Australia | IVD | CT756 | Varicella zoster virus (Human herpesvirus 3) IVDs | Varicella zoster virus (Human herpesvirus 3) IVDs | Class 3
Siemens Healthcare | Australia | IVD | CT771 | Rubella virus IVDs - Rubella virus IVDs | Rubella virus IVDs | Class 3
Siemens Healthcare | Australia | IVD | CT889 | Multiple clinical chemistry constituent IVDs | Multiple clinical chemistry constituent IVDs | Class 2
Siemens Healthcare | Australia | IVD | CT184 | Clinical chemistry toxicology/drug detection IVDs | Clinical chemistry toxicology/drug detection IVDs | Class 2
Siemens Healthcare | Australia | IVD | CT860 | Clinical chemistry therapeutic drug monitoring IVDs | Clinical chemistry therapeutic drug monitoring IVDs | Class 2
Siemens Healthcare | Australia | IVD | CT974 | Clinical chemistry-specific protein IVDs | Clinical chemistry-specific protein IVDs | Class 2
Siemens Healthcare | Australia | IVD | CT833 | Clinical chemistry substrate IVDs | Clinical chemistry substrate IVDs | Class 2
Siemens Healthcare | Australia | IVD | CT827 | Clinical chemistry enzyme IVDs | Clinical chemistry enzyme IVDs | Class 2
Siemens Healthcare | Australia | IVD | CT836 | Clinical chemistry electrolyte IVDs | Clinical chemistry electrolyte IVDs | Class 2
Siemens Healthcare | Australia | IVD | CT847 | Clinical chemistry vitamin and mineral IVDs | Clinical chemistry vitamin and mineral IVDs | Class 2
Siemens Healthcare | Australia | IVD | CT910 | Interpretive software IVDs | Interpretive software IVDs | Class 3
Siemens Healthcare | Australia | IVD | CT850 | Clinical chemistry hormone IVDs | Clinical chemistry hormone IVDs | Class 3
Siemens Healthcare | Australia | IVD | CT749 | Herpes simplex virus (HSV) (Human herpesvirus 1 & 2) IVDs | Herpes simplex virus (HSV) (Human herpesvirus 1 & 2) IVDs | Class 3
Siemens Healthcare | Brazil | MD |  | DCA 2000 HEMOGLOBIN A1C CONTROL NORMAL/CONTROL ABNORMAL | HEMOGLOBINA GLICADA | II
Siemens Healthcare | Brazil | MD |  | IMMULITE 2000 Osteocalcina | OSTEOCALCINA | II
Siemens Healthcare | Brazil | MD |  | IMMULITE / IMMULITE 1000 ECP | PROTEÍNA CATIÔNICA EOSINÓFILA | II
Siemens Healthcare | Brazil | MD |  | Dímero-D Turbo IMMULITE/IMMULITE 1000 | D-DÍMERO | III
Siemens Healthcare | Brazil | MD |  | IMMULITE/IMMULITE 1000 Turbo NT-proBNP | PEPTÍDEO NATRIURÉTICO CEREBRAL HUMANO (BNP) | II
Siemens Healthcare | Brazil | MD |  | FAMÍLIA INNOVANCE HEPARIN | HEPARINA | II
Siemens Healthcare | Brazil | MD |  | Família Active-B12 (Holotranscobalamina) (AB12) | VITAMINA B12 (ÁCIDO FÓLICO) | II
Siemens Healthcare | Brazil | MD |  | Família ADVIA Chemistry Proteína na Urina/no Líquido Cefalorraquidiano (UCFP) | PROTEÍNA TOTAL | II
Siemens Healthcare | Brazil | MD |  | Família Calibrador E (CAL E) | PARÂMETROS COMBINADOS NO MESMO PRODUTO - CLASSE II | II
Siemens Healthcare | Brazil | MD |  | SOFTWARE DE PÓS-PROCESSAMENTO DE IMAGENS | Software | I
Siemens Healthcare | Brazil | MD |  | SISTEMA ANALISADOR DE QUÍMICA CLÍNICA DIMENSION RXL - XL | Instrumento para análise de bioquímica geral, hormônios, drogas ou proteínas | I
Siemens Healthcare | Brazil | MD |  | Calibrador ELF | PARÂMETROS COMBINADOS NO MESMO PRODUTO - CLASSE II | II
Siemens Healthcare | Brazil | MD |  | ADVIA Centaur Tissue Inhibitor of Matrix Metalloproteinase 1 (TIMP-1) | INIBIDOR TECIDUAL DE METALOPROTEINASE DE MATRIZ 1 (TIMP-1) | II
Siemens Healthcare | Brazil | MD |  | Atellica CH Ferro 3 (Iron3) | FERRO | II
Siemens Healthcare | Brazil | MD |  | SISTEMA DIMENSION EXL | Instrumento para análise de bioquímica geral, hormônios, drogas ou proteínas | II
Siemens Healthcare | Brazil | MD |  | ADVIA Centaur Multi-Diluente 13 | TAMPÕES, DILUENTES E DEMAIS SOLUÇÕES PARA ANÁLISE LABORATORIAL | I
Siemens Healthcare | Brazil | MD |  | FAMÍLIA IMMULITE 2000 IGF-I | FATOR DE CRESCIMENTO INSULINA TIPO I | II
Siemens Healthcare | Brazil | MD |  | FAMILIA IGF-I IMMULITE 1000 | FATOR DE CRESCIMENTO INSULINA TIPO I | II
Siemens Healthcare | Brazil | MD |  | Família ADVIA Chemistry Cistatina C_2 | CISTATINA C | II
Siemens Healthcare | Brazil | MD |  | Sistema Fluoroscópico de Raios-X Luminos dRF Max | Sistema Fluoroscopico de Raios X | III
Siemens Healthcare | Brazil | MD |  | ADVIA Centaur Free PSA (fPSA) | ANTÍGENO PROSTÁTICO ESPECÍFICO (PSA) LIVRE | III
Siemens Healthcare | Brazil | MD |  | Calibrador fPSA | ANTÍGENO PROSTÁTICO ESPECÍFICO (PSA) LIVRE | III
Siemens Healthcare | Brazil | MD |  | ADVIA Centaur PSA | ANTÍGENO PROSTÁTICO ESPECÍFICO (PSA) | III
Siemens Healthcare | Brazil | MD |  | Equipamento de Ressonância Magnética | Equipamento de Ressonancia Magnetica | II
Siemens Healthcare | Brazil | MD |  | Aparelho para Mamografia Digital | Aparelho para Mamografia | III
Siemens Healthcare | Brazil | MD |  | Calibrador para Ácido Micofenólico (MPAT) Dimension | ÁCIDO MICOFENÓLICO | II
Siemens Healthcare | Brazil | MD |  | INNOVANCE® VWF Ac | FATOR VON WILLEBRAND DE COAGULAÇÃO | II
Siemens Healthcare | Brazil | IVD |  | Cartucho de Reagente Flex Ácido Micofenólico (MPAT) Dimension | ÁCIDO MICOFENÓLICO | II
Siemens Healthcare | Brazil | MD |  | Família Interleucina-6 (IL-6) | INTERLEUCINAS | II
Siemens Healthcare | Brazil | MD |  | ADVIA Centaur Sonda auxiliar Lavagem 3 (APW3) | SOLUÇÃO PARA LIMPEZA DE EQUIPAMENTOS | I
Siemens Healthcare | Brazil | MD |  | ADVIA Centaur Probe Wash 4(PW4) | SOLUÇÃO PARA LIMPEZA DE EQUIPAMENTOS | I
Siemens Healthcare | Brazil | MD |  | Atellica CH Calibrador Droga II (DRUG II CAL) | PARÂMETROS COMBINADOS NO MESMO PRODUTO - CLASSE II | II
Siemens Healthcare | Brazil | MD |  | Atellica IM Calcitonina (CALCT) | CALCITONINA | II
Siemens Healthcare | Brazil | MD |  | Atellica CH Haptoglobina_2 (Hapt_2) | HAPTOGLOBINA | II
Siemens Healthcare | Brazil | MD |  | Atellica CH Calibrador Proteína Específica ao Líquido (LSP CAL) | PARÂMETROS COMBINADOS NO MESMO PRODUTO - CLASSE II | II
Siemens Healthcare | Brazil | MD |  | Atellica CH Amylase_2 (AMY_2) | AMILASE | II
Siemens Healthcare | Brazil | MD |  | Atellica CH Tacrolimus (TACR) | TACROLIMUS | III
Siemens Healthcare | Brazil | MD |  | Família Atellica IM Analisadores | Instrumento destinado a imunoensaios | II
Siemens Healthcare | Brazil | MD |  | Atellica IM Triiodotironina Livre (FT3) | TRIIODOTIRONINA (T3) LIVRE | II
Siemens Healthcare | Brazil | MD |  | Atellica IM Probe Wash 3 (PW3) | SOLUÇÃO PARA LIMPEZA DE EQUIPAMENTOS | I
Siemens Healthcare | Brazil | MD |  | Atellica CH Lamp Coolant (LC) | TAMPÕES, DILUENTES E DEMAIS SOLUÇÕES PARA ANÁLISE LABORATORIAL | I
Siemens Healthcare | Brazil | MD |  | Atellica IM Ancillary Probe Wash 1 (APW1) | SOLUÇÃO PARA LIMPEZA DE EQUIPAMENTOS | I
Siemens Healthcare | Brazil | MD |  | Atellica IM Multi-Diluente 11 | TAMPÕES, DILUENTES E DEMAIS SOLUÇÕES PARA ANÁLISE LABORATORIAL | I
Siemens Healthcare | Brazil | MD |  | Atellica CH Calibrador Bioquímico Especial (SPCL CHEM CAL) | PARÂMETROS COMBINADOS NO MESMO PRODUTO - CLASSE II | II
Siemens Healthcare | Brazil | MD |  | Família Atellica CH Proteína total 2 (Urina) (UPro) | PROTEÍNA TOTAL | II
Siemens Healthcare | Brazil | MD |  | ADVIA Chemistry A1c_E Solução de Pré-Tratamento | SOLUÇÃO DE LISE PARA HEMATOLOGIA | I
Siemens Healthcare | Brazil | MD |  | Atellica CH Calibrador de Toxicologia (TOX CAL) | PARÂMETROS COMBINADOS NO MESMO PRODUTO - CLASSE II | II
Siemens Healthcare | Brazil | MD |  | Família Multi-Diluent 12 | TAMPÕES, DILUENTES E DEMAIS SOLUÇÕES PARA ANÁLISE LABORATORIAL | I
Siemens Healthcare | Brazil | MD |  | Família Atellica CH Analisadores | Instrumento para análise de bioquímica geral, hormônios, drogas ou proteínas | II
Siemens Healthcare | Brazil | MD |  | Adenovirus 5 Hexon primer pair | ADENOVÍRUS | II
Siemens Healthcare | Brazil | MD |  | Equipamento de Tomografia Computadorizada SOMATOM Edge Plus | Equipamento de Tomografia Computadorizado | III
Siemens Healthcare | Brazil | MD |  | ADVIA CENTAUR FT4 | TIROXINA (T4) | II
Siemens Healthcare | Brazil | MD |  | ADVIA 120 CN-Free CBC TIMEPAC | CONTAGEM DE CÉLULAS SANGUÍNEAS | II
Siemens Healthcare | Brazil | MD |  | EBV-VCA IgG IMMULITE 2000 | VÍRUS EPSTEIN-BARR (EBV) | II
Siemens Healthcare | Brazil | MD |  | EBV-VCA IgM IMMULITE 2000 | VÍRUS EPSTEIN-BARR (EBV) | II
Siemens Healthcare | Brazil | MD |  | Calibrador LOCI THYR (FT3  FT4L - TSHL) Dimension | PARÂMETROS COMBINADOS NO MESMO PRODUTO - CLASSE II | II
Siemens Healthcare | Brazil | MD |  | EBV-EBNA IgG IMMULITE 2000 | VÍRUS EPSTEIN-BARR (EBV) | II
Siemens Healthcare | Brazil | MD |  | Atellica IM Ferritina (Fer) | FERRITINA | II
Siemens Healthcare | Brazil | MD |  | Atellica CH Alanina Aminotransferase P5P (ALTPLc) | TRANSAMINASE GLUTÂMICA PIRÚVICA (TGP OU ALT) | II
Siemens Healthcare | Brazil | MD |  | Família Atellica CH Metabólitos de Metadona 1000 ng/mL Urina (EDDP) (MetMtb) | METADONA | II
Siemens Healthcare | Brazil | MD |  | MÓDULO DE CENTRIFUGAÇÃO | Centrifuga | I
Siemens Healthcare | Brazil | MD |  | Família Atellica CH Hemoglobina A1c_3 (A1c_3) | HEMOGLOBINA GLICADA | II
Siemens Healthcare | Brazil | MD |  | Família Atellica CH Frutosamina (Fruc) | FRUTOSAMINA | II
Siemens Healthcare | Brazil | MD |  | Atellica CH Calibrador de Droga (DRUG CAL) | PARÂMETROS COMBINADOS NO MESMO PRODUTO - CLASSE II | II
Siemens Healthcare | Brazil | MD |  | CAL CA 15-3 CALIBRATOR ADVIA CENTAUR | ANTÍGENO CA 15-3 | III
Siemens Healthcare | Canada | MD |  | MAGNETOM AMIRA |  | 2
Siemens Healthcare | Canada | MD |  | ATELLICA DCA TEST SYSTEM |  | 3
Siemens Healthcare | Brazil | MD |  | Família Atellica IM SARS-CoV-2 IgG (sCOVG) | CORONAVÍRUS | III
Siemens Healthcare | Brazil | MD |  | ADVIA CENTAUR HCV | ANTICORPO TOTAL PARA VÍRUS DE HEPATITE C (ANTI-HCV) | IV
Siemens Healthcare | Brazil | MD |  | NEFELOMETRO BEHRING (BN II) | Instrumento para análise de bioquímica geral, hormônios, drogas ou proteínas | II
Siemens Healthcare | Brazil | MD |  | IMMULITE 2000 Nicotina Metabolito | NICOTINA | II
Siemens Healthcare | Brazil | MD |  | CALIBRADOR DE TROPONINA I CARDIACA - DIMENSION | TROPONINA | III
Siemens Healthcare | Brazil | MD |  | DADE CI-TROL CONTROLE DE COAGULAÇÃO | PARÂMETROS COMBINADOS NO MESMO PRODUTO - CLASSE III | III
Siemens Healthcare | Brazil | IVD |  | CARTUCHO DE REAGENTE FLEX MIOGLOBINA DIMENSION | MIOGLOBINA | II
Siemens Healthcare | Brazil | MD |  | ADVIA CENTRALINK | Software | I
Siemens Healthcare | Brazil | MD |  | Família Atellica CH Proteína C Reativa (RCRP) | PROTEÍNA C REATIVA | II
Siemens Healthcare | Brazil | MD |  | VB12 DTT AGENTE LIBERADOR ADVIA CENTAUR | TAMPÕES, DILUENTES E DEMAIS SOLUÇÕES PARA ANÁLISE LABORATORIAL | I
Siemens Healthcare | Brazil | MD |  | CAL CALIBRATOR 27 ADVIA CENTAUR SYSTEMS | TEOFILINA | II
Siemens Healthcare | Brazil | MD |  | CAL HCY CALIBRATOR ADVIA CENTAUR ACS 180 SYSTEMS | HOMOCISTEÍNA | II
Siemens Healthcare | Brazil | MD |  | CAL IRI CALIBRATOR ADVIA CENTAUR ACS 180 SYSTEMS | INSULINA (CALIBRADOR) | II
Siemens Healthcare | Brazil | MD |  | CAL CpS CALIBRATOR ADVIA CENTAUR ACS 180 SYSTEMS | PEPTÍDEO C | II
Siemens Healthcare | Brazil | MD |  | ADVIA CENTAUR HCY DILUENTE | TAMPÕES, DILUENTES E DEMAIS SOLUÇÕES PARA ANÁLISE LABORATORIAL | I
Siemens Healthcare | Brazil | MD |  | CALIBRADOR DE MICROALBUMINA (MALB) DIMENSION | SOLUÇÃO PARA LIMPEZA DE EQUIPAMENTOS | I
Siemens Healthcare | Brazil | MD |  | SYVA RAPIDTEST CANABINÓIDES (THC) | CANABINÓIDE | II
Siemens Healthcare | Brazil | MD |  | CONTROLE DE PLASMA PROC | PLASMA DEFICIENTE EM FATORES DE COAGULAÇÃO | II
Siemens Healthcare | Brazil | MD |  | Calibrador Vitamina D | VITAMINA D | II
Siemens Healthcare | Brazil | MD |  | N LATEX IGE MONO | IMUNOGLOBULINA E | II
Siemens Healthcare | Brazil | MD |  | N ANTISORO HUMANO PARA IMUNOGLOBULINA IGG | IMUNOGLOBULINA G | II
Siemens Healthcare | Brazil | MD |  | N LATEX ASL | ANTIESTREPTOLISINA | II
Siemens Healthcare | Brazil | MD |  | BERICHROM HEPARINA | HEPARINA | II
Siemens Healthcare | Brazil | MD |  | N/T CONTROLE DE PROTEINA LC | PARÂMETROS COMBINADOS NO MESMO PRODUTO - CLASSE II | II
Siemens Healthcare | Brazil | IVD |  | BC REAGENTE DE TROMBINA | TEMPO DE TROMBINA (TT) | II
Siemens Healthcare | Brazil | MD |  | QUIKLYTE SOLUÇÃO DE LAVAGEM | SOLUÇÃO PARA LIMPEZA DE EQUIPAMENTOS | I
Siemens Healthcare | Brazil | MD |  | BERICHROM PROTEINA C | PROTEÍNA C | II
Siemens Healthcare | Brazil | MD |  | N PADRAO REUMATOLOGICO SL | PARÂMETROS COMBINADOS NO MESMO PRODUTO - CLASSE II | II
Siemens Healthcare | Brazil | MD |  | CardioPhase* hsCRP | PROTEÍNA C REATIVA | II
Siemens Healthcare | Brazil | MD |  | EMIT 2000 CALIBRADOR NEGATIVO DE CICLOSPORINA | CICLOSPORINA | III
Siemens Healthcare | Brazil | MD |  | CALIBRADOR II DE DROGAS DIMENSION DC49D | PAINEL DROGAS DE ABUSO | II
Siemens Healthcare | Brazil | IVD |  | ADVIA Chemistry Reagente Concentrado para Colesterol, (CHOL_c) | COLESTEROL TOTAL | II
Siemens Healthcare | Brazil | MD |  | SYVA RAPIDTEST D.A.U ANFETAMINAS (AMP) | ANFETAMINA | II
Siemens Healthcare | Brazil | MD |  | N ANTISORO HUMANO PARA IMUNOGLOBULINA IGA | IMUNOGLOBULINA A | II
Siemens Healthcare | Brazil | MD |  | N LATEX ADNASE B | STREPTOCOCCUS | III
Siemens Healthcare | Brazil | MD |  | ADVIA 360/560 Calibrador | PARÂMETROS COMBINADOS NO MESMO PRODUTO - CLASSE II | II
Siemens Healthcare | Brazil | MD |  | Família de controles ADVIA 360 Controle | PARÂMETROS COMBINADOS NO MESMO PRODUTO - CLASSE II | II
Siemens Healthcare | Brazil | MD |  | Família de controles ADVIA 560 Controle | PARÂMETROS COMBINADOS NO MESMO PRODUTO - CLASSE II | II
Siemens Healthcare | Brazil | MD |  | ADVIA Chemistry alfa-1-Glicoproteína Ácida (AAG) | ALFA 1-GLICOPROTEÍNA ÁCIDA (AGPA) | II
Siemens Healthcare | Brazil | MD |  | syngo®.via protoNeo | Software | I
Siemens Healthcare | Brazil | MD |  | Berichrom® C1-Inibidor de C1 | COMPLEMENTO DE COMPONENTE INATIVADOR C1 | II
Siemens Healthcare | Brazil | MD |  | Fator VIII Cromogênico | FATOR VIII DE COAGULAÇÃO | II
Siemens Healthcare | Brazil | MD |  | ADVIA CENTAUR CP | Instrumento destinado a imunoensaios | II
Siemens Healthcare | Brazil | MD |  | SISTEMA BCS XP | Instrumento para hemostasia | II
Siemens Healthcare | Brazil | MD |  | Equipamento de Tomografia Computadorizada SOMATOM go.Up | Equipamento de Tomografia Computadorizado | III
Siemens Healthcare | Brazil | MD |  | Equipamento de Tomografia Computadorizada SOMATOM go.Now | Equipamento de Tomografia Computadorizado | III
Siemens Healthcare | Brazil | MD |  | Família ADVIA Centaur cPSA | ANTÍGENO PROSTÁTICO ESPECÍFICO (PSA) | III
Siemens Healthcare | Brazil | MD |  | ADVIA Chemistry Calibrador Enzimático 2 | CALIBRADORES E PADRÕES MULTIPARÂMETRO DE UMA OU MAIS CONCENTRAÇÕES - CLASSE II | II
Siemens Healthcare | Brazil | MD |  | ADVIA Chemistry Calibrador Enzimático 1 | CALIBRADORES E PADRÕES MULTIPARÂMETRO DE UMA OU MAIS CONCENTRAÇÕES - CLASSE II | II
Siemens Healthcare | Brazil | MD |  | Equipamento de Tomografia Computadorizada SOMATOM Drive | Equipamento de Tomografia Computadorizado | III
Siemens Healthcare | Brazil | MD |  | ADVIA CENTAUR APW2 | SOLUÇÃO PARA LIMPEZA DE EQUIPAMENTOS | I
Siemens Healthcare | Brazil | MD |  | EMIT II Plus  6-AM Ecstasy Calibrador Controle | OPIÁCIO | II
Siemens Healthcare | Brazil | MD |  | RAPIDLAB 1200 SYSTEMS | Instrumento para análise de bioquímica geral, hormônios, drogas ou proteínas | II
Siemens Healthcare | Brazil | MD |  | ADVIA CHEMISTRY GLUCOSE HEXOQUINASE_3, concentrada (GLUC_c) | GLICOSE | II
Siemens Healthcare | Brazil | MD |  | Atellica CH Lactato (Lac) | LACTATO | II
Siemens Healthcare | Brazil | MD |  | Atellica CH Lipase (Lip) | LIPASE | II
Siemens Healthcare | Brazil | MD |  | Atellica CH Colinesterase (CHE) | COLINESTERASE | II
Siemens Healthcare | Brazil | MD |  | Família Atellica IM SARS-CoV-2 Total (COV2T) | CORONAVÍRUS | III
Siemens Healthcare | Brazil | MD |  | Família ADVIA Centaur SARS-CoV-2 Total (COV2T) | CORONAVÍRUS | III
Siemens Healthcare | Brazil | MD |  | Arco Cirúrgico | Arco Cirurgico | III
Siemens Healthcare | Brazil | MD |  | Sistema de ultrassonografia de diagnóstico | Aparelho de Ultra-Som | II
Siemens Healthcare | Brazil | IVD |  | REAGENTE DE FERRITINA FLEX DIMENSION | FERRITINA | II
Siemens Healthcare | Brazil | MD |  | THROMBOREL S | TEMPO DE PROTROMBINA (TP) | III
Siemens Healthcare | Brazil | IVD |  | REAGENTE FLEX DE GLICOSE (GLUC) DIMENSION | GLICOSE | II
Siemens Healthcare | Brazil | IVD |  | N REAGENTE SUPLEMENTAR L | TAMPÕES, DILUENTES E DEMAIS SOLUÇÕES PARA ANÁLISE LABORATORIAL | I
Siemens Healthcare | Brazil | IVD |  | SOLUCAO DE LIMPEZA DA SONDA DE REAGENTE | SOLUÇÃO PARA LIMPEZA DE EQUIPAMENTOS | I
Siemens Healthcare | Brazil | MD |  | PADROES FIBRINOGENIO | FIBRINOGÊNIO | II
Siemens Healthcare | Brazil | MD |  | N LATEX FR | FATOR REUMATÓIDE | II
Siemens Healthcare | Brazil | IVD |  | REAGENTE FLEX DE PESQUISA DE OPIATOS NA URINA DIMENSION | OPIÁCIO | II
Siemens Healthcare | Brazil | MD |  | ProC® Ac R | PROTEÍNA C | II
Siemens Healthcare | Brazil | MD |  | N LATEX SAA | PROTEÍNA BETA-AMILÓIDE | II
Siemens Healthcare | Brazil | MD |  | N ANTISORO IMUNOGLOBULINA HUMANA CADEIA L TIPO KAPPA | CADEIA KAPPA/LAMBDA | II
Siemens Healthcare | Brazil | IVD |  | REAGENTE DE TRIGLICÉRIDES (TRIG) DIMENSION | TRIGLICERÍDEO | II
Siemens Healthcare | Brazil | MD |  | Solução de Cloreto de Cálcio | TAMPÕES, DILUENTES E DEMAIS SOLUÇÕES PARA ANÁLISE LABORATORIAL | I
Siemens Healthcare | Brazil | MD |  | EMIT CALIBRADOR NÍVEL ZERO ( NEGATIVO ) | PARÂMETROS COMBINADOS NO MESMO PRODUTO - CLASSE II | II
Siemens Healthcare | Brazil | MD |  | N ANTISORO PARA ALFA1-GLICOPROTEÍNA ÁCIDA HUMANA | ALFA 1-GLICOPROTEÍNA ÁCIDA (AGPA) | II
Siemens Healthcare | Brazil | MD |  | EMIT CALIBRADORES DE ALCOOL ETÍLICO | ÁLCOOL | II
Siemens Healthcare | Brazil | MD |  | N ANTISORO PARA IMUNOGLOBULINA M (IGM) | IMUNOGLOBULINA M | II
Siemens Healthcare | Brazil | MD |  | N ANTISORO HUMANO C3c | COMPLEMENTO DE COMPONENTE C3/C3C | II
Siemens Healthcare | Brazil | IVD |  | REAGENTE FLEX DE PEPTIDEO NATRIURETICO N TERMINAL PRO-CEREBRO (PBNP) DIMENSION | PEPTÍDEO NATRIURÉTICO CEREBRAL HUMANO (BNP) | II
Siemens Healthcare | Brazil | MD |  | N ANTISORO PARA ALBUMINA HUMANA | ALBUMINA | II
Siemens Healthcare | Brazil | MD |  | N Proteína Standard PY | PARÂMETROS COMBINADOS NO MESMO PRODUTO - CLASSE II | II
Siemens Healthcare | Brazil | MD |  | EMIT 2000 CALIBRADORES DE TEOFILINA | TEOFILINA | II
Siemens Healthcare | Brazil | MD |  | CALIBRADOR DE PRÉ-ALBUMINA - DIMENSION | PRÉ-ALBUMINA (TRANSTIRETINA) | II
Siemens Healthcare | Brazil | MD |  | SISTEMA DE IMUNOENSAIOS IMMULITE 2000 XPI | Instrumento destinado a imunoensaios | I
Siemens Healthcare | Brazil | MD |  | Atellica CH Cleaner | SOLUÇÃO PARA LIMPEZA DE EQUIPAMENTOS | I
Siemens Healthcare | Brazil | MD |  | Atellica CH Diluente A-LYTE IMT (IMT Diluent) | TAMPÕES, DILUENTES E DEMAIS SOLUÇÕES PARA ANÁLISE LABORATORIAL | I
Siemens Healthcare | Brazil | IVD |  | Atellica CH Reagent Probe Cleaner 2 (RPC2) | SOLUÇÃO PARA LIMPEZA DE EQUIPAMENTOS | I
Siemens Healthcare | Brazil | MD |  | Atellica CH Diluent | TAMPÕES, DILUENTES E DEMAIS SOLUÇÕES PARA ANÁLISE LABORATORIAL | I
Siemens Healthcare | Brazil | MD |  | Atellica CH Conditioner | SOLUÇÃO PARA LIMPEZA DE EQUIPAMENTOS | I
Siemens Healthcare | Brazil | MD |  | Atellica CH Water Bath Additive (WBA) | TAMPÕES, DILUENTES E DEMAIS SOLUÇÕES PARA ANÁLISE LABORATORIAL | I
Siemens Healthcare | Brazil | MD |  | Atellica CH Wash | SOLUÇÃO PARA LIMPEZA DE EQUIPAMENTOS | I
Siemens Healthcare | Brazil | IVD |  | Atellica CH Check reagente (CHK) | SOLUÇÃO PARA AVALIAÇÃO DE DESEMPENHO DOS COMPONENTES DE EQUIPAMENTOS | I
Siemens Healthcare | Brazil | IVD |  | Atellica CH Reagent Probe Cleaner 4 (RPC4) | SOLUÇÃO PARA LIMPEZA DE EQUIPAMENTOS | I
Siemens Healthcare | Brazil | MD |  | Atellica CH A-LYTE IMT Padrão B + Solução Salina (IMT Standard B + Salt Bridge) | ELETRÓLITOS | II
Siemens Healthcare | Brazil | MD |  | Atellica CH A-LYTE IMT Padrão A (IMT Standard A) | ELETRÓLITOS | II
Siemens Healthcare | Brazil | IVD |  | Atellica CH Reagent Probe Cleaner 1 (RPC1) | SOLUÇÃO PARA LIMPEZA DE EQUIPAMENTOS | I
Siemens Healthcare | Brazil | MD |  | Atellica IM FBHCG | BETA GONADOTROFINA CORIÔNICA HUMANA (BHCG) | II
Siemens Healthcare | Brazil | MD |  | Atellica CH Lactato_2 (Lac_2) | LACTATO | II
Siemens Healthcare | Brazil | MD |  | ADVIA Hematology Systems | Instrumento para análise ou contagem de células e plaquetas | I
Siemens Healthcare | Brazil | MD |  | Atellica CH Amilase Pancreática_2 (PAMY_2) | AMILASE | II
Siemens Healthcare | Brazil | MD |  | Atellica CH Lítio_2 (LITH_2) | LÍTIO | II
Siemens Healthcare | Brazil | MD |  | RAPIDLyte Multicap e Multicap-S | FRASCO OU MATERIAL PARA COLETA, ARMAZENAMENTO OU TRANSPORTE DE AMOSTRAS BIOLÓGICAS | I
Siemens Healthcare | Brazil | MD |  | RAPIDLyte Conjunto de Colheita de Linha-Amostragem de Sangue Arterial | FRASCO OU MATERIAL PARA COLETA, ARMAZENAMENTO OU TRANSPORTE DE AMOSTRAS BIOLÓGICAS | I
Siemens Healthcare | Brazil | MD |  | SISTEMA RAPIDLAB 348EX | Instrumento para análise de gases sanguíneos, íons ou pH | II
Siemens Healthcare | Brazil | MD |  | ADVIA 360/560 Hypoclean CC | SOLUÇÃO PARA LIMPEZA DE EQUIPAMENTOS | I
Siemens Healthcare | Brazil | MD |  | Família Atellica CH PCR Estendido (wrCRP) | PROTEÍNA C REATIVA | II
Siemens Healthcare | Brazil | MD |  | Família Atellica CH Albumina BCP (AlbP) | ALBUMINA | II
Siemens Healthcare | Brazil | MD |  | Atellica CH Glucose Hexoquinase_3 (GluH_3) | GLICOSE | II
Siemens Healthcare | Brazil | MD |  | Atellica CH Fósforo Inorgânico (IP) | FÓSFORO/FOSFATO INORGÂNICO | II
Siemens Healthcare | Brazil | MD |  | Atellica CH Aspartato Aminotransferase (AST) | TRANSAMINASE GLUTÂMICA OXALACÉTICA (TGO OU AST) | II
Siemens Healthcare | Brazil | MD |  | Atellica CH Alanina Aminotransferase (ALT) | TRANSAMINASE GLUTÂMICA PIRÚVICA (TGP OU ALT) | II
Siemens Healthcare | Brazil | MD |  | Equipamento de Ressonância Magnética MAGNETOM Vida e MAGNETOM Sola | Equipamento de Ressonancia Magnetica | II
Siemens Healthcare | Brazil | MD |  | Atellica CH Amilase (Amylas) | AMILASE | II
Siemens Healthcare | Brazil | MD |  | Atellica CH Alfa-1-antitripsina (AAT) | ALFA 1-ANTITRIPSINA | II
Siemens Healthcare | Brazil | MD |  | Atellica CH Lítio (Li) | LÍTIO | II
Siemens Healthcare | Brazil | MD |  | Atellica CH Bilirrubina Direta 2 (DBil_2) | BILIRRUBINA | II
Siemens Healthcare | Brazil | MD |  | Atellica CH Colesterol_2 (Chol_2) | COLESTEROL TOTAL | II
Siemens Healthcare | Brazil | MD |  | Atellica CH Colesterol HDL Direto (D-HDL) | LIPOPROTEÍNA DE ALTA DENSIDADE (HDL) | II
Siemens Healthcare | Brazil | MD |  | Atellica CH Transferrina (Trf) | TRANSFERRINA | II
Siemens Healthcare | Brazil | MD |  | Atellica CH Imunoglobulina A_2 (IgA_2) | IMUNOGLOBULINA A | II
Siemens Healthcare | Brazil | MD |  | Atellica CH Pré-albumina (PreAlb) | PRÉ-ALBUMINA (TRANSTIRETINA) | II
Siemens Healthcare | Brazil | MD |  | Atellica CH Ureia Nitrogenada (UN_c) | URÉIA | II
Siemens Healthcare | Brazil | MD |  | Atellica CH Ácido Úrico (UA) | ÁCIDO ÚRICO | II
Siemens Healthcare | Brazil | MD |  | Atellica CH Imunoglobulina G_2 (IgG_2) | IMUNOGLOBULINA G | II
Siemens Healthcare | Brazil | MD |  | Atellica CH Lactato Desidrogenase L-P (LDLP) | LACTATO DESIDROGENASE (LDH) | II
Siemens Healthcare | Brazil | MD |  | Atellica CH Colesterol Direto LDL (D-LDL) | LIPOPROTEÍNA DE BAIXA DENSIDADE (LDL) | II
Siemens Healthcare | Brazil | MD |  | Atellica CH Proteína II Total (TP) | PROTEÍNA TOTAL | II
Siemens Healthcare | Brazil | MD |  | Atellica CH Cálcio (Ca) | CÁLCIO | II
Siemens Healthcare | Brazil | MD |  | Atellica CH Magnesio (Mg) | MAGNÉSIO | II
Siemens Healthcare | Brazil | MD |  | Dimension ALPI Flex | FOSFATASE ALCALINA (FAL OU ALP) | II
Siemens Healthcare | Brazil | MD |  | Dimension ALPI Cal | FOSFATASE ALCALINA (FAL OU ALP) | II
Siemens Healthcare | Brazil | MD |  | Atellica IM Tireoglobulina (Tg) | TIREOGLOBULINA (TG) - CLASSE III | III
Siemens Healthcare | Brazil | MD |  | Família Atellica IM CMV IgG (CMV) | CITOMEGALOVÍRUS | IV
Siemens Healthcare | Brazil | MD |  | Família Atellica IM Anti-CCP IgG (aCCP) | ANTI-PEPTÍDEO CITRULINADO CÍCLICO (ANTI-CCP) | II
Siemens Healthcare | Brazil | MD |  | Familia Atellica CH Hemoglobina A1c Enzimática (A1c_E) | HEMOGLOBINA GLICADA | II
Siemens Healthcare | Brazil | MD |  | ADVIA Centaur FBHCG | BETA GONADOTROFINA CORIÔNICA HUMANA (BHCG) | II
Siemens Healthcare | Brazil | MD |  | ADVIA CENTRALINK | Software | I
Siemens Healthcare | Brazil | IVD |  | CARTUCHO DE REAGENTE FLEX DO ANTIGENO ESPECIFICO PROSTATICO (PSA) TOTAL DIMENSION | ANTÍGENO PROSTÁTICO ESPECÍFICO (PSA) | III
Siemens Healthcare | Brazil | MD |  | CALIBRADOR DE DROGAS DIMENSION | PAINEL DROGAS DE ABUSO | II
Siemens Healthcare | Brazil | MD |  | MULTI-CALIBRADOR TP | TEMPO DE PROTROMBINA (TP) | III
Siemens Healthcare | Brazil | MD |  | LC PARTIGEN ALFA1-ANTITRIPSINA | ALFA 1-ANTITRIPSINA | II
Siemens Healthcare | Brazil | MD |  | CALIBRADOR DE PSA TOTAL E LIVRE DIMENSION | ANTÍGENO PROSTÁTICO ESPECÍFICO (PSA) | III
Siemens Healthcare | Brazil | MD |  | N LATEX BETA2-MICROGLOBULINA | BETA 2-MICROGLOBULINA | II
Siemens Healthcare | Brazil | IVD |  | CARTUCHO DE REAGENTE FLEX PARA TROPONINA I CARDIACA-DIMENSION | TROPONINA | III
Siemens Healthcare | Brazil | MD |  | Atellica IM Digoxina (Dig) | DIGOXINA | II
Siemens Healthcare | Brazil | MD |  | IMMULITE 2000 Anti-CCP IgG | ANTI-PEPTÍDEO CITRULINADO CÍCLICO (ANTI-CCP) | II
Siemens Healthcare | Brazil | MD |  | RAPIDPOINT 500 SYSTEM | Instrumento para análise de gases sanguíneos, íons ou pH | II
Siemens Healthcare | Brazil | MD |  | Família Atellica IM Peptídeo C (CpS) | PEPTÍDEO C | II
Siemens Healthcare | Brazil | MD |  | Família Atellica IM Insulina (IRI) | INSULINA | II
Siemens Healthcare | Brazil | MD |  | FAMÍLIA DE ALÉRGENOS ESPECÍFICOS DROGAS IMMULITE 2000 | SISTEMAS, DISCOS E FITAS PARA PESQUISA DE ANTI-IGE IMUNOESPECÍFICA (ALÉRGENOS) ISOLADOS OU EM GRUPO - DROGAS | II
Siemens Healthcare | Brazil | MD |  | N APO E | LIPOPROTEÍNA | II
Siemens Healthcare | Brazil | MD |  | ADVIA 1800 CHEMISTRY SYSTEM | Instrumento para análise de bioquímica geral, hormônios, drogas ou proteínas | I
Siemens Healthcare | Brazil | MD |  | N LATEX CISTATINA C | CISTATINA C | II
Siemens Healthcare | Brazil | MD |  | N/T CONTROLE REUMATOLOGICO SL/1 | PARÂMETROS COMBINADOS NO MESMO PRODUTO - CLASSE II | II
Siemens Healthcare | Brazil | MD |  | N LATEX IgG4 | SUBCLASSE DE IMUNOGLOBULINA G | II
Siemens Healthcare | Brazil | MD |  | CONTROL PLASMA N | CALIBRADORES E PADRÕES MULTIPARÂMETRO DE UMA OU MAIS CONCENTRAÇÕES - CLASSE III | III
Siemens Healthcare | Brazil | MD |  | FAMÍLIA DE ALÉRGENOS ESPECÍFICOS FLORES, MEL E FRUTAS IMMULITE 2000 | SISTEMAS, DISCOS E FITAS PARA PESQUISA DE ANTI-IGE IMUNOESPECÍFICA (ALÉRGENOS) ISOLADOS OU EM GRUPO - FLORES, MEL, FRUTAS E SEUS DERIVADOS | II
Siemens Healthcare | Brazil | MD |  | Família Sistema Atellica COAG 360 | Instrumento para hemostasia | II
Siemens Healthcare | Brazil | MD |  | Familia Atellica IM Digitoxina (Dgtn) | DIGITOXINA | II
Siemens Healthcare | Brazil | MD |  | Família Sistema Atellica NEPH 630 | Instrumento para análise de bioquímica geral, hormônios, drogas ou proteínas | II
Siemens Healthcare | Brazil | MD |  | FAMÍLIA DE ALÉRGENOS PAINÉIS PARA TRIAGEM RESPIRATÓRIA IMMULITE 2000 | SISTEMAS, DISCOS E FITAS PARA PESQUISA DE ANTI-IGE IMUNOESPECÍFICA (ALÉRGENOS) ISOLADOS OU EM GRUPO - PAINÉIS PARA TRIAGEM RESPIRATÓRIA/INALANTES | II
Siemens Healthcare | Brazil | MD |  | FAMÍLIA DE ALÉRGENOS PAINÉIS PARA TRIAGEM ALIMENTAR IMMULITE 2000 | SISTEMAS, DISCOS E FITAS PARA PESQUISA DE ANTI-IGE IMUNOESPECÍFICA (ALÉRGENOS) ISOLADOS OU EM GRUPO - PAÍNEIS PARA TRIAGEM ALIMENTAR | II
Siemens Healthcare | Brazil | MD |  | FAMÍLIA DE ALÉRGENOS ESPECÍFICOS INSETOS E SEUS VENENOS IMMULITE 2000 | SISTEMAS, DISCOS E FITAS PARA PESQUISA DE ANTI-IGE IMUNOESPECÍFICA (ALÉRGENOS) ISOLADOS OU EM GRUPO - INSETOS E SEUS VENENOS | II
Siemens Healthcare | Brazil | MD |  | FAMÍLIA DE ALÉRGENOS ESPECÍFICOS CARNE, CHOCOLATE, LEITE E DERIVADOS IMMULITE 2000 | SISTEMAS, DISCOS E FITAS PARA PESQUISA DE ANTI-IGE IMUNOESPECÍFICA (ALÉRGENOS) ISOLADOS OU EM GRUPO - CARNES, CHOCOLATE, LEITE E SEUS DERIVADOS | II
Siemens Healthcare | Brazil | MD |  | FAMÍLIA DE ALÉRGENOS ESPECÍFICOS LEGUMES E VERDURAS IMMULITE 2000 | SISTEMAS, DISCOS E FITAS PARA PESQUISA DE ANTI-IGE IMUNOESPECÍFICA (ALÉRGENOS) ISOLADOS OU EM GRUPO - LEGUMES E VERDURAS | II
Siemens Healthcare | Brazil | MD |  | FAMÍLIA DE ALÉRGENOS ESPECÍFICOS AVES, OVOS E SEUS DERIVADOS IMMULITE 2000 | SISTEMAS, DISCOS E FITAS PARA PESQUISA DE ANTI-IGE IMUNOESPECÍFICA (ALÉRGENOS) ISOLADOS OU EM GRUPO - AVES, OVOS E SEUS DERIVADOS | II
Siemens Healthcare | Brazil | IVD |  | N LATEX LP (a) REAGENTE | LIPOPROTEÍNA | II
Siemens Healthcare | Brazil | MD |  | Fontes Calibradoras de Germânio | Fonte de radionuclídeos, garantia de qualidade | III
Siemens Healthcare | Brazil | MD |  | ADVIA CENTAUR GENT | GENTAMICINA | II
Siemens Healthcare | Brazil | MD |  | ADVIA CHEMISTRY MICROALBUMIN_2 CALIBRATORS (MICRO ALB_2 CAL) | ALBUMINA | II
Siemens Healthcare | Brazil | MD |  | ADVIA CHEMISTRY C-REACTIVE PROTEIN CALIBRATORS (CRP_2 CAL) | PROTEÍNA C REATIVA | II
Siemens Healthcare | Brazil | IVD |  | ADVIA CHEMISTRY C-REACTIVE PROTEIN_2 REAGENTS (CRP_2) | PROTEÍNA C REATIVA | II
Siemens Healthcare | Brazil | IVD |  | ADVIA CHEMISTRY MICROALBUMIN_2 REAGENTS (MICRO ALB_2) | ALBUMINA | II
Siemens Healthcare | Brazil | MD |  | DIL IRI DILUENTE | TAMPÕES, DILUENTES E DEMAIS SOLUÇÕES PARA ANÁLISE LABORATORIAL | I
Siemens Healthcare | Brazil | IVD |  | ADVIA CHEMISTRY AMMONIA REAGENTS (AMM) | AMÔNIA | II
Siemens Healthcare | Brazil | MD |  | ADVIA CENTAUR IRI (INSULINA) | INSULINA | II
Siemens Healthcare | Brazil | MD |  | ADVIA CENTAUR CpS (PEPTIDEO C-SORO) | PEPTÍDEO C | II
Siemens Healthcare | Brazil | MD |  | Família ADVIA Centaur CMV IgG | CITOMEGALOVÍRUS | IV
Siemens Healthcare | Brazil | MD |  | Família Atellica DCA HbA1c | HEMOGLOBINA GLICADA | II
Siemens Healthcare | Brazil | MD |  | Progesterona IMMULITE/IMMULITE 1000 | PROGESTERONA | II
Siemens Healthcare | Brazil | MD |  | Calibrador de Enzimas II Dimension | TRANSAMINASE GLUTÂMICA PIRÚVICA (TGP OU ALT) | II
Siemens Healthcare | Brazil | MD |  | Atellica HEMA Baso | SOLUÇÃO DE LISE PARA HEMATOLOGIA | I
Siemens Healthcare | Brazil | MD |  | SUSPENSAO DE KAOLIN | TAMPÕES, DILUENTES E DEMAIS SOLUÇÕES PARA ANÁLISE LABORATORIAL | I
Siemens Healthcare | Brazil | MD |  | N SORO PADRAO DE APOLIPOPROTEINA | PARÂMETROS COMBINADOS NO MESMO PRODUTO - CLASSE II | II
Siemens Healthcare | Brazil | MD |  | N/T CONTROLE DE PROTEINAS PY | PARÂMETROS COMBINADOS NO MESMO PRODUTO - CLASSE II | II
Siemens Healthcare | Brazil | MD |  | N ALFA 1 MICROGLOBULINA HUMANA | ALFA 1-MICROGLOBULINA | II
Siemens Healthcare | Brazil | MD |  | CELLOGNOST FR | FATOR REUMATÓIDE | II
Siemens Healthcare | Brazil | MD |  | N LATEX IgG3 | IMUNOGLOBULINA G | II
Siemens Healthcare | Brazil | MD |  | N PADRAO DE PROTEINA UY | PARÂMETROS COMBINADOS NO MESMO PRODUTO - CLASSE II | II
Siemens Healthcare | Brazil | MD |  | N ANTISORO ALFA 2-MACROGLOBULINA | ALFA 2-MACROGLOBULINA | II
Siemens Healthcare | Brazil | MD |  | N ANTISORO PARA TRANSFERRINA HUMANA | TRANSFERRINA | II
Siemens Healthcare | Brazil | MD |  | Atellica CH Haptoglobina (Hapt) | HAPTOGLOBINA | II
Siemens Healthcare | Brazil | MD |  | SORO CONTROLE DE APOLIPOPROTEINA CHD | PARÂMETROS COMBINADOS NO MESMO PRODUTO - CLASSE II | II
Siemens Healthcare | Brazil | MD |  | PLASMA PADRAO HUMANO | PARÂMETROS COMBINADOS NO MESMO PRODUTO - CLASSE III | III
Siemens Healthcare | Brazil | MD |  | SYVA RAPIDTEST D.A.U PAINEL 3 (THC/OPI/COC) | PAINEL DROGAS DE ABUSO | II
Siemens Healthcare | Brazil | IVD |  | CARTUCHO DE REAGENTE FLEX PARA MICROALBUMINA (MALAB) DIMENSION | ALBUMINA | II
Siemens Healthcare | Brazil | MD |  | FAMÍLIA DE ALÉRGENOS ESPECÍFICOS CEREAIS, SEMENTES E SEUS DERIVADOS IMMULITE 2000 | SISTEMAS, DISCOS E FITAS PARA PESQUISA DE ANTI-IGE IMUNOESPECÍFICA (ALÉRGENOS) ISOLADOS OU EM GRUPO - CEREAIS, SEMENTES E SEUS DERIVADOS | II
Siemens Healthcare | Brazil | MD |  | N LATEX STFR | TRANSFERRINA | II
Siemens Healthcare | Brazil | MD |  | SYVA RAPIDTEST D.A.U BENZODIAZEPINAS (BZO) | BENZODIAZEPINA | II
Siemens Healthcare | Brazil | MD |  | BERICHROM alfa2-ANTIPLASMINA | ALFA-2-ANTIPLASMINA | II
Siemens Healthcare | Brazil | MD |  | CALIBRADOR DE HCG-DIMENSION | GONADOTROFINA CORIÔNICA HUMANA (HCG) TOTAL | II
Siemens Healthcare | Brazil | IVD |  | REAGENTE FLEX ISOENZIMA MB DA CREATINA QUINASE POR MASSA DIMENSION | ATIVIDADE DE ISOENZIMA CREATINOQUINASE | III
Siemens Healthcare | Brazil | MD |  | SYVA RAPIDTEST D.A.U PAINEL 4 (THC/OPI/COC/AMP) | PAINEL DROGAS DE ABUSO | II
Siemens Healthcare | Brazil | MD |  | Sistema de Radiografia Digital Multix Impact C | Sistema de Radiografia Digital | III
Siemens Healthcare | Brazil | MD |  | FAMÍLIA DE ALÉRGENOS ESPECÍFICAS POLÉN DE GRAMÍNEAS IMMULITE 2000 | SISTEMAS, DISCOS E FITAS PARA PESQUISA DE ANTI-IGE IMUNOESPECÍFICA (ALÉRGENOS) ISOLADOS OU EM GRUPO - PÓLEN DE GRAMÍNEAS | II
Siemens Healthcare | Brazil | MD |  | INNOVIN | TEMPO DE PROTROMBINA (TP) | III
Siemens Healthcare | Brazil | MD |  | SYVA RAPIDTEST D.A.U OPIATOS (OPI) | OPIÁCIO | II
Siemens Healthcare | Brazil | MD |  | MULTIFIBREN U | FIBRINOGÊNIO | II
Siemens Healthcare | Brazil | MD |  | QUIKLYTE PADRÃO A | PARÂMETROS COMBINADOS NO MESMO PRODUTO - CLASSE II | II
Siemens Healthcare | Brazil | MD |  | BERICHROM PAI | INIBIDOR 1 DO ATIVADOR DO PLASMINOGÊNIO (PAI 1) | II
Siemens Healthcare | Brazil | MD |  | QUIKLYTE PADRÃO B | PARÂMETROS COMBINADOS NO MESMO PRODUTO - CLASSE II | II
Siemens Healthcare | Brazil | MD |  | QUIKLYTE DILUENTE DE AMOSTRA | TAMPÕES, DILUENTES E DEMAIS SOLUÇÕES PARA ANÁLISE LABORATORIAL | I
Siemens Healthcare | Brazil | MD |  | EQUIPAMENTO DE TOMOGRAFIA COMPUTADORIZADA SOMATOM CONFIDENCE | Equipamento de Tomografia Computadorizado | III
Siemens Healthcare | Brazil | MD |  | FAMÍLIA DE ALÉRGENOS ESPECÍFICOS ÁCAROS E POEIRAS IMMULITE 2000 | SISTEMAS, DISCOS E FITAS PARA PESQUISA DE ANTI-IGE IMUNOESPECÍFICA (ALÉRGENOS) ISOLADOS OU EM GRUPO - ÁCAROS E POEIRAS | II
Siemens Healthcare | Brazil | MD |  | System Check Solution (CHK) | SOLUÇÃO PARA AVALIAÇÃO DE DESEMPENHO DOS COMPONENTES DE EQUIPAMENTOS | I
Siemens Healthcare | Brazil | MD |  | Família Atellica CH Cistatina C_2 (CYSC_2) | CISTATINA C | II
Siemens Healthcare | Brazil | IVD |  | CARTUCHO DE REAGENTE FLEX PARA PSA LIVRE (FPSA) DIMENSION | ANTÍGENO PROSTÁTICO ESPECÍFICO (PSA) LIVRE | III
Siemens Healthcare | Brazil | MD |  | SYVA RAPIDTEST DAU METANFETAMINA (mAMP) | METANFETAMINA | II
Siemens Healthcare | Brazil | MD |  | SYVA RAPIDTEST D.A.U. COCAINA (COC) | COCAÍNA | II
Siemens Healthcare | Brazil | MD |  | SYVA RAPIDTEST D.A.U. BARBITURATOS (BAR) | BARBITURATO | II
Siemens Healthcare | Brazil | MD |  | QUIKLYTE VERIFICADOR DE DILUIÇÃO | TAMPÕES, DILUENTES E DEMAIS SOLUÇÕES PARA ANÁLISE LABORATORIAL | I
Siemens Healthcare | Brazil | MD |  | CLEANER SCS - SOLUÇÃO DE LAVAGEM | TAMPÕES, DILUENTES E DEMAIS SOLUÇÕES PARA ANÁLISE LABORATORIAL | I
Siemens Healthcare | Brazil | MD |  | Atellica IM Ancillary Probe Wash 3 (APW3) | SOLUÇÃO PARA LIMPEZA DE EQUIPAMENTOS | I
Siemens Healthcare | Brazil | MD |  | SOLUÇAO DE LIMPEZA DA SONDA DE AMOSTRA | SOLUÇÃO PARA LIMPEZA DE EQUIPAMENTOS | I
Siemens Healthcare | Brazil | MD |  | Tampão Veronal de Owren pH  7,35 | TAMPÕES, DILUENTES E DEMAIS SOLUÇÕES PARA ANÁLISE LABORATORIAL | I
Siemens Healthcare | Brazil | IVD |  | Actin® FSL Reagente TTP Ativado | TEMPO DE TROMBOPLASTINA PARCIAL ATIVADA (TTPA) | III
Siemens Healthcare | Brazil | IVD |  | REAGENTE FLEX® CAPACIDADE DE LIGAÇÃO DE FERRO (IBCT) DIRETO - DIMENSION | CAPACIDADE DE FIXAÇÃO DE FERRO (CFF) | II
Siemens Healthcare | Brazil | MD |  | IL-6 IMMULITE | INTERLEUCINAS | II
Siemens Healthcare | Brazil | MD |  | RAPID TSH IMMULITE 2000 | HORMÔNIO ESTIMULANTE DE TIREÓIDE (TSH) | II
Siemens Healthcare | Brazil | MD |  | TBG IMMULITE | TIROXINA LIGADA A GLOBULINA (TGB) | II
Siemens Healthcare | Brazil | MD |  | CYTOKINE CONTROL MODULE IMMULITE | PARÂMETROS COMBINADOS NO MESMO PRODUTO - CLASSE II | II
Siemens Healthcare | Brazil | MD |  | BR-MA (CA15-3) IMMULITE | ANTÍGENO CA 15-3 | III
Siemens Healthcare | Brazil | MD |  | THYROGLOBULIN IMMULITE 2000 DILUENT | TAMPÕES, DILUENTES E DEMAIS SOLUÇÕES PARA ANÁLISE LABORATORIAL | I
Siemens Healthcare | Brazil | MD |  | Albumin Diluent - IMMULITE | TAMPÕES, DILUENTES E DEMAIS SOLUÇÕES PARA ANÁLISE LABORATORIAL | I
Siemens Healthcare | Brazil | MD |  | FREE BETA HCG IMMULITE | BETA GONADOTROFINA CORIÔNICA HUMANA (BHCG) | II
Siemens Healthcare | Brazil | MD |  | Prolactin - IMMULITE | PROLACTINA | II
Siemens Healthcare | Brazil | MD |  | Pyrilinks-D - IMMULITE | DEOXIPIRIDINOLINA | II
Siemens Healthcare | Brazil | MD |  | Insulin IMMULITE 2000 DILUENT | TAMPÕES, DILUENTES E DEMAIS SOLUÇÕES PARA ANÁLISE LABORATORIAL | I
Siemens Healthcare | Brazil | MD |  | Hematek 3000 | Instrumento para preparo e processamento de amostras  fase pré-analítica | I
Siemens Healthcare | Brazil | MD |  | Atellica IM Base | TAMPÕES, DILUENTES E DEMAIS SOLUÇÕES PARA ANÁLISE LABORATORIAL | I
Siemens Healthcare | Brazil | MD |  | Atellica IM Acid | TAMPÕES, DILUENTES E DEMAIS SOLUÇÕES PARA ANÁLISE LABORATORIAL | I
Siemens Healthcare | Brazil | MD |  | DILUENTE DE AMOSTRA DE ALERGENO ESPECIFICO IgE 3G IMMULITE 2000 | TAMPÕES, DILUENTES E DEMAIS SOLUÇÕES PARA ANÁLISE LABORATORIAL | I
Siemens Healthcare | Brazil | MD |  | TOTAL IgE IMMULITE 2000 | IMUNOGLOBULINA E | II
Siemens Healthcare | Brazil | MD |  | FREE BETA HCG CONTROL MODULE IMMULITE | BETA GONADOTROFINA CORIÔNICA HUMANA (BHCG) | II
Siemens Healthcare | Brazil | MD |  | Sistema IMMULITE 1000 | Instrumento destinado a imunoensaios | I
Siemens Healthcare | Brazil | MD |  | PTH INTACTO TURBO IMMULITE | HORMÔNIO PARATIREÓIDEO INTACTO (iPTH) | II
Siemens Healthcare | Brazil | MD |  | IL6(MONO/POLY) DILUENT IMMULITE | TAMPÕES, DILUENTES E DEMAIS SOLUÇÕES PARA ANÁLISE LABORATORIAL | I
Siemens Healthcare | Brazil | MD |  | ACIDO VALPROICO IMMULITE/IMMULITE 1000 | ÁCIDO VALPRÓICO | II
Siemens Healthcare | Brazil | MD |  | BETA-2 MICROGLOBULIN CONTROL MODULE | BETA 2-MICROGLOBULINA | II
Siemens Healthcare | Brazil | MD |  | Toxoplasma Quantitativo IgG IMMULITE 2000 | TOXOPLASMA GONDII | IV
Siemens Healthcare | Brazil | MD |  | Total IgE IMMULITE | IMUNOGLOBULINA E | II
Siemens Healthcare | Brazil | MD |  | EPO IMMULITE 2000 | ERITROPOIETINA (EPO) | II
Siemens Healthcare | Brazil | MD |  | Atellica CH Triglicerídeos_2 (Trig_2) | TRIGLICERÍDEO | II
Siemens Healthcare | Brazil | MD |  | ALBUMIN IMMULITE | ALBUMINA | II
Siemens Healthcare | Brazil | MD |  | IL-6 IMMULITE 2000 | INTERLEUCINAS | II
Siemens Healthcare | Brazil | MD |  | TROPONINA I IMMULITE 2000 | TROPONINA | III
Siemens Healthcare | Brazil | MD |  | MÓDULO CONTROLE DE GASTRINA | GASTRINA | II
Siemens Healthcare | Brazil | MD |  | HCG IMMULITE 2000 | GONADOTROFINA CORIÔNICA HUMANA (HCG) TOTAL | II
Siemens Healthcare | Brazil | MD |  | PSA IMMULITE 2000 | ANTÍGENO PROSTÁTICO ESPECÍFICO (PSA) | III
Siemens Healthcare | Brazil | MD |  | IL-10 CONTROL MODULE IMMULITE | INTERLEUCINAS | II
Siemens Healthcare | Brazil | MD |  | MODULO CONTROLE DE PROTEINA C REATIVA DE ALTA SENSIBILIDADE IMMULITE | PROTEÍNA C REATIVA | II
Siemens Healthcare | Brazil | MD |  | Módulo Controle de Drogas Séricas | PARÂMETROS COMBINADOS NO MESMO PRODUTO - CLASSE II | II
Siemens Healthcare | Brazil | MD |  | Módulo Controle de IgE Total | IMUNOGLOBULINA E | II
Siemens Healthcare | Brazil | IVD |  | Rubéola Quantitativa IgG IMMULITE 2000 | IMUNOGLOBULINA G PARA VÍRUS DE RUBÉOLA (KIT) | III
Siemens Healthcare | Brazil | MD |  | TOTAL T3 IMMULITE 2000 | TRIIODOTIRONINA (T3) | II
Siemens Healthcare | Brazil | MD |  | TNF ALPHA DILUENT IMMULITE | TAMPÕES, DILUENTES E DEMAIS SOLUÇÕES PARA ANÁLISE LABORATORIAL | I
Siemens Healthcare | Brazil | MD |  | DIGITOXIN IMMULITE | DIGITOXINA | II
Siemens Healthcare | Brazil | MD |  | GI - MA IMMULITE | ANTÍGENO CA 19-9 | III
Siemens Healthcare | Brazil | MD |  | OM - MA IMMULITE | ANTÍGENO CA 125 | III
Siemens Healthcare | Brazil | MD |  | OM-MA IMMULITE 2000 | ANTÍGENO CA 125 | III
Siemens Healthcare | Brazil | MD |  | DILUENTE DE AMOSTRA IGG/ IGM IMMULITE 1000 | TAMPÕES, DILUENTES E DEMAIS SOLUÇÕES PARA ANÁLISE LABORATORIAL | I
Siemens Healthcare | Brazil | IVD |  | KIT DE LIMPEZA SONDA IMMULITE | SOLUÇÃO PARA LIMPEZA DE EQUIPAMENTOS | I
Siemens Healthcare | Brazil | MD |  | DIGITOXIN IMMULITE 2000 | DIGITOXINA | II
Siemens Healthcare | Brazil | MD |  | Growth Hormone Diluent IMMULITE | TAMPÕES, DILUENTES E DEMAIS SOLUÇÕES PARA ANÁLISE LABORATORIAL | I
Siemens Healthcare | Brazil | MD |  | FENITOINA IMMULITE 2000 | FENITOÍNA | II
Siemens Healthcare | Brazil | MD |  | FENOBARBITAL IMMULITE 2000 | FENOBARBITAL | II
Siemens Healthcare | Brazil | MD |  | BR-MA (15.3) Immulite 2000 | ANTÍGENO CA 15-3 | III
Siemens Healthcare | Brazil | MD |  | PAP DILUENT IMMULITE | TAMPÕES, DILUENTES E DEMAIS SOLUÇÕES PARA ANÁLISE LABORATORIAL | I
Siemens Healthcare | Brazil | MD |  | TURBO MYOGLOBIN IMMULITE | MIOGLOBINA | II
Siemens Healthcare | Brazil | MD |  | THYROGLOBULIN CONTROL MODULE IMMULITE | TIREOGLOBULINA (TG) - CLASSE II | II
Siemens Healthcare | Brazil | MD |  | SHBG IMMULITE 2000 | HORMÔNIO SEXUAL LIGADO A GLOBULINA (SHBG) | II
Siemens Healthcare | Brazil | MD |  | PSA Livre IMMULITE/IMMULITE1000 | ANTÍGENO PROSTÁTICO ESPECÍFICO (PSA) LIVRE | III
Siemens Healthcare | Brazil | MD |  | Toxoplasma IgM µ capture IMM 2000 | TOXOPLASMA GONDII | IV
Siemens Healthcare | Brazil | MD |  | IL2R ( MONO / POLY ) DILUENT IMMULITE | TAMPÕES, DILUENTES E DEMAIS SOLUÇÕES PARA ANÁLISE LABORATORIAL | I
Siemens Healthcare | Brazil | MD |  | PROLACTIN IMMULITE 2000 DILUENT | TAMPÕES, DILUENTES E DEMAIS SOLUÇÕES PARA ANÁLISE LABORATORIAL | I
Siemens Healthcare | Brazil | MD |  | ACTH CONTROL MODULE IMMULITE | HORMÔNIO ADRENOCORTICOTRÓFICO (ACTH) | II
Siemens Healthcare | Brazil | MD |  | THYROID AUTOANTIBODY CONTROL MODULE IMMULITE | ANTICORPO ANTITIREOIDEANO | II
Siemens Healthcare | Brazil | MD |  | LH IMMULITE 2000 | HORMÔNIO LUTEINIZANTE (LH) | II
Siemens Healthcare | Brazil | MD |  | FREE BETA HCG IMMULITE 2000 | BETA GONADOTROFINA CORIÔNICA HUMANA (BHCG) | II
Siemens Healthcare | Brazil | MD |  | IL-1B DILUENT IMMULITE | TAMPÕES, DILUENTES E DEMAIS SOLUÇÕES PARA ANÁLISE LABORATORIAL | I
Siemens Healthcare | Brazil | MD |  | FERRITIN CONTROL MODULE | FERRITINA | II
Siemens Healthcare | Brazil | MD |  | ACTH IMMULITE | HORMÔNIO ADRENOCORTICOTRÓFICO (ACTH) | II
Siemens Healthcare | Brazil | MD |  | Calcitonin Control Module IMMULITE | CALCITONINA | II
Siemens Healthcare | Brazil | MD |  | PAPP-A Control Module IMMULITE | PROTEÍNA PLASMÁTICA ASSOCIADA À GRAVIDEZ (PAPP-A) | III
Siemens Healthcare | Brazil | MD |  | TBG Control Module IMMULITE | TIROXINA LIGADA A GLOBULINA (TGB) | II
Siemens Healthcare | Brazil | MD |  | ANDROSTENEDIONE IMMULITE 2000 | ANDROSTENEDIONA | II
Siemens Healthcare | Brazil | MD |  | DILUENTE DE AMOSTRA DE CORTISOL IMMULITE | TAMPÕES, DILUENTES E DEMAIS SOLUÇÕES PARA ANÁLISE LABORATORIAL | I
Siemens Healthcare | Brazil | MD |  | ESTRADIOL IMMULITE 2000 | ESTRADIOL | II
Siemens Healthcare | Brazil | MD |  | CARBAMAZEPINE IMMULITE | CARBAMAZEPINA | II
Siemens Healthcare | Brazil | MD |  | C- PEPTIDE - IMMULITE | PEPTÍDEO C | II
Siemens Healthcare | Brazil | MD |  | TOXOPLASMA IgG QUANTITATIVO IMMULITE / IMMULITE 1000 | TOXOPLASMA GONDII | IV
Siemens Healthcare | Brazil | MD |  | TOTAL T4 IMMULITE | TIROXINA (T4) | II
Siemens Healthcare | Brazil | MD |  | PAPP - A IMMULITE 2000 | PROTEÍNA PLASMÁTICA ASSOCIADA À GRAVIDEZ (PAPP-A) | III
Siemens Healthcare | Brazil | MD |  | CEA IMMULITE | ANTÍGENO CARCINOEMBRIONÁRIO | III
Siemens Healthcare | Brazil | MD |  | T4 DILUENT IMMULITE | TAMPÕES, DILUENTES E DEMAIS SOLUÇÕES PARA ANÁLISE LABORATORIAL | I
Siemens Healthcare | Brazil | MD |  | TOXOPLASMA IgM ( micro-CAPTURE ) IMMULITE | TOXOPLASMA GONDII | IV
Siemens Healthcare | Brazil | MD |  | ANTI THYROGLOBULIN IMMULITE 2000 | ANTICORPO ANTITIREOIDEANO | II
Siemens Healthcare | Brazil | MD |  | MÓDULO DILUENTE DE AMOSTRA ID2 IMMULITE 1000 | TAMPÕES, DILUENTES E DEMAIS SOLUÇÕES PARA ANÁLISE LABORATORIAL | I
Siemens Healthcare | Brazil | MD |  | ANTI-TG AB IMMULITE | ANTICORPO ANTITIREOIDEANO | II
Siemens Healthcare | Brazil | MD |  | ANTI-TPO IMMULITE 2000 | ANTICORPO ANTITIREOIDEANO | II
Siemens Healthcare | Brazil | MD |  | FERRITIN IMMULITE | FERRITINA | II
Siemens Healthcare | Brazil | MD |  | FERRITIN IMMULITE 2000 | FERRITINA | II
Siemens Healthcare | Brazil | MD |  | CEA IMMULITE 2000 | ANTÍGENO CARCINOEMBRIONÁRIO | III
Siemens Healthcare | Brazil | MD |  | FSH IMMULITE | HORMÔNIO FOLÍCULO ESTIMULANTE (FSH) | II
Siemens Healthcare | Brazil | MD |  | SHBG SAMPLE DILUENT MODULE IMMULITE/IMMULITE 1000 | TAMPÕES, DILUENTES E DEMAIS SOLUÇÕES PARA ANÁLISE LABORATORIAL | I
Siemens Healthcare | Brazil | MD |  | C-PEPTIDE IMMULITE 2000 DILUENT | TAMPÕES, DILUENTES E DEMAIS SOLUÇÕES PARA ANÁLISE LABORATORIAL | I
Siemens Healthcare | Brazil | MD |  | IL-10 IMMULITE | INTERLEUCINAS | II
Siemens Healthcare | Brazil | MD |  | Família Alérgenos Específicos e Seus Painéis Árvores IMMULITE 2000 | SISTEMAS, DISCOS E FITAS PARA PESQUISA DE ANTI-IGE IMUNOESPECÍFICA (ALÉRGENOS) ISOLADOS OU EM GRUPO - PÓLEN DE ÁRVORES E ARBUSTOS | II
Siemens Healthcare | Brazil | MD |  | IMMULITE / IMMMULITE 1000 MIOGLOBINA | MIOGLOBINA | II
Siemens Healthcare | Brazil | MD |  | IGF-I - IMMULITE | FATOR DE CRESCIMENTO INSULINA TIPO I | II
Siemens Healthcare | Brazil | MD |  | OM - MA DILUENT - IMMULITE | TAMPÕES, DILUENTES E DEMAIS SOLUÇÕES PARA ANÁLISE LABORATORIAL | I
Siemens Healthcare | Brazil | MD |  | TBG IMMULITE 2000 DILUENT | TAMPÕES, DILUENTES E DEMAIS SOLUÇÕES PARA ANÁLISE LABORATORIAL | I
Siemens Healthcare | Brazil | MD |  | ESTRADIOL IMMULITE 2000 DILUENT | TAMPÕES, DILUENTES E DEMAIS SOLUÇÕES PARA ANÁLISE LABORATORIAL | I
Siemens Healthcare | Brazil | MD |  | CALCITONIN IMMULITE | CALCITONINA | II
Siemens Healthcare | Brazil | MD |  | Sistema Fluoroscópico de Raios-X LUMINOS Impulse | Sistema Fluoroscopico de Raios X | III
Siemens Healthcare | Brazil | MD |  | TNF - alfa IMMULITE | FATOR NECROSANTE DE TUMOR | III
Siemens Healthcare | Brazil | MD |  | IL-2R IMMULITE | INTERLEUCINAS | II
Siemens Healthcare | Brazil | MD |  | TIREÓIDE UPTAKE IMMULITE 2000 | TRIIODOTIRONINA (T3) | II
Siemens Healthcare | Brazil | MD |  | ALBUMIN IMMULITE 2000 | ALBUMINA | II
Siemens Healthcare | Brazil | MD |  | CARBAMAZEPINE IMMULITE 2000 | CARBAMAZEPINA | II
Siemens Healthcare | Brazil | MD |  | ESTRADIOL DILUENT-IMMULITE | TAMPÕES, DILUENTES E DEMAIS SOLUÇÕES PARA ANÁLISE LABORATORIAL | I
Siemens Healthcare | Brazil | MD |  | IGF CONTROL MODULE | FATOR DE CRESCIMENTO INSULINA TIPO I | II
Siemens Healthcare | Brazil | MD |  | ACTH IMMULITE 2000 | HORMÔNIO ADRENOCORTICOTRÓFICO (ACTH) | II
Siemens Healthcare | Brazil | MD |  | OM-MA IMM 2000 DILUENT | TAMPÕES, DILUENTES E DEMAIS SOLUÇÕES PARA ANÁLISE LABORATORIAL | I
Siemens Healthcare | Brazil | MD |  | Albumin Control Module IMMULITE | ALBUMINA | II
Siemens Healthcare | Brazil | MD |  | DHEA SO4 - IMMULITE | SULFATO DE DEHIDROEPIANDROSTERONA (DHEA-S) | II
Siemens Healthcare | Brazil | MD |  | DIGOXIN IMMULITE | DIGOXINA | II
Siemens Healthcare | Brazil | MD |  | TBG Diluent IMMULITE | TAMPÕES, DILUENTES E DEMAIS SOLUÇÕES PARA ANÁLISE LABORATORIAL | I
Siemens Healthcare | Brazil | MD |  | C-Peptide Control Module | PEPTÍDEO C | II
Siemens Healthcare | Brazil | MD |  | Módulo Controle de Dímero-D IMMULITE | D-DÍMERO | III
Siemens Healthcare | Brazil | MD |  | THYROGLOBULIN DILUENT IMMULITE | TAMPÕES, DILUENTES E DEMAIS SOLUÇÕES PARA ANÁLISE LABORATORIAL | I
Siemens Healthcare | Brazil | MD |  | CEA DILUENT IMMULITE | TAMPÕES, DILUENTES E DEMAIS SOLUÇÕES PARA ANÁLISE LABORATORIAL | I
Siemens Healthcare | Brazil | MD |  | EPO CONTROL MODULE IMMULITE | ERITROPOIETINA (EPO) | II
Siemens Healthcare | Brazil | MD |  | THEOPHYLLINE IMMULITE | TEOFILINA | II
Siemens Healthcare | Brazil | MD |  | AFP IMMULITE | ALFAFETOPROTEÍNA (AFP) | III
Siemens Healthcare | Brazil | MD |  | D-DIMER IMMULITE 2000 | D-DÍMERO | III
Siemens Healthcare | Brazil | MD |  | Família Atellica IM Antígeno Prostático Específico Livre (fPSA) | ANTÍGENO PROSTÁTICO ESPECÍFICO (PSA) LIVRE | III
Siemens Healthcare | Brazil | MD |  | Família Atellica IM Enhanced Estradiol (eE2) | ESTRADIOL | II
Siemens Healthcare | Brazil | MD |  | Atellica IM Progesterona (PRGE) | PROGESTERONA | II
Siemens Healthcare | Brazil | MD |  | Aparelho Móvel para Raios-X Digital MOBILETT Elara Max | Aparelho Movel Para Raio X | III
Siemens Healthcare | Brazil | MD |  | Família ADVIA Centaur Eritropoetina (EPO) | ERITROPOIETINA (EPO) | II
Siemens Healthcare | Brazil | MD |  | ADVIA Chemistry CardioPhase hsCRP Calibrators | PROTEÍNA C REATIVA | II
Siemens Healthcare | Brazil | MD |  | ADVIA Centaur Testosterona II (TSTII) | TESTOSTERONA | II
Siemens Healthcare | Brazil | MD |  | VERSANT Tampão de Lise | TAMPÕES, DILUENTES E DEMAIS SOLUÇÕES PARA ANÁLISE LABORATORIAL | I
Siemens Healthcare | Brazil | MD |  | RAPID QC COMPLETE - Level 2 | SOLUÇÃO PARA AVALIAÇÃO DE DESEMPENHO DOS COMPONENTES DE EQUIPAMENTOS | I
Siemens Healthcare | Brazil | MD |  | RAPID QC COMPLETE - Level 3 | SOLUÇÃO PARA AVALIAÇÃO DE DESEMPENHO DOS COMPONENTES DE EQUIPAMENTOS | I
Siemens Healthcare | Brazil | MD |  | ADVIA Centaur BR | ANTÍGENO CA 27-29 | III
Siemens Healthcare | Brazil | MD |  | ADVIA Chemistry Hemoglobina A1c_3 | HEMOGLOBINA GLICADA | II
Siemens Healthcare | Brazil | MD |  | Calibrator G | ANTÍGENO CA 27-29 | III
Siemens Healthcare | Brazil | MD |  | ADVIA CHEMISTRY Calibrador A1c_3 | HEMOGLOBINA GLICADA | II
Siemens Healthcare | Brazil | MD |  | IMMULITE 2000 ECP | PROTEÍNA CATIÔNICA EOSINÓFILA | II
Siemens Healthcare | Brazil | IVD |  | VERSANT Kit de Preparação de Amostras 1.0 | TAMPÕES, DILUENTES E DEMAIS SOLUÇÕES PARA ANÁLISE LABORATORIAL | I
Siemens Healthcare | Brazil | MD |  | N ANTISORO IgG HUMANA SUBCLASSE 2 | IMUNOGLOBULINA G | II
Siemens Healthcare | Brazil | MD |  | N ANTISORO IgG HUMANA SUBCLASSE 1 | SUBCLASSE DE IMUNOGLOBULINA G | II
Siemens Healthcare | Brazil | MD |  | VERSANT kPCR Sistema Molecular AD | Instrumento para análise de ácidos nucleicos | II
Siemens Healthcare | Brazil | MD |  | VERSANT kPCR Sistema Molecular SP | Instrumento para análise de ácidos nucleicos | II
Siemens Healthcare | Brazil | IVD |  | REAGENTE FLEX DE PESQUISA DE BARBITURATO NA URINA  DIMENSION | BARBITURATO | II
Siemens Healthcare | Brazil | IVD |  | REAGENTE FLEX® DE PESQUISA DE ANFETAMINA / METANFETAMINA NA URINA  DIMENSION® | ANFETAMINA | II
Siemens Healthcare | Brazil | IVD |  | REAGENTE FLEX DE PESQUISA DE BENZODIAZEPINAS NA URINA  DIMENSION | BENZODIAZEPINA | II
Siemens Healthcare | Brazil | MD |  | Família Atellica HEMA Controle Fluidos Corporais | PARÂMETROS COMBINADOS NO MESMO PRODUTO - CLASSE II | II
Siemens Healthcare | Brazil | MD |  | Calibrador E ADVIA Centaur / Atellica IM (Cal E) | PARÂMETROS COMBINADOS NO MESMO PRODUTO - CLASSE II | II
Siemens Healthcare | Brazil | MD |  | Calibrador C ADVIA Centaur / Atellica IM (Cal C) | PARÂMETROS COMBINADOS NO MESMO PRODUTO - CLASSE II | II
Siemens Healthcare | Brazil | MD |  | Calibrador A ADVIA Centaur / Atellica IM (Cal A) | PARÂMETROS COMBINADOS NO MESMO PRODUTO - CLASSE II | II
Siemens Healthcare | Brazil | MD |  | CAL Calibrator D ADVIA Centaur, ACS : 180 Systems | PARÂMETROS COMBINADOS NO MESMO PRODUTO - CLASSE III | III
Siemens Healthcare | Brazil | MD |  | Calibrador B ADVIA Centaur / Atellica IM (Cal B) | PARÂMETROS COMBINADOS NO MESMO PRODUTO - CLASSE II | II
Siemens Healthcare | Brazil | MD |  | FAMÍLIA ADVIA CENTAUR MULTI DILUENT 5/MULTI-DILUENTE 5 BAYDIAG | TAMPÕES, DILUENTES E DEMAIS SOLUÇÕES PARA ANÁLISE LABORATORIAL | I
Siemens Healthcare | Brazil | MD |  | CAL CALIBRADOR 28 ADVIA CENTAUR SYSTEMS | ÁCIDO VALPRÓICO | II
Siemens Healthcare | Brazil | MD |  | CAL CALIBRATOR 1 ADVIA CENTAUR ACS: 180 SYSTEMS | ANTICORPO ANTITIREOIDEANO | II
Siemens Healthcare | Brazil | MD |  | QC Rub M ADVIA CENTAUR | IMUNOGLOBULINA M PARA VÍRUS DE RUBÉOLA (CONTROLE) | III
Siemens Healthcare | Brazil | MD |  | QC TOXO M ADVIA CENTAUR | TOXOPLASMA GONDII | IV
Siemens Healthcare | Brazil | MD |  | QC TOXO G ADVIA CENTAUR | TOXOPLASMA GONDII | IV
Siemens Healthcare | Brazil | MD |  | QC RUB G ADVIA CENTAUR | VÍRUS DE RUBÉOLA | III
Siemens Healthcare | Brazil | MD |  | QC ANTI-TG 1, 2 ADVIA CENTAUR ACS 180 SYSTEMS | TIREOGLOBULINA (CONTROLE) | II
Siemens Healthcare | Brazil | MD |  | QC ANTI-TPO 1, 2 ADVIA CENTAUR ACS 180 SYSTEMS | ANTICORPO ANTITIREOIDEANO | II
Siemens Healthcare | Brazil | MD |  | ADVIA CENTAUR MYO (MIOGLOBINA) | MIOGLOBINA | II
Siemens Healthcare | Brazil | MD |  | ADVIA CENTAUR MULTI-DILUENT 11 | TAMPÕES, DILUENTES E DEMAIS SOLUÇÕES PARA ANÁLISE LABORATORIAL | I
Siemens Healthcare | Brazil | MD |  | ADVIA CENTAUR aTG DILUENT | TAMPÕES, DILUENTES E DEMAIS SOLUÇÕES PARA ANÁLISE LABORATORIAL | I
Siemens Healthcare | Brazil | MD |  | Família Atellica HEMA Controle | PARÂMETROS COMBINADOS NO MESMO PRODUTO - CLASSE II | II
Siemens Healthcare | Brazil | MD |  | Família ADVIA Centaur CMV IgM (CMV IgM) | CITOMEGALOVÍRUS | IV
Siemens Healthcare | Brazil | MD |  | ADVIA CENTAUR CKMB DILUENT / DIL CKMB DILUENT | TAMPÕES, DILUENTES E DEMAIS SOLUÇÕES PARA ANÁLISE LABORATORIAL | I
Siemens Healthcare | Brazil | MD |  | Família DIL VB 12 Diluent/Advia Centaur VB 12 Diluent - BAYDIAG | TAMPÕES, DILUENTES E DEMAIS SOLUÇÕES PARA ANÁLISE LABORATORIAL | I
Siemens Healthcare | Brazil | MD |  | Na+ K+ Ca++ Cl- Electrode Fill | TAMPÕES, DILUENTES E DEMAIS SOLUÇÕES PARA ANÁLISE LABORATORIAL | I
Siemens Healthcare | Brazil | MD |  | HCT SLOPE | SOLUÇÃO PARA AVALIAÇÃO DE DESEMPENHO DOS COMPONENTES DE EQUIPAMENTOS | I
Siemens Healthcare | Brazil | MD |  | FAMÍLIA CA 19-9 DILUENT | TAMPÕES, DILUENTES E DEMAIS SOLUÇÕES PARA ANÁLISE LABORATORIAL | I
Siemens Healthcare | Brazil | MD |  | CAL PHTN CALIBRATOR ADVIA CENTAUR ACS: 180 SYSTEMS | FENITOÍNA | II
Siemens Healthcare | Brazil | MD |  | DEPROTEINIZER | SOLUÇÃO PARA LIMPEZA DE EQUIPAMENTOS | I
Siemens Healthcare | Brazil | MD |  | pH- Blood Gas - Padrão de Cal. de pH e Sol. de Lavagem | SOLUÇÃO PARA AVALIAÇÃO DE DESEMPENHO DOS COMPONENTES DE EQUIPAMENTOS | I
Siemens Healthcare | Brazil | MD |  | CONDICIONADOR | SOLUÇÃO PARA AVALIAÇÃO DE DESEMPENHO DOS COMPONENTES DE EQUIPAMENTOS | I
Siemens Healthcare | Brazil | MD |  | ADVIA CENTAUR FT3 | TRIIODOTIRONINA (T3) LIVRE | II
Siemens Healthcare | Brazil | MD |  | ADVIA CENTAUR TUp | CAPTAÇÃO DE TRIIODOTIRONINA (T3) | II
Siemens Healthcare | Brazil | MD |  | ADVIA CENTAUR TSH | HORMÔNIO ESTIMULANTE DE TIREÓIDE (TSH) | II
Siemens Healthcare | Brazil | MD |  | ADVIA CENTAUR T3 | TRIIODOTIRONINA (T3) | II
Siemens Healthcare | Brazil | MD |  | ADVIA CENTAUR T4 | TIROXINA (T4) | II
Siemens Healthcare | Brazil | MD |  | CAL CALIBRATOR Z ADVIA CENTAUR ACS:180 SYSTEMS | PARÂMETROS COMBINADOS NO MESMO PRODUTO - CLASSE II | II
Siemens Healthcare | Brazil | MD |  | ADVIA CENTAUR | Instrumento destinado a imunoensaios | I
Siemens Healthcare | Brazil | MD |  | Família ADVIA CENTAUR CKMB / ACS: 180 CKMB II - Siemens | ATIVIDADE DE ISOENZIMA CREATINOQUINASE | III
Siemens Healthcare | Brazil | MD |  | CAL CKMB CALIBRATOR ADVIA CENTAUR ACS: 180 SYSTEMS | ATIVIDADE DE ISOENZIMA CREATINOQUINASE | III
Siemens Healthcare | Brazil | MD |  | ADVIA CENTAUR PRL | PROLACTINA | II
Siemens Healthcare | Brazil | MD |  | ADVIA CENTAUR ThCG | GONADOTROFINA CORIÔNICA HUMANA (HCG) TOTAL | II
Siemens Healthcare | Brazil | MD |  | ADVIA CENTAUR LH | HORMÔNIO LUTEINIZANTE (LH) | II
Siemens Healthcare | Brazil | MD |  | ADVIA CENTAUR FSH | HORMÔNIO FOLÍCULO ESTIMULANTE (FSH) | II
Siemens Healthcare | Brazil | MD |  | 248 6,8 - 7,3 TAMPÃO | GASES SANGUÍNEOS - POINT OF CARE TESTING | III
Siemens Healthcare | Brazil | MD |  | Solução de Preenchimento do Eletrodo de Referência | TAMPÕES, DILUENTES E DEMAIS SOLUÇÕES PARA ANÁLISE LABORATORIAL | I
Siemens Healthcare | Brazil | MD |  | 248 WASH | SOLUÇÃO PARA LIMPEZA DE EQUIPAMENTOS | I
Siemens Healthcare | Brazil | MD |  | FAMÍLIA ADVIA CENTAUR AFP e ACS:180 AFP - SIEMENS | ALFAFETOPROTEÍNA (AFP) | III
Siemens Healthcare | Brazil | MD |  | FAMÍLIA ACS: 180 CEA e ADVIA CENTAUR CEA - SIEMENS | ANTÍGENO CARCINOEMBRIONÁRIO | III
Siemens Healthcare | Brazil | MD |  | pH Electrode Fill Solution | TAMPÕES, DILUENTES E DEMAIS SOLUÇÕES PARA ANÁLISE LABORATORIAL | I
Siemens Healthcare | Brazil | MD |  | CO-ox SLOPE | SOLUÇÃO PARA AVALIAÇÃO DE DESEMPENHO DOS COMPONENTES DE EQUIPAMENTOS | I
Siemens Healthcare | Brazil | MD |  | CAL PHNB CALIBRATOR ADVIA CENTAUR, ACS: 180 SYSTEMS | FENOBARBITAL | II
Siemens Healthcare | Brazil | MD |  | HIGH G-L | SOLUÇÃO PARA AVALIAÇÃO DE DESEMPENHO DOS COMPONENTES DE EQUIPAMENTOS | I
Siemens Healthcare | Brazil | MD |  | C1 - C2 CLEANING SOLUTION | SOLUÇÃO PARA LIMPEZA DE EQUIPAMENTOS | I
Siemens Healthcare | Brazil | MD |  | CAL G-L | SOLUÇÃO PARA AVALIAÇÃO DE DESEMPENHO DOS COMPONENTES DE EQUIPAMENTOS | I
Siemens Healthcare | Brazil | MD |  | Wash G-L Zero | SOLUÇÃO PARA LIMPEZA DE EQUIPAMENTOS | I
Siemens Healthcare | Brazil | MD |  | ADVIA Centaur cPSA | ANTÍGENO PROSTÁTICO ESPECÍFICO (PSA) | III
Siemens Healthcare | Brazil | MD |  | Família Herpes-1 IgG (HSV1) | HERPES VÍRUS (HHV 2 a 5) | III
Siemens Healthcare | Brazil | MD |  | Família Herpes-2 IgG (HSV2) | HERPES VÍRUS (HHV 2 a 5) | III
Siemens Healthcare | Brazil | IVD |  | ADVIA CHEMISTRY ALBUMIN REAGENTS | ALBUMINA | II
Siemens Healthcare | Brazil | IVD |  | ADVIA CHEMISTRY ALP (AMP) REAGENTS | FOSFATASE ALCALINA (FAL OU ALP) | II
Siemens Healthcare | Brazil | MD |  | Atellica IM Hormônios Luteinizante (LH) | HORMÔNIO LUTEINIZANTE (LH) | II
Siemens Healthcare | Brazil | MD |  | Sistema de Radiografia Digital Multix Fusion Max | Sistema de Radiografia Digital | III
Siemens Healthcare | Brazil | MD |  | ADVIA Chemistry Calibrador de beta2-microglobulina | BETA 2-MICROGLOBULINA | II
Siemens Healthcare | Brazil | MD |  | ADVIA Chemistry Dióxido de Carbono Concentrado (CO2_c) | DIÓXIDO DE CARBONO | II
Siemens Healthcare | Brazil | IVD |  | FAMÍLIA ADVIA CHEMISTRY LIQUIDO DE LAVAGEM 1 PARA A SONDA DE REAGENTE E ADVIA CHEMISTRY SOLUÇÃO PARA LAVAGEM DE CUBETAS - SIEMENS | TAMPÕES, DILUENTES E DEMAIS SOLUÇÕES PARA ANÁLISE LABORATORIAL | I
Siemens Healthcare | Brazil | MD |  | Equipamento de Ressonância Magnética MAGNETOM Free.Star | Equipamento de Ressonancia Magnetica | II
Siemens Healthcare | Brazil | MD |  | Controles LA | PARÂMETROS COMBINADOS NO MESMO PRODUTO - CLASSE II | II
Siemens Healthcare | Brazil | MD |  | Família ADVIA Centaur Anti-Tireoglobulina II (aTgII) | TIREOGLOBULINA (TG) - CLASSE II | II
Siemens Healthcare | Brazil | IVD |  | REAGENTE PARA TESTE DE TROMBINA | TEMPO DE TROMBINA (TT) | II
Siemens Healthcare | Brazil | IVD |  | REAGENTE EXTC FLEX - DIMENSION® | METANFETAMINA | II
Siemens Healthcare | Brazil | IVD |  | ADVIA CHEMISTRY PREALBUMIN REAGENTS (PREALB) | PRÉ-ALBUMINA (TRANSTIRETINA) | II
Siemens Healthcare | Brazil | MD |  | ADVIA CHEMISTRY URINE TOTAL PROTEIN CALIBRATOR (UPRO-CAL) | PROTEÍNA TOTAL | II
Siemens Healthcare | Brazil | MD |  | ADVIA CHEMISTRY WIDE RANGE C-REACTIVE PROTEIN CALIBRATORS (wCRP - CAL) | PROTEÍNA C REATIVA | II
Siemens Healthcare | Brazil | IVD |  | ADVIA CHEMISTRY COMPLEMENT C4 REAGENTS (C4) | COMPLEMENTO DE COMPONENTE C4 | II
Siemens Healthcare | Brazil | IVD |  | ADVIA CHEMISTRY TIBC REAGENTS (TIBC) | FERRO | II
Siemens Healthcare | Brazil | MD |  | Família Atellica IM Antígeno Core da Vírus da Hepatite B (aHBcM) | IMUNOGLOBULINA M NUCLEAR PARA VÍRUS DE HEPATITE B (ANTI-HBC IGM) | IV
Siemens Healthcare | Brazil | MD |  | Família Atellica IM ELF Calibrador e Controle de Qualidade | PARÂMETROS COMBINADOS NO MESMO PRODUTO - CLASSE II | II
Siemens Healthcare | Brazil | MD |  | Atellica IM Hormônio Estimulador da Tireoide 3-Ultra (TSH3-UL) | HORMÔNIO ESTIMULANTE DE TIREÓIDE (TSH) | II
Siemens Healthcare | Brazil | MD |  | Atellica IM Inibidor de Tecido da Matriz de Metaloproteinase 1 (TIMP-1) | INIBIDOR TECIDUAL DE METALOPROTEINASE DE MATRIZ 1 (TIMP-1) | II
Siemens Healthcare | Brazil | MD |  | Atellica IM Ácido Hialurônico (HA) | ÁCIDO HIALURÔNICO | II
Siemens Healthcare | Brazil | MD |  | Família Atellica IM HER-2/neu (H2n) | RECEPTOR 2 DO FATOR DE CRESCIMENTO EPIDERMAL HUMANO (HER2) | II
Siemens Healthcare | Brazil | MD |  | Família Atellica IM Sífilis (Syph) | TREPONEMA PALLIDUM | IV
Siemens Healthcare | Brazil | MD |  | Família Atellica IM Hepatite C (aHCV) | IMUNOGLOBULINA G PARA VÍRUS DE HEPATITE C (ANTI-HCV IGG) | IV
Siemens Healthcare | Brazil | MD |  | Família Atellica IM Antígeno de Superfície II da Hepatite B (HBsII) | ANTÍGENO DE SUPERFÍCIE DE VÍRUS DA HEPATITE B (HBSAG) | IV
Siemens Healthcare | Brazil | MD |  | Família Atellica IM Anticorpos totais do antígeno "core" da Hepatite B (HBcT) | ANTICORPO TOTAL NUCLEAR PARA VÍRUS DE HEPATITE B (ANTI-HBCAG) | IV
Siemens Healthcare | Brazil | MD |  | Família Atellica IM Anti-Hepatite B - Antígeno de Superfície 2 (aHBs2) | ANTÍGENO DE SUPERFÍCIE DE VÍRUS DA HEPATITE B (HBSAG) | IV
Siemens Healthcare | Brazil | MD |  | Família Atellica IM Anti-Hepatite B Antigeno e (aHBe) | ANTICORPO TOTAL PARA ANTÍGENO E DE VÍRUS DE HEPATITE B (ANTI-HBEAG) | IV
Siemens Healthcare | Brazil | MD |  | Família Atellica IM HIV 1/O/2 Enhanced (EHIV) | ANTÍGENO DO VÍRUS DA IMUNODEFICIÊNCIA HUMANA ADQUIRIDA TIPO 1, TIPO 2 E TIPO 1 SUBGRUPO O (HIV) | IV
Siemens Healthcare | Brazil | MD |  | Família Atellica IM HIV Ag/Ab Combo (CHIV) | ANTÍGENO E ANTICORPO DO VÍRUS DA IMUNODEFICIÊNCIA HUMANA ADQUIRIDA TIPO 1, TIPO 2 E TIPO 1 SUBGRUPO O (HIV) | IV
Siemens Healthcare | Brazil | MD |  | Família Atellica IM Antígeno e Hepatite B (HBeAg) | ANTÍGENO E DE VÍRUS DE HEPATITE B (HBEAG) | IV
Siemens Healthcare | Brazil | MD |  | Família ADVIA Centaur IM Anti-Tiroglobulina II (aTgII) | TIREOGLOBULINA (TG) - CLASSE II | II
Siemens Healthcare | Brazil | MD |  | Família Atellica CI Analisadores | Instrumento para análise de bioquímica geral, hormônios, drogas ou proteínas | II
Siemens Healthcare | Brazil | IVD |  | ADVIA CHEMISTRY DIRECT LDL CHOLESTEROL REAGENTS (D-LDL) | LIPOPROTEÍNA DE BAIXA DENSIDADE (LDL) | II
Siemens Healthcare | Brazil | IVD |  | ADVIA CHEMISTRY IgA-2 REAGENTS (IgA-2) | IMUNOGLOBULINA A | II
Siemens Healthcare | Brazil | IVD |  | ADVIA CHEMISTRY LACTATE REAGENTS (LAC) | LACTATO | II
Siemens Healthcare | Brazil | IVD |  | ADVIA CHEMISTRY DIRECT HDL CHOLESTEROL REAGENTS (D-HDL) | LIPOPROTEÍNA DE ALTA DENSIDADE (HDL) | II
Siemens Healthcare | Brazil | MD |  | ADVIA CHEMISTRY SPECIAL CHEMISTRY CALIBRATOR (SPCL CHEM-CAL) | PARÂMETROS COMBINADOS NO MESMO PRODUTO - CLASSE II | II
Siemens Healthcare | Brazil | IVD |  | ADVIA CHEMISTRY RHEUMATOID FACTOR REAGENTS (RF) | FATOR REUMATÓIDE | II
Siemens Healthcare | Brazil | IVD |  | ADVIA CHEMISTRY IgG_2 REAGENTS (IgG_2) | IMUNOGLOBULINA G | II
Siemens Healthcare | Brazil | IVD |  | ADVIA CHEMISTRY CHOLINESTERASE REAGENTS (CHE) | COLINESTERASE | II
Siemens Healthcare | Brazil | IVD |  | Reagente de Alanina Aminotransferase ALTI (TGP) Dimension | TRANSAMINASE GLUTÂMICA PIRÚVICA (TGP OU ALT) | II
Siemens Healthcare | Brazil | MD |  | ADVIA CHEMISTRY LIQUID SPECIFIC PROTEIN CALIBRATORS ( LSP-CAL) | PARÂMETROS COMBINADOS NO MESMO PRODUTO - CLASSE II | II
Siemens Healthcare | Brazil | MD |  | ADVIA CHEMISTRY HDL/LDL CHOLESTEROL CALIBRATOR (HDL/LDL CHOL-CAL) | PARÂMETROS COMBINADOS NO MESMO PRODUTO - CLASSE II | II
Siemens Healthcare | Brazil | MD |  | ADVIA EZ WASH | SOLUÇÃO PARA LIMPEZA DE EQUIPAMENTOS | I
Siemens Healthcare | Brazil | MD |  | Material de controle de qualidade do ADVIA Centaur cHIV | ANTICORPO PARA VÍRUS DE IMUNODEFICIÊNCIA HUMANA TIPO 1 E TIPO 2 (HIV 1 E HIV 2) | IV
Siemens Healthcare | Brazil | MD |  | ADVIA Centaur Ensaio HIV Ag/Ab Combo (CHIV) | ANTÍGENO E ANTICORPO DO VÍRUS DA IMUNODEFICIÊNCIA HUMANA ADQUIRIDA TIPO 1, TIPO 2 E TIPO 1 SUBGRUPO O (HIV) | IV
Siemens Healthcare | Brazil | MD |  | ADVIA Centaur Syphilis (SYPH) | TREPONEMA PALLIDUM | IV
Siemens Healthcare | Brazil | MD |  | Material de controle de qualidade do ADVIA Centaur SYPH | TREPONEMA PALLIDUM | IV
Siemens Healthcare | Brazil | IVD |  | ADVIA CHEMISTRY WIDE RANGE C-REACTIVE PROTEIN REAGENTS (wrCRP) | PROTEÍNA C REATIVA | II
Siemens Healthcare | Brazil | MD |  | Diluente de Amostra Dimension | TAMPÕES, DILUENTES E DEMAIS SOLUÇÕES PARA ANÁLISE LABORATORIAL | I
Siemens Healthcare | Brazil | IVD |  | ADVIA CHEMISTRY COMPLEMENT C3 REAGENTS (C3) | COMPLEMENTO DE COMPONENTE C3/C3C | II
Siemens Healthcare | Brazil | IVD |  | ADVIA CHEMISTRY APO B REAGENTS | APOLIPOPROTEÍNA B | II
Siemens Healthcare | Brazil | IVD |  | ADVIA CHEMISTRY HAPTOGLOBIN REAGENTS (HAPT) | HAPTOGLOBINA | II
Siemens Healthcare | Brazil | MD |  | T4 LIVRE IMMULITE 2000 | TIROXINA LIVRE | II
Siemens Healthcare | Brazil | MD |  | ADVIA CHEMISTRY TDM CALIBRATORS (TDM-CAL) | CALIBRADORES E PADRÕES MULTIPARÂMETRO DE UMA OU MAIS CONCENTRAÇÕES - CLASSE II | II
Siemens Healthcare | Brazil | MD |  | Controles de Proteína N LC1/LC2 | PARÂMETROS COMBINADOS NO MESMO PRODUTO - CLASSE II | II
Siemens Healthcare | Brazil | MD |  | Sistema de Gravação Sensis Vibe | Central de Monitorizacao de Sinais Vitais | III
Siemens Healthcare | Canada | MD |  | RAPIDLAB 1240 SYSTEM |  | 3
Siemens Healthcare | Canada | MD |  | RAPIDLAB 1265 SYSTEM |  | 3
Siemens Healthcare | Canada | MD |  | RAPIDLAB 1245 SYSTEM |  | 3
Siemens Healthcare | Canada | MD |  | ADVIA CENTAUR CP SYSTEM |  | 2
Siemens Healthcare | Canada | IVD |  | DCA SYSTEMS HBA1C ASSAY |  | 3
Siemens Healthcare | Canada | MD |  | DCA VANTAGE |  | 3
Siemens Healthcare | Canada | IVD |  | DCA SYSTEMS MICROALBUMIN/CREATININE ASSAY |  | 3
Siemens Healthcare | Canada | MD |  | CLINITEK ADVANTUS URINALYSIS ANALYZER |  | 2
Siemens Healthcare | Canada | IVD |  | VERSANT HCV AMPLIFICATION 2.0 KIT (LIPA) |  | 3
Siemens Healthcare | Canada | MD |  | HEMATEK SLIDE STAINER |  | 2
Siemens Healthcare | Canada | IVD |  | VERSANT HCV GENOTYPE 2.0 ASSAY (LIPA) |  | 3
Siemens Healthcare | Canada | MD |  | LIPA-SCAN HCV SOFTWARE |  | 3
Siemens Healthcare | Canada | IVD |  | VERSANT HCV CONTROL 2.0 KIT (LIPA) |  | 3
Siemens Healthcare | Canada | MD |  | ADVIA CENTAUR CP SYSTEM |  | 4
Siemens Healthcare | Canada | MD |  | ADVIA AUTOSLIDE SLIDE MAKER STAINER |  | 2
Siemens Healthcare | Canada | MD |  | ADVIA CHEMISTRY XPT SYSTEM |  | 2
Siemens Healthcare | Canada | MD |  | XPRECIA STRIDE COAGULATION SYSTEM |  | 3
Siemens Healthcare | Canada | IVD |  | VERSANT HIV-1 RNA 1.5 ASSAY (KPCR) |  | 3
Siemens Healthcare | Canada | MD |  | ADVIA 360 HEMATOLOGY SYSTEM |  | 2
Siemens Healthcare | Canada | MD |  | ADVIA 560 HEMATOLOGY SYSTEM |  | 2
Siemens Healthcare | Canada | MD |  | RAPIDPOINT 500 SYSTEM |  | 3
Siemens Healthcare | Canada | IVD |  | VERSANT HBV DNA 1.0 ASSAY (KPCR) |  | 3
Siemens Healthcare | Canada | MD |  | ATELLICA UAS 800 ANALYZER |  | 2
Siemens Healthcare | Canada | MD |  | ATELLICA CH SYSTEM |  | 2
Siemens Healthcare | Canada | IVD |  | CLINITEK NOVUS CALIBRATION KIT |  | 2
Siemens Healthcare | Canada | MD |  | CLINITEK NOVUS AUTOMATED URINE CHEMISTRY ANALYZER |  | 2
Siemens Healthcare | Canada | IVD |  | CLINITEK NOVUS 10 URINALYSIS CASSETTE |  | 2
Siemens Healthcare | Canada | MD |  | RAPIDQC COMPLETE |  | 3
Siemens Healthcare | Canada | MD |  | CALIBRATION VERIFICATION MATERIAL CVM |  | 3
Siemens Healthcare | Canada | MD |  | RAPIDSYSTEMS AUTOMATICQC |  | 3
Siemens Healthcare | Canada | IVD |  | CLINITEK NOVUS PRO 12 URINALYSIS CASSETTE |  | 2
Siemens Healthcare | Canada | IVD |  | VERSANT CT/GC DNA 1.0 ASSAY (KPCR) |  | 3
Siemens Healthcare | Canada | MD |  | ATELLICA IM SYSTEM |  | 2
Siemens Healthcare | Canada | MD |  | ATELLICA HEMA 570 |  | 2
Siemens Healthcare | Canada | MD |  | ATELLICA CH SYSTEM |  | 3
Siemens Healthcare | Canada | MD |  | ATELLICA HEMA 580 |  | 2
Siemens Healthcare | Canada | MD |  | COLLIMATORS FOR E CAM |  | 2
Siemens Healthcare | Canada | MD |  | E.CAM EMISSION IMAGING SYSTEMS |  | 2
Siemens Healthcare | Canada | MD |  | E.SOFT WORKSTATION |  | 2
Siemens Healthcare | Canada | MD |  | SYMBIA T SERIES GAMMA CAMERA/CT SCANNER |  | 3
Siemens Healthcare | Canada | MD |  | E. SOFT WORKSTATION SOFTWARE |  | 2
Siemens Healthcare | Canada | MD |  | C.CAM GAMMA CAMERA SYSTEM |  | 2
Siemens Healthcare | Canada | MD |  | SYMBIA E |  | 2
Siemens Healthcare | Canada | MD |  | C.CLEAR |  | 2
Siemens Healthcare | Canada | MD |  | SYMBIA S PHOTON EMISSION COMPUTED TOMOGRAPHY SYSTEM (SPECT) |  | 2
Siemens Healthcare | Canada | MD |  | CLIENT SERVER SOFTWARE |  | 2
Siemens Healthcare | Canada | MD |  | BIOGRAPH MCT-X AND MCT-S SCANNERS WITH PET |  | 3
Siemens Healthcare | Canada | MD |  | SYNGO.MM ONCOLOGY |  | 2
Siemens Healthcare | Canada | MD |  | SYNGO.VIA MI IMAGING SOFTWARE |  | 2
Siemens Healthcare | Canada | MD |  | COLLIMATORS FOR C.CAM |  | 2
Siemens Healthcare | Canada | MD |  | SCENIUM SOFTWARE |  | 2
Siemens Healthcare | Canada | MD |  | EMORY CARDIAC TOOLBOX |  | 2
Siemens Healthcare | Canada | MD |  | SYNGO MBF |  | 2
Siemens Healthcare | Canada | MD |  | SYMBIA INTEVO |  | 3
Siemens Healthcare | Canada | MD |  | BIOGRAPH HORIZON |  | 3
Siemens Healthcare | Canada | MD |  | SYMBIA EVO |  | 2
Siemens Healthcare | Canada | MD |  | SYMBIA PRO.SPECTA Q3 AND X3 |  | 3
Siemens Healthcare | Canada | MD |  | SYMBIA PRO.SPECTA X7 |  | 3
Siemens Healthcare | Canada | MD |  | ADVIA 2120 HEMATOLOGY SYSTEM |  | 2
Siemens Healthcare | Canada | MD |  | RAPIDLAB 348EX SYSTEM |  | 3
Siemens Healthcare | Canada | MD |  | ADVIA CENTAUR SYSTEM |  | 3
Siemens Healthcare | Canada | MD |  | RAPIDLAB 1260 SYSTEM |  | 3
Siemens Healthcare | Canada | IVD |  | CLINITEST HCG PREGNANCY TEST |  | 2
Siemens Healthcare | Canada | MD |  | CLINITEK STATUS SYSTEM |  | 3
Siemens Healthcare | Canada | MD |  | MULTISTIX URINE CHEMISTRY TEST STRIPS |  | 3
Siemens Healthcare | Canada | MD |  | ICTOTEST |  | 2
Siemens Healthcare | Canada | MD |  | LABSTIX REAGENT STRIPS FOR URINALYSIS |  | 3
Siemens Healthcare | Canada | IVD |  | HEMASTIX |  | 3
Siemens Healthcare | Canada | MD |  | CHEK-STIX |  | 2
Siemens Healthcare | Canada | MD |  | CLINITEK MICROALBUMIN |  | 3
Siemens Healthcare | Brazil | MD |  | Atellica CH Apolipoproteína B (APO B) | APOLIPOPROTEÍNA B | II
Siemens Healthcare | Brazil | MD |  | Atellica CH Albumina (Alb) | ALBUMINA | II
Siemens Healthcare | Brazil | MD |  | Atellica CH Proteína Total (TP_2) | PROTEÍNA TOTAL | II
Siemens Healthcare | Brazil | MD |  | QC HAVT ADVIA CENTAUR SYSTEMS | VÍRUS DA HEPATITE A (HAV) | III
Siemens Healthcare | Brazil | MD |  | CAL CALIBRATOR U ADVIA CENTAUR SYSTEMS, ACS: 180 SYSTEMS | MIOGLOBINA | II
Siemens Healthcare | Brazil | MD |  | Família Dimension SARS CoV 2 Anticorpo Total (CV2T) | CORONAVÍRUS | III
Siemens Healthcare | Brazil | MD |  | ADVIA CHEMISTRY GLUCOSE HEXOQUINASE_3 (GLUC_3) | GLICOSE | II
Siemens Healthcare | Brazil | MD |  | RAPIDPOINT 400 M CARTUCHO DE MEDIÇÃO | PARÂMETROS COMBINADOS NO MESMO PRODUTO - CLASSE II | II
Siemens Healthcare | Brazil | MD |  | ADVIA 120 SETPOINT HEMATOLOGY CALIBRATOR | CONTAGEM DE CÉLULAS SANGUÍNEAS | II
Siemens Healthcare | Brazil | IVD |  | ADVIA CHEMISTRY AST (GOT) REAGENTS | TRANSAMINASE GLUTÂMICA OXALACÉTICA (TGO OU AST) | II
Siemens Healthcare | Brazil | MD |  | RAPIDPOINT 400 W CARTUCHO DE LAVAGEM E DEJETOS | SOLUÇÃO PARA LIMPEZA DE EQUIPAMENTOS | I
Siemens Healthcare | Brazil | IVD |  | ADVIA CHEMISTRY MAGNESIUM REAGENTS | MAGNÉSIO | II
Siemens Healthcare | Brazil | IVD |  | ADVIA CHEMISTRY LD (PL) REAGENTS | LACTATO DESIDROGENASE (LDH) | II
Siemens Healthcare | Brazil | MD |  | CAL CALIBRATOR Y ADVIA CENTAUR SYSTEMS ACS: 180 SYSTEMS | ANTÍGENO PROSTÁTICO ESPECÍFICO (PSA) | III
Siemens Healthcare | Brazil | MD |  | ADVIA CENTAUR APW1 | TAMPÕES, DILUENTES E DEMAIS SOLUÇÕES PARA ANÁLISE LABORATORIAL | I
Siemens Healthcare | Brazil | MD |  | ADVIA CENTAUR HAV TOTAL | VÍRUS DA HEPATITE A (HAV) | III
Siemens Healthcare | Brazil | MD |  | ADVIA CENTAUR TnI ULTRA | TROPONINA | III
Siemens Healthcare | Brazil | IVD |  | ADVIA CHEMISTRY UREA NITROGEN REAGENTS | URÉIA | II
Siemens Healthcare | Brazil | MD |  | ADVIA 120 AUTORETIC | CITOMETRIA DE FLUXO - MARCADORES DE CÉLULAS SEM LINHAGEM ESPECÍFICA | II
Siemens Healthcare | Brazil | MD |  | ADVIA 120 CBC TIME PAC | CITOMETRIA DE FLUXO - MARCADORES DE CÉLULAS SEM LINHAGEM ESPECÍFICA | II
Siemens Healthcare | Brazil | MD |  | ADVIA 120 DIFF TIMEPAC | SOLUÇÃO DE LISE PARA HEMATOLOGIA | I
Siemens Healthcare | Brazil | MD |  | ADVIA Chemistry Creatinina Concentrada | CREATININA | II
Siemens Healthcare | Brazil | MD |  | Atellica UAS 800 | Instrumento para análise de urina | II
Siemens Healthcare | Brazil | MD |  | RAPID QC COMPLETE LEVEL 1 | SOLUÇÃO PARA AVALIAÇÃO DE DESEMPENHO DOS COMPONENTES DE EQUIPAMENTOS | I
Siemens Healthcare | Brazil | MD |  | FAMÍLIA ADVIA CENTAUR ATG e ACS:180 ATG - SIEMENS | TIREOGLOBULINA (TG) - CLASSE II | II
Siemens Healthcare | Brazil | IVD |  | CLINITEK ATLAS 10 REAGENT PAK FOR URINE CHEMISTRY | FITA-TESTE PARA URINA | II
Siemens Healthcare | Brazil | MD |  | Rapidlab 1200® Na+/K+/Ca++/Cl- Electrode Fill | SOLUÇÃO PARA AVALIAÇÃO DE DESEMPENHO DOS COMPONENTES DE EQUIPAMENTOS | I
Siemens Healthcare | Brazil | MD |  | CAL GENT CALIBRATOR ADVIA CENTAUR/ ACS: 180 SYSTEMS | GENTAMICINA | II
Siemens Healthcare | Brazil | MD |  | CAL CALIBRATOR Q ADVIA CENTAUR SYSTEMS ACS: 180 SYSTEMS | ANTÍGENO PROSTÁTICO ESPECÍFICO (PSA) | III
Siemens Healthcare | Brazil | MD |  | ADVIA CHEMISTRY SOLUCAO DETERGENTE PARA ISE | TAMPÕES, DILUENTES E DEMAIS SOLUÇÕES PARA ANÁLISE LABORATORIAL | I
Siemens Healthcare | Brazil | IVD |  | ADVIA CHEMISTRY URIC ACID REAGENTS | ÁCIDO ÚRICO | II
Siemens Healthcare | Brazil | MD |  | ADVIA CHEMISTRY SOLUÇÃO TAMPÃO PARA ISE | TAMPÕES, DILUENTES E DEMAIS SOLUÇÕES PARA ANÁLISE LABORATORIAL | I
Siemens Healthcare | Brazil | IVD |  | CLINITEK ATLAS KIT DE CALIBRAÇÃO | SOLUÇÃO PARA AVALIAÇÃO DE DESEMPENHO DOS COMPONENTES DE EQUIPAMENTOS | I
Siemens Healthcare | Brazil | MD |  | CAL VANC CALIBRATOR ADVIA CENTAUR ACS 180 SYSTEMS | VANCOMICINA | II
Siemens Healthcare | Brazil | MD |  | Rapidlab 1200 pH Electrode Fill | TAMPÕES, DILUENTES E DEMAIS SOLUÇÕES PARA ANÁLISE LABORATORIAL | I
Siemens Healthcare | Brazil | MD |  | 348 6,8 - 7,3 BUFFER | SOLUÇÃO PARA AVALIAÇÃO DE DESEMPENHO DOS COMPONENTES DE EQUIPAMENTOS | I
Siemens Healthcare | Brazil | IVD |  | ADVIA CENTAUR ACID/BASE REAGENTS | TAMPÕES, DILUENTES E DEMAIS SOLUÇÕES PARA ANÁLISE LABORATORIAL | I
Siemens Healthcare | Brazil | MD |  | ADVIA Centaur HAV IgM | VÍRUS DA HEPATITE A (HAV) | III
Siemens Healthcare | Brazil | MD |  | ADVIA 120 SHEATH/RINSE | TAMPÕES, DILUENTES E DEMAIS SOLUÇÕES PARA ANÁLISE LABORATORIAL | I
Siemens Healthcare | Brazil | MD |  | FAMÍLIA IGE DILUENT-SIEMENS | TAMPÕES, DILUENTES E DEMAIS SOLUÇÕES PARA ANÁLISE LABORATORIAL | I
Siemens Healthcare | Brazil | MD |  | ADVIA CHEMISTRY SOLUÇÃO DE REFERÊNCIA PARA ISE | TAMPÕES, DILUENTES E DEMAIS SOLUÇÕES PARA ANÁLISE LABORATORIAL | I
Siemens Healthcare | Brazil | MD |  | ADVIA 120 OPTIPOINT (OPTICAL TEST MATERIAL) | SOLUÇÃO PARA AVALIAÇÃO DE DESEMPENHO DOS COMPONENTES DE EQUIPAMENTOS | I
Siemens Healthcare | Brazil | IVD |  | ADVIA CHEMISTRY LIQUIDO DE LAVAGEM 2 PARA SONDA DE REAGENTE | SOLUÇÃO PARA LIMPEZA DE EQUIPAMENTOS | I
Siemens Healthcare | Brazil | MD |  | 348 WASH | SOLUÇÃO PARA LIMPEZA DE EQUIPAMENTOS | I
Siemens Healthcare | Brazil | MD |  | ADVIA CHEMISTRY CONJUNTO DE PADRÕES PARA ISE DA URINA | ELETRÓLITOS | II
Siemens Healthcare | Brazil | IVD |  | ADVIA CHEMISTRY CO2 REAGENTS (LIQUID) | GASES SANGUÍNEOS | II
Siemens Healthcare | Brazil | IVD |  | ADVIA CHEMISTRY CALCIUM REAGENTS | CÁLCIO | II
Siemens Healthcare | Brazil | MD |  | ADVIA CHEMISTRY CONJUNTO DE PADRÕES PARA ISE DO SORO | TAMPÕES, DILUENTES E DEMAIS SOLUÇÕES PARA ANÁLISE LABORATORIAL | I
Siemens Healthcare | Brazil | IVD |  | ADVIA CHEMISTRY CREATININE REAGENTS (CREA / CREA_2) | CREATININA | II
Siemens Healthcare | Brazil | MD |  | ADVIA CENTAUR FOL | FOLATO | II
Siemens Healthcare | Brazil | IVD |  | ADVIA CHEMISTRY ALP (DEA) REAGENTS | FOSFATASE ALCALINA (FAL OU ALP) | II
Siemens Healthcare | Brazil | MD |  | ADVIA AUTOSLIDE RINSE | SOLUÇÃO PARA LIMPEZA DE EQUIPAMENTOS | I
Siemens Healthcare | Brazil | MD |  | syngo Dynamics | Software | II
Siemens Healthcare | Brazil | MD |  | Família ADVIA Centaur SARS-CoV-2 IgG (sCOVG) | CORONAVÍRUS | III
Siemens Healthcare | Brazil | MD |  | Atellica CH Lactato 3 (Lac_3) | LACTATO | II
Siemens Healthcare | Brazil | IVD |  | CARTUCHO DE REAGENTE EZCR FLEX DIMENSION® | CREATININA | II
Siemens Healthcare | Brazil | IVD |  | Família de Reagente e Calibradores Emit® 2000 Vancomycin | VANCOMICINA | II
Siemens Healthcare | Brazil | MD |  | Família Dimension Everolimus (EVRO) | EVEROLIMUS | III
Siemens Healthcare | Brazil | MD |  | Equipamento de Ressonância Magnética | Equipamento de Ressonancia Magnetica | II
Siemens Healthcare | Brazil | IVD |  | Reagente de Von Willebrand | FATOR VON WILLEBRAND DE COAGULAÇÃO | II
Siemens Healthcare | Brazil | IVD |  | BC REAGENTE VON WILLEBRAND | FATOR VON WILLEBRAND DE COAGULAÇÃO | II
Siemens Healthcare | Brazil | MD |  | Solução Tampão Imidazol | TAMPÕES, DILUENTES E DEMAIS SOLUÇÕES PARA ANÁLISE LABORATORIAL | I
Siemens Healthcare | Brazil | MD |  | Sistema de Radiografia Digital Multix Impact | Sistema de Radiografia Digital | III
Siemens Healthcare | Brazil | MD |  | DIMENSION EXL 200 | Instrumento para análise de bioquímica geral, hormônios, drogas ou proteínas | II
Siemens Healthcare | Brazil | MD |  | Atellica CH Fenciclidina (Pcp) | FENCICLIDINA | II
Siemens Healthcare | Brazil | MD |  | Advia Centaur Vitamina D Total | VITAMINA D | II
Siemens Healthcare | Brazil | MD |  | CLINITEK NOVUS | Instrumento para análise de urina | I
Siemens Healthcare | Brazil | MD |  | Dimension Calibrador Anemia EXL LOCI | PARÂMETROS COMBINADOS NO MESMO PRODUTO - CLASSE II | II
Siemens Healthcare | Brazil | MD |  | Dimension Folato EXL LOCI | FOLATO | II
Siemens Healthcare | Brazil | IVD |  | Reagente de Pré-Tratamento da CsA | TAMPÕES, DILUENTES E DEMAIS SOLUÇÕES PARA ANÁLISE LABORATORIAL | I
Siemens Healthcare | Brazil | MD |  | Equipamento para Angiografia Artis pheno | Equipamento Para Angiografia | III
Siemens Healthcare | Brazil | MD |  | Calibrador 30 | ESTRADIOL | II
Siemens Healthcare | Brazil | MD |  | ADVIA Centaur Enhanced Estradiol (eE2) | ESTRADIOL | II
Siemens Healthcare | Brazil | MD |  | Dimension Vitamina B12 EXL LOCI | VITAMINA B12 (ÁCIDO FÓLICO) | II
Siemens Healthcare | Brazil | MD |  | Atellica CH Ecstasy (Xtc) | METANFETAMINA | II
Siemens Healthcare | Brazil | MD |  | Atellica CH Opioides (Op) | OPIÁCIO | II
Siemens Healthcare | Brazil | MD |  | Atellica CH Calibrador ENZ 2 (ENZ 2 CAL) | PARÂMETROS COMBINADOS NO MESMO PRODUTO - CLASSE II | II
Siemens Healthcare | Brazil | MD |  | Atellica CH Creatinina_2 (Crea_2) | CREATININA | II
Siemens Healthcare | Brazil | MD |  | Atellica CH Anfetaminas (Amp) | ANFETAMINA | II
Siemens Healthcare | Brazil | MD |  | Atellica CH Capacidade Total de Ligação do Ferro (TIBC) | CAPACIDADE DE FIXAÇÃO DE FERRO (CFF) | II
Siemens Healthcare | Brazil | MD |  | Atellica CH Calibrador ENZ 1 (ENZ 1 CAL) | PARÂMETROS COMBINADOS NO MESMO PRODUTO - CLASSE II | II
Siemens Healthcare | Brazil | MD |  | Atellica CH Metadona (Mdn) | METADONA | II
Siemens Healthcare | Brazil | MD |  | Atellica CH Benzodiazepina (Bnz) | BENZODIAZEPINA | II
Siemens Healthcare | Brazil | MD |  | Atellica CH Ácido Valpróico (VPA) | ÁCIDO VALPRÓICO | II
Siemens Healthcare | Brazil | MD |  | Atellica CH Barbitúricos (Brb) | BARBITURATO | II
Siemens Healthcare | Brazil | MD |  | Equipamento de Ressonância Magnética MAGNETOM Symphony A Tim | Equipamento de Ressonancia Magnetica | II
Siemens Healthcare | Brazil | MD |  | Atellica CH Acetaminofeno (Acet) | ACETAMINOFENO | II
Siemens Healthcare | Brazil | MD |  | Família Atellica CH Fosfatase Alcalina (ALP_2c) | FOSFATASE ALCALINA (FAL OU ALP) | II
Siemens Healthcare | Brazil | MD |  | Atellica CH Amilase Pancreática (PAmy) | AMILASE | II
Siemens Healthcare | Brazil | MD |  | Atellica IM Cleaner | SOLUÇÃO PARA LIMPEZA DE EQUIPAMENTOS | I
Siemens Healthcare | Brazil | MD |  | Atellica IM Wash | SOLUÇÃO PARA LIMPEZA DE EQUIPAMENTOS | I
Siemens Healthcare | Brazil | MD |  | Atellica IM Acid / Base | TAMPÕES, DILUENTES E DEMAIS SOLUÇÕES PARA ANÁLISE LABORATORIAL | I
Siemens Healthcare | Brazil | MD |  | Calibrador CsA | CICLOSPORINA | III
Siemens Healthcare | Brazil | MD |  | ADVIA Centaur Ciclosporina (CsA) | CICLOSPORINA | III
Siemens Healthcare | Brazil | MD |  | Diluente ADVIA Centaur eE2 | TAMPÕES, DILUENTES E DEMAIS SOLUÇÕES PARA ANÁLISE LABORATORIAL | I
Siemens Healthcare | Brazil | MD |  | Equipamento de Tomografia Computadorizada SOMATOM Force | Equipamento de Tomografia Computadorizado | III
Siemens Healthcare | Brazil | IVD |  | ADVIA CENTAUR SYSTEM VERIFICATION KIT | SOLUÇÃO PARA AVALIAÇÃO DE DESEMPENHO DOS COMPONENTES DE EQUIPAMENTOS | I
Siemens Healthcare | Brazil | IVD |  | ADVIA CENTAUR CP SYSTEM VERIFICATION KIT | SOLUÇÃO PARA AVALIAÇÃO DE DESEMPENHO DOS COMPONENTES DE EQUIPAMENTOS | I
Siemens Healthcare | Brazil | MD |  | Dimension Amonia Flex | AMÔNIA | II
Siemens Healthcare | Brazil | MD |  | Equipamento de Tomografia Computadorizada | Equipamento de Tomografia Computadorizado | III
Siemens Healthcare | Brazil | MD |  | Sistema de Ultrassom Diagnóstico | Aparelho de Ultra-Som | II
Siemens Healthcare | Brazil | MD |  | MAGNETOM Espree, marca SIEMENS. | Equipamento de Ressonancia Magnetica | II
Siemens Healthcare | Brazil | MD |  | EQUIPAMENTO MOVEL PARA RAIOS-X | Aparelho Movel Para Raio X | III
Siemens Healthcare | Brazil | MD |  | MAGNETOM C!, MARCA SIEMENS | Equipamento de Ressonancia Magnetica | II
Siemens Healthcare | Brazil | MD |  | ARCO CIRURGICO ARCADIS VARIC, MARCA SIEMENS | Arco Cirurgico | III
Siemens Healthcare | Brazil | MD |  | SOMATOM DEFINITION AS | Equipamento de Tomografia Computadorizado | III
Siemens Healthcare | Brazil | IVD |  | CARTUCHO DE REAGENTE FLEX DE COLESTEROL LDL (ALDL) DIMENSION | LIPOPROTEÍNA DE BAIXA DENSIDADE (LDL) | II
Siemens Healthcare | Brazil | MD |  | CALIBRADOR DE DIÓXIDO DE CARBONO (ECO2) DIMENSION | DIÓXIDO DE CARBONO | II
Siemens Healthcare | Brazil | MD |  | CALIBRADOR DE CICLOSPORINA (CSA)  DIMENSION | CICLOSPORINA | III
Siemens Healthcare | Brazil | IVD |  | REAGENTE DE LÍTIO DIMENSION | LÍTIO | II
Siemens Healthcare | Brazil | MD |  | Família Atellica CH Proteína C-Reativa de Alta Sensibilidade (hsCRP) | PROTEÍNA C REATIVA | II
Siemens Healthcare | Brazil | MD |  | Atellica CH Creatinina Enzimática_2 (ECre_2) | CREATININA | II
Siemens Healthcare | Brazil | MD |  | Família Atellica CH Proteína C Reativa 2 (CRP_2) | PROTEÍNA C REATIVA | II
Siemens Healthcare | Brazil | MD |  | Família Atellica CH Creatinoquinase (CK_L) | ATIVIDADE TOTAL DE CREATINOQUINASE | II
Siemens Healthcare | Brazil | MD |  | EQUIPAMENTO PARA ANGIOGRAFIA | Equipamento Para Angiografia | III
Siemens Healthcare | Brazil | MD |  | SISTEMA DE ULTRA-SOM DIAGNÓSTICO ACUSON SC2000 | Aparelho de Ultra-Som | II
Siemens Healthcare | Brazil | MD |  | MULTIX SELECT DR | Sistema de Radiografia Digital | III
Siemens Healthcare | Brazil | MD |  | SISTEMA SPECT | Sistema Nuclear de Formacao de Imagens | II
Siemens Healthcare | Brazil | MD |  | MAGNETOM AVANTO MARCA SIEMENS | Equipamento de Ressonancia Magnetica | II
Siemens Healthcare | Brazil | MD |  | SISTEMA DE ARQUIVAMENTO E COMUNICAÇÃO DE IMAGEM (PACS) SYNGO.PLAZA | Software | I
Siemens Healthcare | Brazil | MD |  | EQUIPAMENTO DE TOMOGRAFIA POR EMISSÃO DE PÓSITRONS (PET) / TOMOGRAFIA COMPUTADORIZADA (CT) BIOGRAPH | Equipamento Tomografia por Emissao de Positrons | III
Siemens Healthcare | Brazil | MD |  | ADVIA CENTAUR PHNB | FENOBARBITAL | II
Siemens Healthcare | Brazil | MD |  | ADVIA CENTAUR PHTN | FENITOÍNA | II
Siemens Healthcare | Brazil | MD |  | ADVIA CENTAUR FER | FERRITINA | II
Siemens Healthcare | Brazil | MD |  | ADVIA CENTAUR tIgE | IMUNOGLOBULINA E | II
Siemens Healthcare | Brazil | MD |  | ADVIA CENTAUR DIG | DIGOXINA | II
Siemens Healthcare | Brazil | MD |  | CORTISOL IMMULITE | CORTISOL | II
Siemens Healthcare | Brazil | MD |  | T3 Livre IMMULITE 2000 | TRIIODOTIRONINA (T3) LIVRE | II
Siemens Healthcare | Brazil | MD |  | Troponina I IMMULITE / IMMULITE 1000 | TROPONINA | III
Siemens Healthcare | Brazil | MD |  | CMV IgG IMMULITE 2000 | CITOMEGALOVÍRUS | IV
Siemens Healthcare | Brazil | MD |  | Família ADVIA Centaur Anti-CCP | ANTI-PEPTÍDEO CITRULINADO CÍCLICO (ANTI-CCP) | II
Siemens Healthcare | Brazil | MD |  | TESTOSTERONA TOTAL IMMULITE 2000 | TESTOSTERONA | II
Siemens Healthcare | Brazil | MD |  | PHT INTACTO IMMULITE 2000 | HORMÔNIO PARATIREÓIDEO INTACTO (iPTH) | II
Siemens Healthcare | Brazil | MD |  | HOMOCISTEÍNA IMMULITE 2000 | HOMOCISTEÍNA | II
Siemens Healthcare | Brazil | MD |  | RUBEOLA IgM IMMULITE 2000 | VÍRUS DE RUBÉOLA | III
Siemens Healthcare | Brazil | MD |  | Herpes I e II Quantitativo IMMULITE/IMMULITE1000 | HERPES VÍRUS (HHV 2 a 5) | III
Siemens Healthcare | Brazil | MD |  | Atellica Data Manager | Software | II
Siemens Healthcare | Brazil | MD |  | Sirolimus Flex® - Dimension | SIROLIMUS | III
Siemens Healthcare | Brazil | MD |  | Calibrador de Sirolimus  Dimension® | SIROLIMUS | III
Siemens Healthcare | Brazil | MD |  | ADVIA CENTAUR CLEANING SOLUTION CONCENTRATE | SOLUÇÃO PARA LIMPEZA DE EQUIPAMENTOS | I
Siemens Healthcare | Brazil | MD |  | ADVIA CENTAUR FOL DTT RELEASING AGENT | FOLATO | II
Siemens Healthcare | Brazil | MD |  | ADVIA CENTAUR CA 19-9 | ANTÍGENO CA 19-9 | III
Siemens Healthcare | Brazil | MD |  | ADVIA Centaur FOL Ácido Ascórbico Diluente | TAMPÕES, DILUENTES E DEMAIS SOLUÇÕES PARA ANÁLISE LABORATORIAL | I
Siemens Healthcare | Brazil | MD |  | PTH Intacto m / p IMMULITE / IMMULITE 1000 | HORMÔNIO PARATIREÓIDEO INTACTO (iPTH) | II
Siemens Healthcare | Brazil | MD |  | HCG TURBO IMMULITE | GONADOTROFINA CORIÔNICA HUMANA (HCG) TOTAL | II
Siemens Healthcare | Brazil | MD |  | HCG IMMULITE / IMMULITE 1000 | GONADOTROFINA CORIÔNICA HUMANA (HCG) TOTAL | II
Siemens Healthcare | Brazil | MD |  | ADVIA CENTAUR HBc IgM | IMUNOGLOBULINA M NUCLEAR PARA VÍRUS DE HEPATITE B (ANTI-HBC IGM) | IV
Siemens Healthcare | Brazil | MD |  | Equipamento de Tomografia Computadorizada SOMATOM X.cite | Equipamento de Tomografia Computadorizado | III
Siemens Healthcare | Brazil | MD |  | QC HCV CENTAUR | ANTICORPO TOTAL PARA VÍRUS DE HEPATITE C (ANTI-HCV) | IV
Siemens Healthcare | Brazil | MD |  | HEMATEK SLIDE STAINER | Instrumento para preparo e processamento de amostras  fase pré-analítica | I
Siemens Healthcare | Brazil | MD |  | INNOVANCE DTI Assay | INIBIDOR DE TROMBINA | II
Siemens Healthcare | Brazil | MD |  | Equipamento de Ressonância Magnética MAGNETOM Free.Max | Equipamento de Ressonancia Magnetica | II
Siemens Healthcare | Brazil | MD |  | Atellica CH Creatinina Enzimática_3 (ECre3) | CREATININA | II
Siemens Healthcare | Brazil | MD |  | FAMÍLIA ADVIA CENTAUR CARB E ACS:180 CARBAMAZEPINE CARB - BAYDIAG | CARBAMAZEPINA | II
Siemens Healthcare | Brazil | IVD |  | FAMÍLIA ADVIA CENTAUR cPSA Pretreatment Reagent/ACS 180 cPSA Pretreatment Reagent - SIEMENS | TAMPÕES, DILUENTES E DEMAIS SOLUÇÕES PARA ANÁLISE LABORATORIAL | I
Siemens Healthcare | Brazil | IVD |  | ADVIA CHEMISTRY CREATINE KINASE REAGENTS | ATIVIDADE TOTAL DE CREATINOQUINASE | II
Siemens Healthcare | Brazil | MD |  | ADVIA CHEMISTRY CONDICIONADOR DE CUBETAS | TAMPÕES, DILUENTES E DEMAIS SOLUÇÕES PARA ANÁLISE LABORATORIAL | I
Siemens Healthcare | Brazil | MD |  | FAMÍLIA ADVIA 120 TESTPOINT 3 IN 1 HEMATOLOGY CONTROLES NORMAL/ABNORMAL 1/ABNORMAL 2 - BAYDIAG | PARÂMETROS COMBINADOS NO MESMO PRODUTO - CLASSE II | II
Siemens Healthcare | Brazil | MD |  | ADVIA CENTAUR TOXO G | TOXOPLASMA GONDII | IV
Siemens Healthcare | Brazil | MD |  | ADVIA 120 PEROX SHEATH | TAMPÕES, DILUENTES E DEMAIS SOLUÇÕES PARA ANÁLISE LABORATORIAL | I
Siemens Healthcare | Brazil | MD |  | ADVIA CENTAUR WASH 1 | SOLUÇÃO PARA LIMPEZA DE EQUIPAMENTOS | I
Siemens Healthcare | Brazil | MD |  | Equipamento de Ressonância Magnética MAGNETOM Spectra | Equipamento de Ressonancia Magnetica | II
Siemens Healthcare | Brazil | MD |  | SOMATOM DEFINITION FLASH | Equipamento de Tomografia Computadorizado | III
Siemens Healthcare | Brazil | MD |  | Equipamento de Tomografia por Emissão de Pósitrons (PET) / Ressonância Magnética (MR) Biograph mMR | EQUIPAMENTO TOMOGRAFIA POR EMISSAO DE POSITRONS E RESSONANCIA MAGNETICA (PET/MRI) | II
Siemens Healthcare | Brazil | MD |  | Equipamento de Tomografia Computadorizada SOMATOM Perspective | Equipamento de Tomografia Computadorizado | III
Siemens Healthcare | Brazil | MD |  | EQUIPAMENTO DE TOMOGRAFIA COMPUTADORIZADA SOMATOM DEFINITION EDGE | Equipamento de Tomografia Computadorizado | III
Siemens Healthcare | Brazil | MD |  | MAGNETOM | Equipamento de Ressonancia Magnetica | II
Siemens Healthcare | Brazil | MD |  | EQUIPAMENTO DE RESSONÂNCIA MAGNÉTICA | Equipamento de Ressonancia Magnetica | II
Siemens Healthcare | Brazil | MD |  | Sistema Fluoroscópico de Raios-X Luminos Fusion | Sistema Fluoroscopico de Raios X | III
Siemens Healthcare | Brazil | MD |  | EQUIPAMENTO PARA ANGIOGRAFIA ARTIS | Equipamento Para Angiografia | III
Siemens Healthcare | Brazil | MD |  | EQUIPAMENTO PARA ANGIOGRAFIA ARTIS ONE | Equipamento Para Angiografia | III
Siemens Healthcare | Brazil | MD |  | Sistema de Ultrassom Diagnóstico ACUSON | Aparelho de Ultra-Som | II
Siemens Healthcare | Brazil | MD |  | SISTEMA DE ULTRASSOM DIAGNÓSTICO ACUSON FREESTYLE | Aparelho de Ultra-Som | II
Siemens Healthcare | Brazil | MD |  | SISTEMA FLUOROSCÓPICO DE RAIOS-X LUMINOS FUSION | Sistema Fluoroscopico de Raios X | III
Siemens Healthcare | Brazil | MD |  | ARCO CIRÚRGICO CIOS ALPHA | Arco Cirurgico | III
Siemens Healthcare | Brazil | MD |  | ARCO CIRURGICO ARCADIS | Arco Cirurgico | III
Siemens Healthcare | Brazil | MD |  | SISTEMA DE RAIOS X YSIO | Sistema Fluoroscopico de Raios X | III
Siemens Healthcare | Brazil | MD |  | EQUIPAMENTO DE RESSONÂNCIA MAGNÉTICA MAGNETOM PRISMA. | Equipamento de Ressonancia Magnetica | II
Siemens Healthcare | USA | MD | LLZ | TrueD | System, Image Processing, Radiological | 2
Siemens Healthcare | USA | MD | JAK | Biograph 16 TruePoint;Biograph 16 TP-3R;Biograph 16 TP-4R;Biograph 16 TruePoint w/TrueV | System, X-Ray, Tomography, Computed | 2
Siemens Healthcare | USA | MD | JAK | Biograph 64 TP-3R;Biograph 64 TP-4R;Biograph 64 TruePoint w/TrueV;Biograph 40 TP-3R;Biograph TruePoint;Biograph 40 TruePoint w/TrueV;Biograph 40 TruePoint;Biograph 40 TP-4R;Biograph 64 TruePoint | System, X-Ray, Tomography, Computed | 2
Siemens Healthcare | USA | MD | KPS | Biograph 6 - 3R;Biograph 6;Biograph 6 - 4R | System, Tomography, Computed, Emission | 2
Siemens Healthcare | USA | MD | JAK | Biograph 64 TP-3R;Biograph 16 TruePoint w/TrueV;Biograph 6 TP-4R;Biograph 40 TP-4R;Biograph 64 TP-4R;Biograph 6 TruePoint w/TrueV;Biograph 16 TP-3R;Biograph 64 TruePoint w/TrueV;Biograph 40 TP-3R;Biograph 6 TP-3R;Biograph TruePoint;Biograph 16 TP-4R;Biograph 40 TruePoint;Biograph 40 TruePoint w/TrueV;Biograph 64 TruePoint;Biograph 16 TruePoint;Biograph 6 TruePoint | System, X-Ray, Tomography, Computed | 2
Siemens Healthcare | USA | MD | JAK | Symbia 6.5 - VB20;Symbia Intevo Bold | System, X-Ray, Tomography, Computed | 2
Siemens Healthcare | USA | MD | LLZ | syngo.via MI Workflows VB20A;syngo.MM Oncology VB20A;syngo.SPECT Reading VB20A;syngo.via MI Neurology VB20A;syngo.via MI Cardiology VB20A;syngo.MI Reading VB20A;syngo.PET&CT Oncology VB20A | System, Image Processing, Radiological | 2
Siemens Healthcare | USA | MD | JAK | Biograph Horizon - 3R;Biograph Horizon;Biograph Horizon - 4R;Biograph Horizon - VJ20 | System, X-Ray, Tomography, Computed | 2
Siemens Healthcare | USA | MD | KPS | Biograph mCT Flow 20;Biograph mCT Flow 64-3R;Biograph mCT S(40)-3R;Biograph mCT Flow 40;Biograph mCT Flow 64;Biograph mCT Excel;Biograph mCT X-4R;Biograph mCT Flow 64-4R;Biograph mCT Flow 20-3R;Biograph mCT S(20)-4R;Biograph mCT Flow;Biograph mCT S(64)-3R;Biograph mCT S(64)-4R;Biograph mCT 20 Excel;Biograph mCT Flow 20-4R;Biograph mCT - VG70;Biograph mCT S(40)-4R;Biograph mCT X-3R;Biograph mCT S;Biograph mCT S 20 Excel;Biograph mCT Flow Edge;Biograph mCT Flow 40-4R;Biograph mCT X;Biograph mCT S(20)-3R;Biograph mCT Flow Edge-4R;Biograph mCT Flow 40-3R;Biograph mCT Flow Edge-3R | System, Tomography, Computed, Emission | 2
Siemens Healthcare | USA | MD | LLZ | Scenium VE20 | System, Image Processing, Radiological | 2
Siemens Healthcare | USA | MD | LLZ | syngo.SPECT Reading VB30A;syngo.MI Neurology VB30A;syngo.via MI Neurology VB30A;syngo.NM Reading VB30A;syngo.MI Reading VB30A;syngo.PET&CT Oncology VB30A;syngo.via MI Cardiology VB30A;syngo.CT LungCAD VB30A;syngo.SPECT Processing VB30A;syngo.MI Cardiology VB30A;syngo.via MI Workflows VB30A;syngo.MM Oncology VB30A | System, Image Processing, Radiological | 2
Siemens Healthcare | USA | MD | JAK | Biograph Vision 600 Edge;Biograph VIsion 600;Biograph Vision 600 (8 Ring/64 CT);Biograph Vision 600 Edge (8 Ring/Edge) | System, X-Ray, Tomography, Computed | 2
Siemens Healthcare | USA | MD | JAK | Biograph Vision 600 Edge;Biograph Vision 450;Biograph Vision 600;Biograph Vision;Biograph Vision 450 Edge | System, X-Ray, Tomography, Computed | 2
Siemens Healthcare | USA | MD | LLZ | syngo.SPECT Reading;syngo.SPECT Processing;syngo.MI Cardiology;syngo PET&CT Oncology;syngo.PET & CT Oncology;syngo.NM Reading;syngo.MI Reading;syngo.MI Neurology;Scenium VE30;syngo.via MI Workflows;Scenium;syngo.MM Oncology;syngo.via MI Workflows VB40A | System, Image Processing, Radiological | 2
Siemens Healthcare | USA | MD | JAK | Biograph mCT Flow 20;Biograph mCT Flow 64-3R;Biograph mCT S(40)-3R;Biograph mCT Flow 40;Biograph mCT Flow 64;Biograph mCT X-4R;Biograph mCT Flow 64-4R;Biograph Vision 450;Biograph mCT S(20)-4R;Biograph mCT Flow 20-3R;Biograph mCT Flow;Biograph Vision 450 Edge;Biograph mCT Flow 20-4R;Biograph mCT S(64)-3R;Biograph mCT 20 Excel;Biograph mCT S(64)-4R;BIograph mCT S;Biograph Vision 600 Edge;Biograph mCT S(40)-4R;Biograph Vision 600;Biograph mCT X-3R;Biograph mCT - VG80;Biograph mCT S 20 Excel;Biograph Vision - VG80;Biograph mCT Flow Edge;Biograph mCT Flow 40-4R;Biograph mCT X;Biograph mCT S(20)-3R;Biograph mCT Flow Edge-4R;Biograph mCT Flow 40-3R;Biograph mCT Flow Edge-3R | System, X-Ray, Tomography, Computed | 2
Siemens Healthcare | USA | MD | JAK | Biograph Horizon - 3R;Biograph Horizon;Biograph Horizon - VJ30;Biograph Horizon - 4R | System, X-Ray, Tomography, Computed | 2
Siemens Healthcare | USA | MD | KPS | Symbia S;Symbia E;Symbia Evo Excel;Symbia T6;Symbia T16;Symbia Intevo 2;Symbia T;Symbia 6.7;Symbia Intevo Excel;Symbia E Single;Symbia Intevo 6;Symbia Intevo 16;Symbia T2;Symbia Intevo Bold;Symbia Evo;Symbia E Dual | System, Tomography, Computed, Emission | 2
Siemens Healthcare | USA | MD | JAK | MI View & Go | System, X-Ray, Tomography, Computed | 2
Siemens Healthcare | USA | MD | QIH | syngo.SPECT Reading;syngo.SPECT Processing;syngo.MI Cardiology;syngo PET&CT Oncology;syngo.NM Reading;syngo..MI Neurology;syngo.MI Reading;syngo.via MI Cardiology;syngo.via MI Workflows;syngo.via MI Workflows VB50A;syngo.via MI Neurology;syngo.MM Oncology;syngo.MI General | Automated Radiological Image Processing Software | 2
Siemens Healthcare | USA | MD | JAK | Symbia Pro.specta X3;Symbia VA10A;Symbia Pro.specta Q3;Symbia Pro.specta X7 | System, X-Ray, Tomography, Computed | 2
Siemens Healthcare | USA | MD | QIH | syngo.MI General;syngo.SPECT Processing;syngo.MI Cardiology;syngo PET&CT Oncology;syngo.MM Oncology;syngo.NM Reading;syngo.MI Reading;syngo.MI Neurology;syngo.via MI Neurology;syngo.via MI Workflows;syngo.via MI Workflows VB60A | Automated Radiological Image Processing Software | 2
Siemens Healthcare | USA | MD | JAK | Symbia Pro.specta X7;Symbia VA10A;Symbia Pro.specta Q3;Symbia Pro.specta X3 | System, X-Ray, Tomography, Computed | 2
Siemens Healthcare | USA | MD | QIH | MI View&Go VA20;MI View&Go | Automated Radiological Image Processing Software | 2
Siemens Healthcare | USA | MD | KPS | Biograph Vision Quadra VR20;Biograph Vision Quadra | System, Tomography, Computed, Emission | 2
Siemens Healthcare | Australia | IVD | CT1242 | Troponin IVDs | Troponin IVDs | Class 3
Siemens Healthcare | Australia | MD | 37621 | X-ray system, diagnostic, fluoroscopic, general-purpose, stationary, analogue | X-ray system, diagnostic, fluoroscopic, general-purpose, stationary, analogue | Class IIb
Siemens Healthcare | Australia | IVD | CT850 | Clinical chemistry hormone IVDs | Clinical chemistry hormone IVDs | Class 3
Siemens Healthcare | Australia | MD | 40872 | MRI system, application program software | MRI system, application program software | Class IIa
Siemens Healthcare | Australia | IVD | CT184 | Clinical chemistry toxicology/drug detection IVDs | Clinical chemistry toxicology/drug detection IVDs | Class 2
Siemens Healthcare | Australia | IVD | CT833 | Clinical chemistry substrate IVDs | Clinical chemistry substrate IVDs | Class 2
Siemens Healthcare | Australia | IVD | CT353 | Bacterial infectious disease IVDs | Bacterial infectious disease IVDs | Class 2
Siemens Healthcare | Australia | IVD | CT869 | Clinical chemistry autoimmune IVDs | Clinical chemistry autoimmune IVDs | Class 2
Siemens Healthcare | Australia | IVD | CT850 | Clinical chemistry hormone IVDs | Clinical chemistry hormone IVDs | Class 2
Siemens Healthcare | Australia | IVD | CT860 | Clinical chemistry therapeutic drug monitoring IVDs | Clinical chemistry therapeutic drug monitoring IVDs | Class 2
Siemens Healthcare | Australia | IVD | CT847 | Clinical chemistry vitamin and mineral IVDs | Clinical chemistry vitamin and mineral IVDs | Class 2
Siemens Healthcare | Australia | IVD | CT974 | Clinical chemistry-specific protein IVDs | Clinical chemistry-specific protein IVDs | Class 2
Siemens Healthcare | Australia | IVD | CT945 | General laboratoryware IVDs | General laboratoryware IVDs | Class 1
Siemens Healthcare | Australia | IVD | CT845 | Clinical chemistry tumour marker IVDs - Clinical chemistry tumour marker IVDs | Clinical chemistry tumour marker IVDs | Class 3
Siemens Healthcare | Australia | IVD | CT1242 | Troponin IVDs - Troponin IVDs | Troponin IVDs | Class 3
Siemens Healthcare | Australia | IVD | CT831 | Creatine kinase IVDs - Creatine kinase IVDs | Creatine kinase IVDs | Class 3
Siemens Healthcare | Australia | IVD | CT866 | Immunosuppressant therapeutic drug monitoring IVDs - Immunosuppressant therapeutic drug monitoring IVDs | Immunosuppressant therapeutic drug monitoring IVDs | Class 3
Siemens Healthcare | Australia | IVD | CT846 | Prostate specific marker IVDs - Prostate specific marker IVDs | Prostate specific marker IVDs | Class 3
Siemens Healthcare | Australia | MD | 37618 | X-ray system, diagnostic, computed tomography, full-body | X-ray system, diagnostic, computed tomography, full-body | Class IIb
Siemens Healthcare | Australia | MD | 40772 | Transducer assembly, ultrasound, diagnostic, intracorporeal, rectal | Transducer assembly, ultrasound, diagnostic, intracorporeal, rectal | Class IIa
Siemens Healthcare | Australia | MD | 40768 | Transducer assembly, ultrasound, diagnostic, extracorporeal, hand-held | Extracorporeal ultrasound imaging system transducer, hand-held | Class IIa
Siemens Healthcare | Australia | MD | 40763 | Ultrasound system, imaging, cardiovascular | Ultrasound system, imaging, cardiovascular | Class IIa
Siemens Healthcare | Australia | MD | 37654 | MRI system, full-body, superconducting magnet | MRI system, full-body, superconducting magnet | Class IIa
Siemens Healthcare | Australia | MD | 40764 | Ultrasound system, imaging, mammography | Ultrasound system, imaging, mammography | Class IIa
Siemens Healthcare | Australia | MD | 40761 | Ultrasound system, imaging, general-purpose | Ultrasound system, imaging, general-purpose | Class IIa
Siemens Healthcare | Australia | IVD | CT943 | Instrument/analyser IVDs | Instrument/analyser IVDs | Class 1
Siemens Healthcare | UK | MD | 37891 | Oesophageal ultrasound imaging transducer, reusable | Oesophageal ultrasound imaging transducer, reusable | Class IIa
Siemens Healthcare | UK | MD | 42584 | Intracardiac ultrasound imaging catheter, steerable, single-use | Intracardiac ultrasound imaging catheter, steerable, single-use | Class III
Siemens Healthcare | UK | MD | 40761 | General-purpose ultrasound imaging system | General-purpose ultrasound imaging system | Class IIa
Siemens Healthcare | UK | MD | 40768 | Extracorporeal ultrasound imaging transducer, hand-held | Extracorporeal ultrasound imaging transducer, hand-held | Class IIa
Siemens Healthcare | UK | MD | 40768 | Extracorporeal ultrasound imaging transducer, hand-held | Extracorporeal ultrasound imaging transducer, hand-held | Class IIa
Siemens Healthcare | UK | MD | 40768 | Extracorporeal ultrasound imaging transducer, hand-held | Extracorporeal ultrasound imaging transducer, hand-held | Class IIa
Siemens Healthcare | UK | MD | 40768 | Extracorporeal ultrasound imaging transducer, hand-held | Extracorporeal ultrasound imaging transducer, hand-held | Class IIa
Siemens Healthcare | UK | MD | 40763 | Cardiovascular ultrasound imaging system | Cardiovascular ultrasound imaging system | Class IIa
Siemens Healthcare | UK | MD | 40761 | General-purpose ultrasound imaging system | General-purpose ultrasound imaging system | Class IIa
Siemens Healthcare | UK | MD | 40771 | Rectal/vaginal ultrasound imaging transducer | Rectal/vaginal ultrasound imaging transducer | Class IIa
Siemens Healthcare | UK | MD | 40770 | Surgical ultrasound imaging transducer | Surgical ultrasound imaging transducer | Class IIa
Siemens Healthcare | UK | MD | 40771 | Rectal/vaginal ultrasound imaging transducer | Rectal/vaginal ultrasound imaging transducer | Class IIa
Siemens Healthcare | UK | MD | 37654 | Full-body MRI system, superconducting magnet | Full-body MRI system, superconducting magnet | Class IIa
Siemens Healthcare | UK | MD | 37654 | Full-body MRI system, superconducting magnet | Full-body MRI system, superconducting magnet | System or Procedure Pack
Siemens Healthcare | UK | MD | 40937 | Nuclear medicine system workstation | Nuclear medicine system workstation | Class IIa
Siemens Healthcare | UK | MD | 40870 | PET system application software | PET system application software | Class IIa
Siemens Healthcare | UK | MD | 45143 | PET/CT system | PET/CT system | Class IIb
Siemens Healthcare | UK | MD | 40869 | SPECT system application software | SPECT system application software | Class IIa
Siemens Healthcare | UK | MD | 45016 | SPECT/CT system | SPECT/CT system | Class IIb
Siemens Healthcare | UK | MD | 40640 | Stationary gamma camera system | Stationary gamma camera system | Class IIb
Siemens Healthcare | UK | MD | 40866 | Basic diagnostic x-ray system application software | Basic diagnostic x-ray system application software | Class IIb
Siemens Healthcare | UK | MD | 37649 | Portable general-purpose fluoroscopic x-ray system, digital | Portable general-purpose fluoroscopic x-ray system, digital | Class IIb
Siemens Healthcare | UK | MD | 37649 | Portable general-purpose fluoroscopic x-ray system, digital | Portable general-purpose fluoroscopic x-ray system, digital | System or Procedure Pack
Siemens Healthcare | UK | MD | 57812 | Radiology DICOM image processing application software | Radiology DICOM image processing application software | Class IIb
Siemens Healthcare | UK | MD | 57812 | Radiology DICOM image processing application software | Radiology DICOM image processing application software | Class IIb
Siemens Healthcare | UK | MD | 57812 | Radiology DICOM image processing application software | Radiology DICOM image processing application software | Class IIb
Siemens Healthcare | UK | MD | 57812 | Radiology DICOM image processing application software | Radiology DICOM image processing application software | Class IIa
Siemens Healthcare | UK | MD | 57812 | Radiology DICOM image processing application software | Radiology DICOM image processing application software | Class IIb
Siemens Healthcare | UK | MD | 44087 | Radiology information system application software | Radiology information system application software | Class IIb
Siemens Healthcare | UK | MD | 41670 | Radiology PACS software | Radiology PACS software | Class IIb
Siemens Healthcare | UK | MD | 37623 | Stationary angiographic x-ray system, digital | Stationary angiographic x-ray system, digital | Class IIb
Siemens Healthcare | UK | MD | 37623 | Stationary angiographic x-ray system, digital | Stationary angiographic x-ray system, digital | System or Procedure Pack
Siemens Healthcare | UK | MD | 37645 | Stationary basic diagnostic x-ray system, digital | Stationary basic diagnostic x-ray system, digital | System or Procedure Pack
Siemens Healthcare | UK | MD | 37679 | Stationary general-purpose fluoroscopic x-ray system, digital | Stationary general-purpose fluoroscopic x-ray system, digital | System or Procedure Pack
Siemens Healthcare | UK | MD | 37679 | Stationary general-purpose fluoroscopic x-ray system, digital | Stationary general-purpose fluoroscopic x-ray system, digital | System or Procedure Pack
Siemens Healthcare | UK | MD | 37679 | Stationary general-purpose fluoroscopic x-ray system, digital | Stationary general-purpose fluoroscopic x-ray system, digital | Class IIb
Siemens Healthcare | UK | MD | 40872 | MRI system application software | MRI system application software | Class IIa
Siemens Healthcare | UK | MD | 10980 | Cardiac catheterization laboratory computer | Cardiac catheterization laboratory computer | System or Procedure Pack
Siemens Healthcare | UK | MD | 10980 | Cardiac catheterization laboratory computer | Cardiac catheterization laboratory computer | Class IIb
Siemens Healthcare | UK | MD | 40867 | CT system application software | CT system application software | Class IIa
Siemens Healthcare | UK | MD | 40867 | CT system application software | CT system application software | Class IIa
Siemens Healthcare | UK | MD | 40867 | CT system application software | CT system application software | Class IIb
Siemens Healthcare | UK | MD | 40935 | Diagnostic x-ray digital imaging system workstation | Diagnostic x-ray digital imaging system workstation | Class IIb
Siemens Healthcare | UK | MD | 58473 | Diagnostic x-ray digital imaging system workstation application software | Diagnostic x-ray digital imaging system workstation application software | Class IIb
Siemens Healthcare | UK | MD | 37618 | Full-body CT system | Full-body CT system | Class IIb
Siemens Healthcare | UK | MD | 37618 | Full-body CT system | Full-body CT system | System or Procedure Pack
Siemens Healthcare | UK | MD | 37618 | Full-body CT system | Full-body CT system | Class IIb
Siemens Healthcare | UK | MD | 37654 | Full-body MRI system, superconducting magnet | Full-body MRI system, superconducting magnet | Class IIa
Siemens Healthcare | UK | MD | 37626 | Mobile basic diagnostic x-ray system, analogue | Mobile basic diagnostic x-ray system, analogue | Class IIb
Siemens Healthcare | UK | MD | 37647 | Mobile basic diagnostic x-ray system, digital | Mobile basic diagnostic x-ray system, digital | Class IIb
Siemens Healthcare | UK | MD | 37647 | Mobile basic diagnostic x-ray system, digital | Mobile basic diagnostic x-ray system, digital | Class IIb
Siemens Healthcare | Australia | MD | 40749 | Coil, MRI, radio frequency | Coil, MRI, radio frequency | Class IIa
Siemens Healthcare | Australia | MD | 40749 | Coil, MRI, radio frequency | Coil, MRI, radio frequency | Class IIa
Siemens Healthcare | Australia | IVD | 48304 | Atellica IM HBc Total 2 (HBcT2) assay - Hepatitis B virus core total antibody IVD, kit, chemiluminescent immunoassay | Hepatitis B virus core total antibody IVD, kit, chemiluminescent immunoassay | Class 4
Siemens Healthcare | Australia | MD | 37679 | X-ray system, diagnostic, fluoroscopic, general-purpose, stationary, digital | X-ray system, diagnostic, fluoroscopic, general-purpose, stationary, digital | Class IIb
Siemens Healthcare | Australia | MD | 37654 | MRI system, full-body, superconducting magnet | MRI system, full-body, superconducting magnet | Class IIa
Siemens Healthcare | Australia | MD | 40867 | X-ray system, diagnostic, computed tomography, application program software | X-ray system, diagnostic, computed tomography, application program software | Class IIb
Siemens Healthcare | Australia | MD | 40761 | Ultrasound system, imaging, general-purpose | Ultrasound system, imaging, general-purpose | Class IIa
Siemens Healthcare | Australia | IVD | CT353 | Bacterial infectious disease IVDs | Bacterial infectious disease IVDs | Class 2
Siemens Healthcare | Australia | MD | 45016 | SPECT/CT diagnostic imaging system | SPECT/CT diagnostic imaging system | Class IIb
Siemens Healthcare | Australia | IVD | CT738 | Measles (rubeola) virus IVDs | Measles (rubeola) virus IVDs | Class 3
Siemens Healthcare | Australia | IVD | CT771 | Rubella virus IVDs | Rubella virus IVDs | Class 3
Siemens Healthcare | Australia | IVD | CT355 | Viral infectious disease IVDs | Viral infectious disease IVDs | Class 2
Siemens Healthcare | Australia | IVD | CT748 | Cytomegalovirus (Human herpesvirus 5) IVDs | Cytomegalovirus (Human herpesvirus 5) IVDs | Class 3
Siemens Healthcare | Australia | IVD | CT923 | Multiple infectious organism IVDs | Multiple infectious organism IVDs | Class 2
Siemens Healthcare | Australia | IVD | CT820 | Toxoplasma IVDs | Toxoplasma IVDs | Class 3
Siemens Healthcare | Australia | IVD | CT799 | Treponema (syphilis) IVDs - Treponema (syphilis) IVDs | Treponema (syphilis) IVDs | Class 3
Siemens Healthcare | Australia | IVD | CT353 | Bacterial infectious disease IVDs | Bacterial infectious disease IVDs | Class 2
Siemens Healthcare | Australia | MD | 40640 | Nuclear medicine system, gamma camera, stationary | Nuclear medicine system, gamma camera, stationary | Class IIa
Siemens Healthcare | Australia | MD | 37891 | Transducer assembly, ultrasound, diagnostic, intracorporeal, oesophageal | Transducer assembly, ultrasound, diagnostic, intracorporeal, oesophageal | Class IIa
Siemens Healthcare | Australia | MD | 40770 | Transducer assembly, ultrasound, diagnostic, intracorporeal, surgical | Transducer assembly, ultrasound, diagnostic, intracorporeal, surgical | Class IIa
Siemens Healthcare | Australia | MD | 40771 | Transducer assembly, ultrasound, diagnostic, intracorporeal, vaginal | Rectal/vaginal ultrasound imaging transducer | Class IIa
Siemens Healthcare | Australia | IVD | CT945 | General laboratoryware IVDs | General laboratoryware IVDs | Class 1
Siemens Healthcare | Australia | IVD | CT215 | Biological stain IVDs | Biological stain IVDs | Class 2
Siemens Healthcare | Australia | IVD | CT879 | Haematology calibrator/control IVDs | Haematology calibrator/control IVDs | Class 2
Siemens Healthcare | Australia | IVD | CT878 | Haematology full blood count IVDs | Haematology full blood count IVDs | Class 2
Siemens Healthcare | Australia | MD | 45143 | Combination diagnostic imaging system, PET/CT | Combination diagnostic imaging system, PET/CT | Class IIb
Siemens Healthcare | Australia | IVD | CT877 | Coagulation factor IVDs | Coagulation factor IVDs | Class 2
Siemens Healthcare | Australia | IVD | CT875 | Fibrinolysis IVDs | Fibrinolysis IVDs | Class 2
Siemens Healthcare | Australia | IVD | CT876 | Thrombophilia and coagulation inhibitor IVDs | Thrombophilia and coagulation inhibitor IVDs | Class 2
Siemens Healthcare | Australia | IVD | CT974 | Clinical chemistry-specific protein IVDs | Clinical chemistry-specific protein IVDs | Class 2
Siemens Healthcare | Australia | IVD | CT833 | Clinical chemistry substrate IVDs | Clinical chemistry substrate IVDs | Class 2
Siemens Healthcare | Australia | IVD | CT869 | Clinical chemistry autoimmune IVDs | Clinical chemistry autoimmune IVDs | Class 2
Siemens Healthcare | Australia | IVD | CT845 | Clinical chemistry tumour marker IVDs | Clinical chemistry tumour marker IVDs | Class 2
Siemens Healthcare | Australia | IVD | CT827 | Clinical chemistry enzyme IVDs | Clinical chemistry enzyme IVDs | Class 2
Siemens Healthcare | Australia | IVD | CT889 | Multiple clinical chemistry constituent IVDs | Multiple clinical chemistry constituent IVDs | Class 3
Siemens Healthcare | Australia | IVD | CT846 | Prostate specific marker IVDs | Prostate specific marker IVDs | Class 3
Siemens Healthcare | Australia | IVD | CT1242 | Troponin IVDs | Troponin IVDs | Class 3
Siemens Healthcare | Australia | IVD | CT831 | Creatine kinase IVDs | Creatine kinase IVDs | Class 3
Siemens Healthcare | Australia | IVD | CT845 | Clinical chemistry tumour marker IVDs | Clinical chemistry tumour marker IVDs | Class 2
Siemens Healthcare | Australia | IVD | CT850 | Clinical chemistry hormone IVDs | Clinical chemistry hormone IVDs | Class 2
Siemens Healthcare | Australia | MD | 41670 | Picture archiving and communication system, software | Radiology picture archiving and communication system application software | Class IIa
Siemens Healthcare | Australia | IVD | CT1248 | Coagulation-related IVDs | Coagulation-related IVDs | Class 2
Siemens Healthcare | Australia | IVD | CT872 | Coagulation calibrator/control IVDs | Coagulation calibrator/control IVDs | Class 2
Siemens Healthcare | Australia | IVD | CT873 | Special coagulation IVDs | Special coagulation IVDs | Class 2
Siemens Healthcare | Australia | IVD | CT874 | Platelet factor IVDs | Platelet factor IVDs | Class 2
Siemens Healthcare | Australia | IVD | CT871 | General coagulation IVDs | General coagulation IVDs | Class 2
Siemens Healthcare | Australia | IVD | CT820 | Toxoplasma IVDs | Toxoplasma IVDs | Class 3
Siemens Healthcare | Australia | IVD | CT820 | Toxoplasma IVDs - Toxoplasma IVDs | Toxoplasma IVDs | Class 3
Siemens Healthcare | Canada | MD |  | ATELLICA CI SYSTEM |  | 2
Siemens Healthcare | Canada | MD |  | BIOGRAPH VISION QUADRA |  | 3
Siemens Healthcare | Canada | MD |  | MI VIEW&GO |  | 2
Siemens Healthcare | Canada | MD |  | MAMMOVISTA B.SMART |  | 3
Siemens Healthcare | Canada | MD |  | SOMATOM GO.UP |  | 3
Siemens Healthcare | Canada | MD |  | SOMATOM GO.TOP |  | 3
Siemens Healthcare | Canada | MD |  | SOMATOM GO.ALL |  | 3
Siemens Healthcare | Canada | MD |  | SOMATOM GO.SIM |  | 3
Siemens Healthcare | Canada | MD |  | SOMATOM GO.OPEN PRO |  | 3
Siemens Healthcare | Canada | MD |  | BIOGRAPH LSO 16 |  | 3
Siemens Healthcare | Canada | MD |  | BIOGRAPH PET/CT SCANNERS |  | 3
Siemens Healthcare | Canada | MD |  | SYNGO TRUED SOFTWARE |  | 2
Siemens Healthcare | Canada | MD |  | BIOGRAPH MMR PET PHANTOMS AND SOURCES |  | 2
Siemens Healthcare | Canada | MD |  | SYNGO ULTRASOUND BREAST ANALYSIS |  | 2
Siemens Healthcare | Canada | MD |  | ACUSON S2000 DIAGNOSTIC ULTRASOUND SYSTEM |  | 3
Siemens Healthcare | Canada | MD |  | ACUSON SC2000 DIAGNOSTIC ULTRASOUND SYSTEM |  | 3
Siemens Healthcare | Canada | MD |  | ULTRASOUND TRANSDUCERS FOR ACUSON SYSTEMS |  | 3
Siemens Healthcare | Canada | MD |  | ACUSON X700 DIAGNOSTIC ULTRASOUND SYSTEM |  | 3
Siemens Healthcare | Canada | MD |  | ACUSON S3000 DIAGNOSTIC ULTRASOUND SYSTEM |  | 3
Siemens Healthcare | Canada | MD |  | ACUSON S1000 DIAGNOSTIC ULTRASOUND SYSTEM |  | 3
Siemens Healthcare | Canada | MD |  | ACUSON SEQUOIA DIAGNOSTIC ULTRASOUND SYSTEM |  | 3
Siemens Healthcare | Canada | MD |  | ACUSON REDWOOD DIAGNOSTIC ULTRASOUND SYSTEM |  | 3
Siemens Healthcare | Canada | MD |  | SYNGO ULTRASOUND APPS SUITE |  | 2
Siemens Healthcare | Canada | MD |  | PROBE BATTERY |  | 2
Siemens Healthcare | Canada | MD |  | ACUSON P500 DIAGNOSTIC ULTRASOUND SYSTEM |  | 3
Siemens Healthcare | Canada | MD |  | ACUSON X600 DIAGNOSTIC ULTRASOUND SYSTEM |  | 3
Siemens Healthcare | Canada | MD |  | ACUSON JUNIPER DIAGNOSTIC ULTRASOUND SYSTEM |  | 3
Siemens Healthcare | Canada | MD |  | ACUSON NX3 DIAGNOSTIC ULTRASOUND SYSTEM |  | 3
Siemens Healthcare | Canada | MD |  | ACUSON X300 DIAGNOSTIC ULTRASOUND SYSTEM |  | 3
Siemens Healthcare | Canada | MD |  | ACUSON X150 ULTRASOUND SYSTEM |  | 3
Siemens Healthcare | Canada | MD |  | SYNGO MULTIMODALITY WORKPLACE |  | 2
Siemens Healthcare | Canada | MD |  | SYNGO X WORKPLACE |  | 2
Siemens Healthcare | Canada | MD |  | SYNGO COLONOGRAPHY-SOFTWARE PACKAGE |  | 2
Siemens Healthcare | Canada | MD |  | SYNGO LUNGCARE CT - SOFTWARE |  | 2
Siemens Healthcare | Canada | MD |  | SYNGO NEURO PERFUSION CT SOFTWARE |  | 2
Siemens Healthcare | Canada | MD |  | MAGNETOM AVANTO |  | 2
Siemens Healthcare | Canada | MD |  | ARCADIS VARIC |  | 3
Siemens Healthcare | Canada | MD |  | SYNGO DUAL ENERGY SOFTWARE |  | 2
Siemens Healthcare | Canada | MD |  | SOMATOM DEFINITION AS |  | 3
Siemens Healthcare | Canada | MD |  | SYNGO NEURO PERFUSED BLOOD VOLUME CT SOFTWARE PACKAGE |  | 2
Siemens Healthcare | Canada | MD |  | SYNGO CT ONCOLOGY SOFTWARE PACKAGE |  | 2
Siemens Healthcare | Canada | MD |  | ARCADIS AVANTIC MOBILE X-RAY SYSTEM |  | 3
Siemens Healthcare | Canada | MD |  | SYNGO INSPACE 4D LUNG PARENCHYMA EVALUTION |  | 2
Siemens Healthcare | Canada | MD |  | SYNGO LUNGCAD SOFTWARE DEVICE |  | 2
Siemens Healthcare | Canada | MD |  | SYNGO VOLUME PERFUSION-CT NEURO SOFTWARE PACKAGE |  | 2
Siemens Healthcare | Canada | MD |  | SYNGO INSPACE 4D WITH BONE REMOVAL FEATURE SOFTWARE |  | 2
Siemens Healthcare | Canada | MD |  | ARCADIS ORBIC MOBIL X-RAY SYSTEM |  | 3
Siemens Healthcare | Canada | MD |  | MAGNETOM SYMPHONY A TIM SYSTEM |  | 2
Siemens Healthcare | Canada | MD |  | SIEMENS CARE CONTRAST CT |  | 3
Siemens Healthcare | Canada | MD |  | SYNGO CIRCULATION SOFTWARE PACKAGE |  | 2
Siemens Healthcare | Canada | MD |  | WIRELESS FOOTSWITCH |  | 2
Siemens Healthcare | Canada | MD |  | SYNGO IMAGING |  | 2
Siemens Healthcare | Canada | MD |  | AXIOM ARTIS MODULAR ANGIOGRAPHY SYSTEMS |  | 3
Siemens Healthcare | Canada | MD |  | SYNGO VOLUME PERFUSION-CT BODY SOFTWARE PACKAGE |  | 2
Siemens Healthcare | Canada | MD |  | MAGNETOM VERIO (MAGNETIC RESONANCE DIAGNOSTIC DEVICE) |  | 2
Siemens Healthcare | Canada | MD |  | SOMATON RESPIRATORY GATING CT SOFTWARE |  | 3
Siemens Healthcare | Canada | MD |  | MAMMOMAT INSPIRATION |  | 3
Siemens Healthcare | Canada | MD |  | SYNGO.PLAZA (PACS) |  | 2
Siemens Healthcare | Canada | MD |  | SOMATOM DEFINITION FLASH |  | 3
Siemens Healthcare | Canada | MD |  | SYNGO.CT VASCULAR ANALYSIS |  | 2
Siemens Healthcare | Canada | MD |  | SYNGO.CT CARDIAC FUNCTION |  | 2
Siemens Healthcare | Canada | MD |  | SYNGO CALCIUM SCORING SOFTWARE |  | 2
Siemens Healthcare | Canada | MD |  | SYNGO.CT DYNAMIC ANGIO |  | 2
Siemens Healthcare | Canada | MD |  | SYNGO.CT PULMO 3D |  | 2
Siemens Healthcare | Canada | MD |  | SYNGO.MR CARDIOLOGY |  | 2
Siemens Healthcare | Canada | MD |  | SYNGO.MR GENERAL |  | 2
Siemens Healthcare | Canada | MD |  | SYNGO.MR NEUROLOGY |  | 2
Siemens Healthcare | Canada | MD |  | BIOGRAPH MMR |  | 2
Siemens Healthcare | Canada | MD |  | SAFIRE SOFTWARE PACKAGE (SINOGRAM AFFIRMED ITERATIVE RECONSTRUCTION) |  | 3
Siemens Healthcare | Canada | MD |  | SYNGO.MMR GENERAL |  | 2
Siemens Healthcare | Canada | MD |  | SYNGO.INTERVENTIONAL |  | 2
Siemens Healthcare | Canada | MD |  | SYNGO.VIA |  | 2
Siemens Healthcare | Canada | MD |  | MAGNETOM SKYRA |  | 2
Siemens Healthcare | Canada | MD |  | SYNGO.CT CORONARY ANALYSIS |  | 2
Siemens Healthcare | Canada | MD |  | SYNGO.MR ONCOLOGY |  | 2
Siemens Healthcare | Canada | MD |  | MAGNETOM AERA |  | 2
Siemens Healthcare | Canada | MD |  | SYNGO.CT PE CAD |  | 2
Siemens Healthcare | Canada | MD |  | SYNGO.MR SPECTROSCOPY |  | 2
Siemens Healthcare | Canada | MD |  | COILS FOR MAGNETOM MRI SYSTEMS |  | 2
Siemens Healthcare | Canada | MD |  | RADIOGRAPHIC DETECTORS |  | 2
Siemens Healthcare | Canada | MD |  | SYNGO.MR BREVIS |  | 2
Siemens Healthcare | Canada | MD |  | SYNGO OSTEO CT |  | 2
Siemens Healthcare | Canada | MD |  | SYNGO PULMO CT |  | 2
Siemens Healthcare | Canada | MD |  | DETECTORS FOR ANGIOGRAPHY SYSTEMS |  | 2
Siemens Healthcare | Canada | MD |  | MOBILE RADIOGRAPHIC DETECTOR |  | 2
Siemens Healthcare | Canada | MD |  | LUMINOS DRF MAX |  | 3
Siemens Healthcare | Canada | MD |  | SOMATOM FORCE |  | 3
Siemens Healthcare | Canada | MD |  | MAMMOMAT FUSION |  | 3
Siemens Healthcare | Canada | MD |  | SYNGO.VIA RT IMAGE SUITE |  | 2
Siemens Healthcare | Canada | MD |  | SYNGO.CT MYOCARDIAL PERFUSION |  | 2
Siemens Healthcare | Canada | MD |  | SYNGO.CT DENTAL |  | 2
Siemens Healthcare | Canada | MD |  | SYNGO APPLICATION SOFTWARE |  | 2
Siemens Healthcare | Canada | MD |  | SYNGO.CT LIVER ANALYSIS |  | 2
Siemens Healthcare | Canada | MD |  | ARTIS Q.ZEN MODULAR ANGIOGRAPHIC SYSTEM |  | 3
Siemens Healthcare | Canada | MD |  | ARTIS Q MODULAR ANGIOGRAPHIC SYSTEM |  | 3
Siemens Healthcare | Canada | MD |  | SOMATOM PERSPECTIVE |  | 3
Siemens Healthcare | Canada | MD |  | YSIO MAX |  | 2
Siemens Healthcare | Canada | MD |  | SENSIS VIBE |  | 3
Siemens Healthcare | Canada | MD |  | MAGNETOM SOLA |  | 2
Siemens Healthcare | Canada | MD |  | MAGNETOM VIDA FIT |  | 2
Siemens Healthcare | Canada | MD |  | MAGNETOM SOLA FIT |  | 2
Siemens Healthcare | Canada | MD |  | SYNGO.CT EXTENDED FUNCTIONALITY |  | 2
Siemens Healthcare | Canada | MD |  | SOMATOM EDGE PLUS |  | 3
Siemens Healthcare | Canada | MD |  | MAGNETOM ALTEA |  | 2
Siemens Healthcare | Canada | MD |  | MAGNETOM LUMINA |  | 2
Siemens Healthcare | Canada | MD |  | SOMATOM GO.TOP |  | 3
Siemens Healthcare | Canada | MD |  | SOMATOM GO.ALL |  | 3
Siemens Healthcare | Canada | MD |  | CIOS CONNECT |  | 3
Siemens Healthcare | Canada | MD |  | CIOS SPIN |  | 3
Siemens Healthcare | Canada | MD |  | MOBILETT ELARA MAX |  | 2
Siemens Healthcare | Canada | MD |  | MAMMOMAT REVELATION |  | 3
Siemens Healthcare | Canada | MD |  | AI-RAD COMPANION (CARDIOVASCULAR) |  | 2
Siemens Healthcare | Canada | MD |  | AI-RAD COMPANION (PULMONARY) |  | 2
Siemens Healthcare | Canada | MD |  | CIOS FLOW |  | 3
Siemens Healthcare | Canada | MD |  | LUMINOS LOTUS MAX |  | 3
Siemens Healthcare | Canada | MD |  | SOMATOM X.CEED |  | 3
Siemens Healthcare | Canada | MD |  | AI-RAD COMPANION ORGANS RT |  | 3
Siemens Healthcare | Canada | MD |  | YSIO X.PREE |  | 2
Siemens Healthcare | Canada | MD |  | AI-RAD COMPANION PROSTATE MR |  | 2
Siemens Healthcare | Canada | MD |  | AI-RAD COMPANION BRAIN MR |  | 2
Siemens Healthcare | Canada | MD |  | SYNGO CARBON SPACE |  | 2
Siemens Healthcare | Canada | MD |  | SYNGO.CT BRAIN HEMORRHAGE |  | 2
Siemens Healthcare | Canada | MD |  | SYNGO.CT SKULL UNFOLDING |  | 2
Siemens Healthcare | Canada | MD |  | ARTIS ICONO |  | 3
Siemens Healthcare | Canada | MD |  | SOMATOM GO.OPEN PRO |  | 3
Siemens Healthcare | Canada | MD |  | SOMATOM GO.SIM |  | 3
Siemens Healthcare | Canada | MD |  | SYNGO.CT ASPECTS |  | 2
Siemens Healthcare | Canada | MD |  | AI-RAD COMPANION (MUSCULOSKELETAL) |  | 2
Siemens Healthcare | Canada | MD |  | SYNGO.BREAST CARE |  | 2
Siemens Healthcare | Canada | MD |  | SYNGO.MR VASCULAR |  | 2
Siemens Healthcare | Canada | MD |  | SOMATOM DEFINITION EDGE SYSTEM |  | 3
Siemens Healthcare | Canada | MD |  | SYNGO.CT NEURO PERFUSION |  | 2
Siemens Healthcare | Canada | MD |  | SYNGO.CT BONE READING |  | 2
Siemens Healthcare | Canada | MD |  | MAGNETOM PRISMA |  | 2
Siemens Healthcare | Canada | MD |  | MAGNETOM PRISMA FIT |  | 2
Siemens Healthcare | Canada | MD |  | SYNGO DYNAMICS |  | 2
Siemens Healthcare | Canada | MD |  | ARTIS PHENO |  | 3
Siemens Healthcare | Canada | MD |  | MAGNETOM VIDA |  | 2
Siemens Healthcare | Canada | MD |  | SOMATOM GO.UP |  | 3
Siemens Healthcare | Canada | MD |  | SOMATOM CONFIDENCE |  | 3
Siemens Healthcare | Canada | MD |  | MULTITOM RAX |  | 3
Siemens Healthcare | Canada | MD |  | SOMATOM DRIVE |  | 3
Siemens Healthcare | Canada | MD |  | SYNGO.MR APPLICATIONS |  | 2
Siemens Healthcare | Canada | MD |  | SYNGO.CT CARDIAC PLANNING |  | 2
Siemens Healthcare | Canada | MD |  | SYNGO.CT CLINICAL EXTENSIONS |  | 2
Siemens Healthcare | Canada | MD |  | MAGNETOM TERRA |  | 2
Siemens Healthcare | Canada | MD |  | EMIT II CANNABINOID ASSAY |  | 2
Siemens Healthcare | Canada | IVD |  | AED PRIMIDONE |  | 2
Siemens Healthcare | Canada | IVD |  | EMIT II PLUS ETHYL ALCOHOL ASSAY |  | 2
Siemens Healthcare | Canada | IVD |  | EMIT II PLUS OPIATES ASSAY |  | 2
Siemens Healthcare | Canada | IVD |  | EMIT II PLUS BENZODIAZEPINE ASSAY |  | 2
Siemens Healthcare | Canada | IVD |  | TOX SERUM BENZ KIT |  | 2
Siemens Healthcare | Canada | IVD |  | EMIT 2000 AED PHENOBARB |  | 2
Siemens Healthcare | Canada | IVD |  | EMIT 2000 AED CARBAMAZEPINE ASSAY |  | 2
Siemens Healthcare | Canada | IVD |  | TOX SERUM BARB KIT |  | 2
Siemens Healthcare | Canada | IVD |  | EMIT TOX TCA |  | 2
Siemens Healthcare | Canada | IVD |  | TOX SERUM CALIB KIT |  | 2
Siemens Healthcare | Canada | IVD |  | AED ETHOSUXIMIDE |  | 2
Siemens Healthcare | Canada | IVD |  | AED MONO VALPROIC ACID ASSAY |  | 2
Siemens Healthcare | Canada | IVD |  | VANCOMYCIN TEST KITS |  | 2
Siemens Healthcare | Canada | IVD |  | EMIT II PLUS METHAQUALONE ASSAY |  | 2
Siemens Healthcare | Canada | IVD |  | EMIT II PLUS PROPOXYPHENE ASSAY |  | 2
Siemens Healthcare | Canada | MD |  | EMIT II PLUS BARBITURATE ASSAY |  | 2
Siemens Healthcare | Canada | MD |  | EMIT II PLUS COCAINE ASSAY |  | 2
Siemens Healthcare | Canada | MD |  | EMIT II PLUS METHADONE ASSAY |  | 2
Siemens Healthcare | Canada | IVD |  | TOX ACETAMIN KIT |  | 2
Siemens Healthcare | Canada | IVD |  | EMIT II PLUS MONOCLONAL AMPHETAMINE/METHAMPHETAMINE ASSAY |  | 2
Siemens Healthcare | Canada | IVD |  | MYCHOPHENOLIC ACID ASSAY |  | 3
Siemens Healthcare | Canada | MD |  | DIMENSION XPAND SYSTEM |  | 2
Siemens Healthcare | Canada | IVD |  | EMIT 2000 TACROLIMUS ASSAY |  | 3
Siemens Healthcare | Canada | MD |  | STRATUS CS SYSTEM |  | 2
Siemens Healthcare | Canada | MD |  | DIMENSION XPAND SYSTEM |  | 3
Siemens Healthcare | Canada | MD |  | EMIT ANTIEPILEPTIC CALIBRATORS |  | 2
Siemens Healthcare | Canada | MD |  | DIMENSION VISTA SYSTEM |  | 2
Siemens Healthcare | Canada | IVD |  | EMIT II PLUS ECSTASY ASSAY |  | 2
Siemens Healthcare | Canada | IVD |  | EMIT TOX SALICYLIC ACID |  | 2
Siemens Healthcare | Canada | MD |  | EMIT II MULTIDRUG CALIBRATORS |  | 2
Siemens Healthcare | Canada | MD |  | EMIT CALIBRATORS |  | 2
Siemens Healthcare | Canada | MD |  | DIMENSION VISTA SYSTEM |  | 3
Siemens Healthcare | Canada | MD |  | DIMENSION EXL SYSTEM |  | 2
Siemens Healthcare | Canada | IVD |  | SYVA EMIT II PLUS OXYCODONE |  | 2
Siemens Healthcare | Canada | MD |  | SYVA RAPIDTEST D.A.U. |  | 3
Siemens Healthcare | Canada | IVD |  | SYVA EMIT II PLUS BUPRENORPHINE ASSAY |  | 2
Siemens Healthcare | Canada | IVD |  | EMIT 2000 TOBRAMYCIN ASSAY |  | 2
Siemens Healthcare | Canada | IVD |  | EMIT 2000 QUINDINE ASSAY |  | 2
Siemens Healthcare | Canada | IVD |  | EMIT 2000 GENTAMICIN PLUS ASSAY |  | 2
Siemens Healthcare | Canada | IVD |  | SYVA EMIT 2000 GENTAMICIN PLUS ASSAY |  | 2
Siemens Healthcare | Canada | MD |  | DIMENSION EXL SYSTEM (CLASS 3) |  | 3
Siemens Healthcare | Canada | IVD |  | SYVA EMIT 2000 SIROLIMUS ASSAY |  | 3
Siemens Healthcare | Canada | MD |  | SYVA EMIT 2000 SIROLIMUS CALIBRATORS |  | 3
Siemens Healthcare | Canada | IVD |  | SYVA EMIT II PLUS 6-ACETYLMORPHINE ASSAY |  | 2
Siemens Healthcare | Canada | IVD |  | SYVA EMIT DISOPYRAMIDE ASSAY |  | 2
Siemens Healthcare | Canada | IVD |  | SYVA EMIT METHOTREXATE ASSAY |  | 2
Siemens Healthcare | Canada | IVD |  | SYVA EMIT 2000 N-ACETYLPROCAINAMIDE ASSAY |  | 2
Siemens Healthcare | Canada | IVD |  | SYVA EMIT TOX SERUM TRICYCLIC ANTIDEPRESSANTS ASSAY |  | 2
Siemens Healthcare | Canada | MD |  | SYVA EMIT 2000 N-ACETYLPROCAINAMIDE CALIBRATORS |  | 2
Siemens Healthcare | Canada | MD |  | SYVA EMIT 2000 PROCAINAMIDE CALIBRATORS |  | 2
Siemens Healthcare | Canada | MD |  | SYVA EMIT TOX SERUM TRICYCLIC ANTIDEPRESSANTS CALIBRATOR/CONTROLS |  | 2
Siemens Healthcare | Canada | MD |  | NAEOTOM ALPHA |  | 3
Siemens Healthcare | Canada | MD |  | AI-RAD COMPANION CHEST X-RAY |  | 3
Siemens Healthcare | Canada | MD |  | SYNGO.CT VIEW & GO |  | 2
Siemens Healthcare | Canada | MD |  | SYNGO.VIA VIEW&GO |  | 2
Siemens Healthcare | Singapore | IVD |  | Siemens IMMULITE® 2000 XPi Anti-CCP IgG | Immunology | Class B IVD
Siemens Healthcare | Singapore | IVD |  | Siemens ADVIA Chemistry 1800, 2400, XPT Magnesium (MG) | Clinical chemistry | Class B IVD
Siemens Healthcare | Singapore | IVD |  | Siemens IMMULITE® / Siemens IMMULITE® 1000/ Siemens IMMULITE® 2000 Vitamin B12 | Clinical chemistry | Class B IVD
Siemens Healthcare | Singapore | IVD |  | Siemens IMMULITE® 2000 Folic Acid | Clinical chemistry | Class B IVD
Siemens Healthcare | Singapore | IVD |  | Siemens IMMULITE 1000, IMMULITE 2000 Nicotine Metabolite | Clinical chemistry | Class B IVD
Siemens Healthcare | Singapore | IVD |  | Siemens ADVIA 2120/2120i Hematology Cerebrospinal Fluid (CSF) | Hematology | Class B IVD
Siemens Healthcare | Singapore | IVD |  | Siemens IMMULITE® / Siemens IMMULITE® 1000/ Siemens IMMULITE® 2000 Ferritin | Clinical chemistry | Class B IVD
Siemens Healthcare | Singapore | IVD |  | Siemens ADVIA Chemistry 1800, 2400, XPT Calcium_2, Concentrated Reagents (CA_2c) | Clinical chemistry | Class B IVD
Siemens Healthcare | Singapore | IVD |  | Siemens ADVIA Chemistry 1800, 2400, XPT Inorganic Phosphorus, Concentrated Reagents (IP_c) | Clinical chemistry | Class B IVD
Siemens Healthcare | Singapore | IVD |  | Siemens ADVIA Chemistry 1800, 2400, XPT Magnesium, Concentrated Reagents (MG_c) | Clinical chemistry | Class B IVD
Siemens Healthcare | Singapore | IVD |  | Siemens IMMULITE 2000 Syphilis Screen | Immunology | Class C IVD
Siemens Healthcare | Singapore | IVD |  | Siemens IMMULITE 2000 / IMMULITE 2500 3gAllergy™ Specific IgE | Immunology | Class B IVD
Siemens Healthcare | Singapore | MD |  | Siemens UROSKOP Omnia | Radiology / Imaging | Class C medical device
Siemens Healthcare | Singapore | IVD |  | Siemens ADVIA Chemistry 1800, 2400, XPT Total Bilirubin_2 (TBIL_2) | Clinical chemistry | Class B IVD
Siemens Healthcare | Singapore | IVD |  | Siemens ADVIA Chemistry 1800, 2400, XPT Aspartate Aminotransferase (AST) | Clinical chemistry | Class B IVD
Siemens Healthcare | Singapore | IVD |  | Siemens ADVIA Chemistry 1800, 2400, XPT Amylase (AMYLAS) | Clinical toxicology | Class B IVD
Siemens Healthcare | Singapore | IVD |  | Siemens ADVIA Chemistry 1800, 2400, XPT Direct Bilirubin 2 (DBIL_2) | Clinical chemistry | Class B IVD
Siemens Healthcare | Singapore | MD |  | Siemens Magnetom Essenza Magnetic Resonance Imaging System | Radiology / Imaging | Class B medical device
Siemens Healthcare | Singapore | MD |  | Siemens ARCADIS Avantic X-Ray System | Radiology / Imaging | Class C medical device
Siemens Healthcare | Singapore | MD |  | Siemens ARCADIS Varic X-Ray System | Radiology / Imaging | Class C medical device
Siemens Healthcare | Singapore | IVD |  | Siemens ADVIA Centaur® Systems CA19-9 Assay | Immunology | Class C IVD
Siemens Healthcare | Singapore | IVD |  | Siemens ADVIA® Chemistry Albumin (ALB) | Clinical toxicology | Class B IVD
Siemens Healthcare | Singapore | MD |  | Siemens AG MODULARIS Variostar | Radiology / Imaging | Class C medical device
Siemens Healthcare | Singapore | MD |  | Siemens AG LITHOSTAR MODULARIS Vario | Radiology / Imaging | Class C medical device
Siemens Healthcare | Singapore | MD |  | Siemens ARCADIS Orbic/Orbic 3D X-Ray System | Radiology / Imaging | Class C medical device
Siemens Healthcare | Singapore | IVD |  | Siemens Syva® Emit® 2000 Cyclosporine Specific Assay | Clinical chemistry | Class C IVD
Siemens Healthcare | Singapore | IVD |  | IMMULITE®/IMMULITE®1000 Free Beta HCG | Immunology | Class C IVD
Siemens Healthcare | Singapore | IVD |  | Siemens IMMULITE 2000 Free Beta HCG | Immunology | Class C IVD
Siemens Healthcare | Singapore | IVD |  | Siemens IMMULITE 2000 AFP | Immunology | Class C IVD
Siemens Healthcare | Singapore | IVD |  | Siemens ADVIA Chemistry 1800, 2400, XPT Alanine Aminotransferase (ALT) | Clinical chemistry | Class B IVD
Siemens Healthcare | Singapore | IVD |  | Siemens ADVIA Centaur CA 15-3 Assay | Immunology | Class C IVD
Siemens Healthcare | Singapore | IVD |  | Siemens ADVIA Centaur AFP Assay | Immunology | Class C IVD
Siemens Healthcare | Singapore | IVD |  | Siemens ADVIA Centaur CA 125 II™ Assay | Immunology | Class C IVD
Siemens Healthcare | Singapore | IVD |  | Siemens ADVIA Centaur CEA Assay | Immunology | Class C IVD
Siemens Healthcare | Singapore | IVD |  | Siemens ADVIA Centaur HBc Total Assay | Microbiology | Class D IVD
Siemens Healthcare | Singapore | IVD |  | Siemens ADVIA Centaur HAV Total Assay | Immunology | Class C IVD
Siemens Healthcare | Singapore | IVD |  | Siemens ADVIA Centaur HAV IgM Assay | Immunology | Class C IVD
Siemens Healthcare | Singapore | IVD |  | Siemens IMMULITE® 2000 3gAllergy™ Specific IgE Universal Kit- Vocational Panel | Clinical chemistry | Class B IVD
Siemens Healthcare | Singapore | IVD |  | Siemens IMMULITE® 2000 3gAllergy™ Specific IgE Universal Kit- House Dust Panel | Clinical chemistry | Class B IVD
Siemens Healthcare | Singapore | MD |  | Siemens Multix Select DR system | Radiology / Imaging | Class C medical device
Siemens Healthcare | Singapore | IVD |  | Siemens IMMULITE® 2000 3gAllergy™ Specific IgE Universal Kit- Parasites Panel | Clinical chemistry | Class B IVD
Siemens Healthcare | Singapore | IVD |  | Siemens IMMULITE® 2000 3gAllergy™ Specific IgE Universal Kit- Herb & Flower Pollen Panel | Clinical chemistry | Class B IVD
Siemens Healthcare | Singapore | IVD |  | Siemens IMMULITE 2000 3gAllergy™ Specific IgE Universal Kit- Group | Clinical chemistry | Class B IVD
Siemens Healthcare | Singapore | IVD |  | Siemens IMMULITE® /IMMULITE® 1000 IL8 | Clinical chemistry | Class B IVD
Siemens Healthcare | Singapore | MD |  | Siemens Acuson P300 Diagnostic Ultrasound System | Radiology / Imaging | Class B medical device
Siemens Healthcare | Singapore | IVD |  | Siemens N Latex SAA | Clinical chemistry | Class B IVD
Siemens Healthcare | Singapore | IVD |  | Siemens IMMULITE® 2000 3gAllergy™ Specific IgE Universal Kit- Mold & Yeast Panel | Immunology | Class B IVD
Siemens Healthcare | Singapore | IVD |  | Siemens IMMULITE® 2000 3gAllergy™ Specific IgE Universal Kit- Tree Pollen Panel | Immunology | Class B IVD
Siemens Healthcare | Singapore | MD |  | Siemens Luminos Agile | Radiology / Imaging | Class C medical device
Siemens Healthcare | Singapore | MD |  | Siemens AXIOM Luminos dRF | Radiology / Imaging | Class C medical device
Siemens Healthcare | Singapore | IVD |  | Siemens IMMULITE® Androstenedione | Clinical chemistry | Class B IVD
Siemens Healthcare | Singapore | IVD |  | Siemens ADVIA® Chemistry Urea Nitrogen (UN) | Clinical chemistry | Class B IVD
Siemens Healthcare | Singapore | IVD |  | Siemens ADVIA Centaur® Progesterone Reagent (PRGE) | Clinical chemistry | Class B IVD
Siemens Healthcare | Singapore | IVD |  | Siemens ADVIA Centaur® Prolactin Reagent (PRL) | Clinical chemistry | Class B IVD
Siemens Healthcare | Singapore | IVD |  | Siemens ADVIA Centaur® FSH Reagent | Clinical chemistry | Class B IVD
Siemens Healthcare | Singapore | IVD |  | Siemens ADVIA Centaur® LH Reagent | Clinical chemistry | Class B IVD
Siemens Healthcare | Singapore | IVD |  | Siemens Healthcare Diagnostics ADVIA Centaur®, XP and XPT Cortisol Assay | Clinical chemistry | Class B IVD
Siemens Healthcare | Singapore | IVD |  | Siemens Supplementary Reagents for Complement Fixation Test | Clinical chemistry | Class B IVD
Siemens Healthcare | Singapore | IVD |  | Siemens ADVIA Centaur® Total hCG Reagent (ThCG) | Clinical chemistry | Class B IVD
Siemens Healthcare | Singapore | IVD |  | Siemens Rapidpoint CI- Electrode | Clinical chemistry | Class B IVD
Siemens Healthcare | Singapore | MD |  | Siemens LITHOSKOP System | Gastroenterology & Urology | Class C medical device
Siemens Healthcare | Singapore | IVD |  | Siemens ADVIA® Chemistry Glucose Hexokinase 3 (GLUH_3) | Clinical chemistry | Class B IVD
Siemens Healthcare | Singapore | IVD |  | Siemens INNOVANCE PFA-200 System | Hematology | Class B IVD
Siemens Healthcare | Singapore | IVD |  | Siemens ADVIA Chemistry 1800, 2400, XPT Haptoglobin (HAPT) | Immunology | Class B IVD
Siemens Healthcare | Singapore | IVD |  | Siemens ADVIA Chemistry 1800, 2400, XPT Alpha-1-Antitrypsin (AAT) | Clinical chemistry | Class B IVD
Siemens Healthcare | Singapore | IVD |  | Siemens IMMULITE® 2000 3gAllergy™ Specific IgE Universal Kit- Animals Panel | Immunology | Class B IVD
Siemens Healthcare | Singapore | IVD |  | Siemens IMMULITE® 2000 3gAllery™ Specific IgE Universal Kit- Mites Panel | Immunology | Class B IVD
Siemens Healthcare | Singapore | IVD |  | Siemens IMMULITE® 2000 3gAllery™ Specific IgE Universal Kit- Insects Panel | Immunology | Class B IVD
Siemens Healthcare | Singapore | IVD |  | Siemens IMMULITE® 2000/2500 3gAllergy Specific IgE Universal Kit- Drugs Panel | Immunology | Class B IVD
Siemens Healthcare | Singapore | IVD |  | Siemens ADVIA® Centaur Hyaluronic Acid (HA) | Clinical chemistry | Class B IVD
Siemens Healthcare | Singapore | IVD |  | Siemens ADVIA® Centaur Amino-Terminal Propeptide of Type III Procollagen (PIIINP) | Clinical chemistry | Class B IVD
Siemens Healthcare | Singapore | IVD |  | Siemens ADVIA® Centaur Tissue Inhibitor of Matrix Metalloproteinase 1 (TIMP-1) | Clinical chemistry | Class B IVD
Siemens Healthcare | Singapore | IVD |  | Siemens CLINITEK® Microalbumin Reagent Strips | Clinical chemistry | Class B IVD
Siemens Healthcare | Singapore | IVD |  | Siemens Microalbustix™ Reagent Strips | Clinical chemistry | Class B IVD
Siemens Healthcare | Singapore | IVD |  | Siemens Hema-Combistix® Reagent Strips | Clinical chemistry | Class B IVD
Siemens Healthcare | Singapore | IVD |  | Siemens ALBUSTIX ® Reagent Strips | Clinical chemistry | Class B IVD
Siemens Healthcare | Singapore | IVD |  | Siemens MULTISTIX® Reagent Strips | Clinical chemistry | Class B IVD
Siemens Healthcare | Singapore | IVD |  | Siemens Uristix® Reagent Strips | Clinical chemistry | Class B IVD
Siemens Healthcare | Singapore | IVD |  | Siemens Labstix® Reagent Strips | Clinical chemistry | Class B IVD
Siemens Healthcare | Singapore | IVD |  | Siemens Chek-Stix® Control Strips for Urinalysis | Clinical chemistry | Class B IVD
Siemens Healthcare | Singapore | MD |  | Siemens Rapidpoint Ca++ Electrode | Clinical chemistry | Class B medical device
Siemens Healthcare | Singapore | MD |  | Siemens Rapidpoint K+ Electrode | Clinical chemistry | Class B medical device
Siemens Healthcare | Singapore | IVD |  | Siemens IMMULITE 2000 Thyroglobulin | Clinical chemistry | Class B IVD
Siemens Healthcare | Singapore | MD |  | Siemens ACUSON X300 Series Ultrasound System | Radiology / Imaging | Class B medical device
Siemens Healthcare | Singapore | IVD |  | Siemens ADVIA Chemistry 1800, 2400, XPT Enzymatic Creatinine_2 (ECRE_2) | Clinical chemistry | Class B IVD
Siemens Healthcare | Singapore | MD |  | Siemens Syngo.via (VA30A) | Radiology / Imaging | Class B medical device
Siemens Healthcare | Singapore | IVD |  | Siemens IMMULITE 1000, IMMULITE 2000 Unconjugated Estriol | Immunology | Class B IVD
Siemens Healthcare | Singapore | MD |  | Siemens Biograph mMR MR-PET system | Radiology / Imaging | Class B medical device
Siemens Healthcare | Singapore | IVD |  | Siemens IMMULITE®/IMMULITE® 1000/2000 Gastrin (GAS) | Clinical chemistry | Class B IVD
Siemens Healthcare | Singapore | MD |  | Siemens Symbia.Net | Radiology / Imaging | Class B medical device
Siemens Healthcare | Singapore | MD |  | Siemens Acuson SC2000 Diagnostic Ultrasound system | Radiology / Imaging | Class B medical device
Siemens Healthcare | Singapore | IVD |  | Siemens IMMULITE 1000, IMMULITE 2000 H.pylori IgG | Immunology | Class B IVD
Siemens Healthcare | Singapore | MD |  | Siemens ACUSON X150 Ultrasound Imaging System | Radiology / Imaging | Class B medical device
Siemens Healthcare | Singapore | MD |  | Siemens Magnetom Aera 1.5T Magnetic Resonance Imaging System | Radiology / Imaging | Class B medical device
Siemens Healthcare | Singapore | IVD |  | Siemens ADVIA Centaur HIV 1/O/2 Enhanced (EHIV) Immunoassay | Immunology | Class D IVD
Siemens Healthcare | Singapore | IVD |  | Siemens Enzygnost F 1 + 2 monoclonal | Hematology | Class B IVD
Siemens Healthcare | Singapore | MD |  | Siemens Acuson P10 Ultrasound System | Radiology / Imaging | Class B medical device
Siemens Healthcare | Singapore | IVD |  | Siemens RapiTex® RF Combipack | Clinical chemistry | Class B IVD
Siemens Healthcare | Singapore | MD |  | Siemens Siremobil Compact L | Radiology / Imaging | Class C medical device
Siemens Healthcare | Singapore | IVD |  | Siemens ADVIA Chemistry 1800, 2400, XPT Urea Nitrogen, Concentrated Reagents (UN_c) | Clinical chemistry | Class B IVD
Siemens Healthcare | Singapore | IVD |  | Siemens ADVIA Chemistry 1800, 2400, XPT Uric Acid, Concentrated Reagents (UA_c) | Clinical chemistry | Class B IVD
Siemens Healthcare | Singapore | IVD |  | Siemens ADVIA Chemistry 1800, 2400, XPT Total Protein II, Concentrated Reagents (TP_c) | Clinical chemistry | Class B IVD
Siemens Healthcare | Singapore | IVD |  | Siemens Advia Chemistry Albumin, Concentrated Reagents (ALB_c) | Clinical chemistry | Class B IVD
Siemens Healthcare | Singapore | IVD |  | Siemens RapiTex® CRP Combipack | Clinical chemistry | Class B IVD
Siemens Healthcare | Singapore | IVD |  | Siemens Hematek® Stain Pak | Hematology | Class B IVD
Siemens Healthcare | Singapore | IVD |  | Siemens ADVIA Chemistry 1800, 2400, XPT Apolipoprotein B (APO B) | Clinical chemistry | Class B IVD
Siemens Healthcare | Singapore | IVD |  | Siemens IMMULITE 2000 IL-6 | Clinical chemistry | Class B IVD
Siemens Healthcare | Singapore | IVD |  | Siemens IMMULITE®/ Siemens IMMULITE® 1000 IL-1β | Clinical chemistry | Class B IVD
Siemens Healthcare | Singapore | IVD |  | Siemens IMMULITE®/ Siemens IMMULITE® 1000 TNFα | Clinical chemistry | Class B IVD
Siemens Healthcare | Singapore | IVD |  | Siemens IMMULITE 2000 Third Generation TSH | Clinical chemistry | Class B IVD
Siemens Healthcare | Singapore | IVD |  | Siemens IMMULITE 2000 Anti-TG Ab | Clinical chemistry | Class B IVD
Siemens Healthcare | Singapore | IVD |  | Siemens IMMULITE 2000 Anti-TPO Ab | Clinical chemistry | Class B IVD
Siemens Healthcare | Singapore | IVD |  | Siemens IMMULITE 2000 Free T3 | Clinical chemistry | Class B IVD
Siemens Healthcare | Singapore | IVD |  | Siemens IMMULITE 2000 Total T3 | Clinical chemistry | Class B IVD
Siemens Healthcare | Singapore | IVD |  | Siemens IMMULITE 2000 Total T4 | Clinical chemistry | Class B IVD
Siemens Healthcare | Singapore | IVD |  | Siemens IMMULITE 1000, IMMULITE 2000 Beta-2 Microglobulin | Clinical chemistry | Class B IVD
Siemens Healthcare | Singapore | IVD |  | Siemens IMMULITE 2000 3gAllergy™ Specific IgE Universal Kit | Clinical chemistry | Class B IVD
Siemens Healthcare | Singapore | IVD |  | Siemens IMMULITE 2000 Total IgE | Clinical chemistry | Class B IVD
Siemens Healthcare | Singapore | IVD |  | Siemens ADVIA Chemistry 1800, 2400, XPT Lipase (LIP) | Clinical chemistry | Class B IVD
Siemens Healthcare | Singapore | IVD |  | Siemens ADVIA Chemistry 1800, 2400, XPT Anti-Streptolysin-O_2 (ASO_2) | Clinical chemistry | Class B IVD
Siemens Healthcare | Singapore | IVD |  | Siemens IMMULITE 1000, IMMULITE 2000 Cortisol | Clinical chemistry | Class B IVD
Siemens Healthcare | Singapore | IVD |  | Siemens ADVIA Chemistry 1800, 2400, XPT Iron_2 (IRON_2) | Clinical chemistry | Class B IVD
Siemens Healthcare | Singapore | IVD |  | Siemens ADVIA Chemistry 1800, 2400, XPT Total Iron Binding Capacity (TIBC) | Clinical chemistry | Class B IVD
Siemens Healthcare | Singapore | IVD |  | Siemens ADVIA Chemistry 1800, 2400, XPT Uric Acid (UA) | Clinical chemistry | Class B IVD
Siemens Healthcare | Singapore | IVD |  | Siemens ADVIA Chemistry 1800, 2400, XPT Microalbumin (µALB) | Clinical chemistry | Class B IVD
Siemens Healthcare | Singapore | IVD |  | Siemens ADVIA Chemistry 1800, 2400, XPT Calcium_2 (CA_2) | Clinical chemistry | Class B IVD
Siemens Healthcare | Singapore | IVD |  | Siemens ADVIA Chemistry 1800, 2400, XPT Direct HDL Cholesterol (D-HDL) | Clinical chemistry | Class B IVD
Siemens Healthcare | Singapore | IVD |  | Siemens ADVIA Chemistry 1800, 2400, XPT Lactate (LAC) | Clinical chemistry | Class B IVD
Siemens Healthcare | Singapore | IVD |  | Siemens ADVIA Chemistry 1800, 2400, XPT Ammonia (AMM) | Clinical chemistry | Class B IVD
Siemens Healthcare | Singapore | IVD |  | Siemens ADVIA Chemistry 1800, 2400, XPT Cholinesterase (CHE) | Clinical chemistry | Class B IVD
Siemens Healthcare | Singapore | IVD |  | Siemens ADVIA Chemistry 1800, 2400, XPT Gamma-Glutamyl Transferase (GGT) | Clinical chemistry | Class B IVD
Siemens Healthcare | Singapore | MD |  | Siemens Acuson S Series Ultrasound | Radiology / Imaging | Class B medical device
Siemens Healthcare | Singapore | MD |  | Siemens ACUSON Antares Ultrasound | Radiology / Imaging | Class B medical device
Siemens Healthcare | Singapore | IVD |  | Siemens ADVIA Centaur® HIV Ag / Ab Combo (CHIV) Assay | Microbiology | Class D IVD
Siemens Healthcare | Singapore | MD |  | Siemens Magnetom Verio Magnetic Resonance Imaging System | Radiology / Imaging | Class B medical device
Siemens Healthcare | Singapore | MD |  | Siemens MAGNETOM C! Magnetic Resonance Imaging System | Radiology / Imaging | Class B medical device
Siemens Healthcare | Singapore | MD |  | Siemens Magnetom Avanto Magnetic Resonance Imaging System | Radiology / Imaging | Class B medical device
Siemens Healthcare | Singapore | MD |  | Siemens Magnetom Symphony a Tim Magnetic Resonance Imaging System | Radiology / Imaging | Class B medical device
Siemens Healthcare | Singapore | MD |  | Siemens Magnetom Espree Magnetic Resonance Imaging System | Radiology / Imaging | Class B medical device
Siemens Healthcare | Singapore | MD |  | Siemens Symbia S SPECT System | Radiology / Imaging | Class B medical device
Siemens Healthcare | Singapore | IVD |  | Siemens ADVIA Chemistry 1800, 2400, XPT C- Reactive Protein_2 (CRP_2) Reagents | Immunology | Class B IVD
Siemens Healthcare | Singapore | IVD |  | Siemens ADVIA Chemistry 1800, 2400, XPT Wide Range C- Reactive Protein Reagents (wr CRP) | Immunology | Class B IVD
Siemens Healthcare | Singapore | MD |  | Siemens Magnetom Skyra 3.0T Magnetic Resonance Imaging System | Radiology / Imaging | Class B medical device
Siemens Healthcare | Singapore | IVD |  | Siemens IMMULITE®/IMMULITE® 1000 PAPP-A/IMMULITE® PAPP-A Control Module | Immunology | Class C IVD
Siemens Healthcare | Singapore | IVD |  | IMMULITE®/IMMULITE® 1000 HCG/IMMULITE® HCG Sample Diluent/IMMULITE®/IMMULITE® 1000 HCG Sample Diluent Module/IMMULITE® HCG High Level Control Module | Immunology | Class B IVD
Siemens Healthcare | Singapore | IVD |  | Siemens Syva® Emit® Amikacin Assay | Clinical toxicology | Class C IVD
Siemens Healthcare | Singapore | MD |  | Siemens SOMATOM Definition and Siemens SOMATOM Definition Flash | Radiology / Imaging | Class C medical device
Siemens Healthcare | Singapore | IVD |  | Siemens IMMULITE 2000 CMV IgG | Microbiology | Class C IVD
Siemens Healthcare | Singapore | IVD |  | Siemens IMMULITE®/IMMULITE® 1000 AFP | Immunology | Class C IVD
Siemens Healthcare | Singapore | IVD |  | Siemens IMMULITE 2000 Rubella Quantitative IgG | Microbiology | Class C IVD
Siemens Healthcare | Singapore | IVD |  | Siemens IMMULITE 2000 Rubella IgM | Microbiology | Class C IVD
Siemens Healthcare | Singapore | IVD |  | Siemens Dade ®Actin ® FSL Activated PTT Reagent | Clinical chemistry | Class C IVD
Siemens Healthcare | Singapore | IVD |  | Siemens Dade® Actin ® Activated Cephaloplastin Reagent | Clinical chemistry | Class C IVD
Siemens Healthcare | Singapore | IVD |  | Siemens Dade ®Actin ® FS Activated PTT Reagent | Clinical chemistry | Class C IVD
Siemens Healthcare | Singapore | MD |  | Siemens Syngo UltraSound WorkPlace | Radiology / Imaging | Class B medical device
Siemens Healthcare | Singapore | IVD |  | Siemens IMMULITE®/ IMMULITE® 1000 IGF-I | Clinical chemistry | Class B IVD
Siemens Healthcare | Singapore | IVD |  | Siemens IMMULITE®/ IMMULITE® 1000 ACTH | Clinical chemistry | Class B IVD
Siemens Healthcare | Singapore | IVD |  | Siemens IMMULITE®/ Siemens IMMULITE® 1000/ Siemens IMMULITE® 2000 DHEA-SO4 | Clinical chemistry | Class B IVD
Siemens Healthcare | Singapore | IVD |  | Siemens IMMULITE®/ Siemens IMMULITE® 1000/ Siemens IMMULITE® 2000 SHBG | Clinical chemistry | Class B IVD
Siemens Healthcare | Singapore | IVD |  | Siemens IMMULITE®/ Siemens IMMULITE® 1000/ Siemens IMMULITE® 2000/ Siemens IMMULITE 2500 Growth Hormone (hGH) | Clinical chemistry | Class B IVD
Siemens Healthcare | Singapore | IVD |  | Siemens ADVIA Chemistry 1800, 2400, XPT Calcium, Concentrated Reagents (CA_c) | Clinical chemistry | Class B IVD
Siemens Healthcare | Singapore | IVD |  | Siemens IMMULITE® / Siemens IMMULITE® 1000 Total IgE | Clinical chemistry | Class B IVD
Siemens Healthcare | Singapore | IVD |  | Siemens IMMULITE®/ Siemens IMMULITE® 1000/ Siemens IMMULITE® 2000 IGFBP-3 | Clinical chemistry | Class B IVD
Siemens Healthcare | Singapore | IVD |  | Siemens ADVIA Chemistry 1800, 2400, XPT ISE Chloride Electrode | Clinical chemistry | Class B IVD
Siemens Healthcare | Singapore | IVD |  | Siemens ADVIA Chemistry 1800, 2400, XPT ISE Potassium Electrode | Clinical chemistry | Class B IVD
Siemens Healthcare | Singapore | IVD |  | Siemens ADVIA Chemistry 1800, 2400, XPT ISE Sodium Electrode | Clinical chemistry | Class B IVD
Siemens Healthcare | Singapore | IVD |  | Siemens ADVIA Chemistry 1800, 2400, XPT Cystatin C (CYSC) | Clinical chemistry | Class B IVD
Siemens Healthcare | Singapore | MD |  | Siemens Somatom Emotion 6-slice configuration | Radiology / Imaging | Class C medical device
Siemens Healthcare | Singapore | MD |  | Siemens Somatom Emotion 16-slice configuration | Radiology / Imaging | Class C medical device
Siemens Healthcare | Singapore | MD |  | Siemens Biograph mCT Flow System | Radiology / Imaging | Class C medical device
Siemens Healthcare | Singapore | MD |  | Siemens Artis Q Family System | Radiology / Imaging | Class C medical device
Siemens Healthcare | Singapore | MD |  | Siemens syngo MultiModality Workplace | Radiology / Imaging | Class C medical device
Siemens Healthcare | Singapore | IVD |  | Siemens Thromboclotin | Clinical chemistry | Class B IVD
Siemens Healthcare | Singapore | IVD |  | Siemens Batroxobin Reagent | Clinical chemistry | Class B IVD
Siemens Healthcare | Singapore | IVD |  | Siemens Test Thrombin Reagent | Clinical chemistry | Class B IVD
Siemens Healthcare | Singapore | MD |  | DMS Server Size 1 (1-8 analyzers) |  | Class A
Siemens Healthcare | Singapore | MD |  | RAPIDComm v5.0 UPGRADE KIT |  | Class A
Siemens Healthcare | Singapore | MD |  | RAPIDComm V6.0 Core License |  | Class A
Siemens Healthcare | Singapore | MD |  | APTIO CENTRIFUGE MODULE W/O SLOT |  | Class A
Siemens Healthcare | Singapore | MD |  | APTIO TUBE SEALER MODULE SLOT |  | Class A
Siemens Healthcare | Singapore | MD |  | APTIO 9000 REFRIG STORAGE MODULE W/O SLOT |  | Class A
Siemens Healthcare | Singapore | MD |  | KIT SYNGO LCM HARDWARE |  | Class A
Siemens Healthcare | Singapore | MD |  | Tube Desealer Module w/o Slot |  | Class A
Siemens Healthcare | Singapore | MD |  | DMS Lic.-LIS Conn/MySQL |  | Class A
Siemens Healthcare | Singapore | MD |  | APTIO ALIQUOT TUBES W/ CAPS |  | Class A
Siemens Healthcare | Singapore | MD |  | Aptio Lab Automation Kit |  | Class A
Siemens Healthcare | Singapore | MD |  | Decapper Module w/o Slot |  | Class A
Siemens Healthcare | Singapore | MD |  | Slot-Tube Sealer Module |  | Class A
Siemens Healthcare | Singapore | IVD |  | Siemens Healthcare Diagnostics Rapidlab 1240 Critical Care Blood Gas Analyzer and accessories | Hematology | Class C IVD
Siemens Healthcare | Singapore | IVD |  | Siemens Rapidlab 1245 Critical Care Blood Gas Analyzer and accessories | Hematology | Class C IVD
Siemens Healthcare | Singapore | IVD |  | Siemens Rapidlab 1265 Critical Care Blood Gas Analyzer and accessories | Hematology | Class C IVD
Siemens Healthcare | Singapore | IVD |  | Siemens Rapidlab 1260 Critical Care Blood Gas Analyzer and accessories | Hematology | Class C IVD
Siemens Healthcare | Singapore | MD |  | Siemens Rapidpoint Na+ Electrode | Clinical chemistry | Class B medical device
Siemens Healthcare | Singapore | IVD |  | Siemens Advia Cerebrospinal Fluid IVD System | Hematology | Class B IVD
Siemens Healthcare | Singapore | IVD |  | Siemens IMMULITE® 2000 3gAllergy™ Molecular IVD System | Immunology | Class B IVD
Siemens Healthcare | Singapore | IVD |  | Siemens ADVIA Centaur® BRAHMS PCT reagent | Immunology | Class C IVD
Siemens Healthcare | Singapore | IVD |  | Siemens IMMULITE 2000 3gAllergy™ Grass IVD system | Immunology | Class B IVD
Siemens Healthcare | Singapore | IVD |  | Siemens ADVIA Centaur® Syphilis Assay (SYPH) | Immunology | Class C IVD
Siemens Healthcare | Singapore | IVD |  | Siemens Ictotest® Reagent Tablets for Urinalysis | Clinical chemistry | Class B IVD
Siemens Healthcare | Singapore | IVD |  | Siemens ADVIA Chemistry 1800, 2400, XPT Direct LDL Cholesterol (DLDL) | Clinical chemistry | Class B IVD
Siemens Healthcare | Singapore | MD |  | Siemens MammoTest | Radiology / Imaging | Class C medical device
Siemens Healthcare | Singapore | MD |  | Siemens Syngo MammoReport | Radiology / Imaging | Class B medical device
Siemens Healthcare | Singapore | IVD |  | Siemens IMMULITE® 2000 IGF-I | Clinical chemistry | Class B IVD
Siemens Healthcare | Singapore | MD |  | Siemens Mobilett Mira | Radiology / Imaging | Class C medical device
Siemens Healthcare | Singapore | MD |  | Siemens Magnetom Trio a Tim Magnetic Resonance Imaging System | Radiology / Imaging | Class B medical device
Siemens Healthcare | Singapore | MD |  | Siemens SOMATOM Sensation open configuration | Radiology / Imaging | Class C medical device
Siemens Healthcare | Singapore | MD |  | Siemens SOMATOM Sensation 40-slice configuration | Radiology / Imaging | Class C medical device
Siemens Healthcare | Singapore | MD |  | Siemens SOMATOM Sensation 64-slice configuration | Radiology / Imaging | Class C medical device
Siemens Healthcare | Singapore | IVD |  | Siemens Syva Emit ®Tox™ Serum Tricyclic Antidepressants Assay | Clinical toxicology | Class C IVD
Siemens Healthcare | Singapore | IVD |  | Siemens Rubella Antigen Hemagglutination Inhibition Test Test Kit | Microbiology | Class C IVD
Siemens Healthcare | Korea | IVD |  | IMMULITE 2000 3gAllergy Specific IgE Universal Kit | IVD reagents for allergy test | class 2
Siemens Healthcare | Korea | IVD |  | CLINITEK Novus 10 Urinalysis Cassette외 1건 | IVD reagents for urine chemistry | class 2
Siemens Healthcare | Korea | IVD |  | DCA Systems Hemoglobin A1c Reagent Kit | IVD reagents for diabetes mellitus | class 2
Siemens Healthcare | Korea | IVD |  | Clinitek Atlas 10 Reagent Pak | IVD reagents for urine chemistry | class 2
Siemens Healthcare | Korea | IVD |  | Dimension Vista Urine Cannabinoids Screen | IVD reagents for toxin, heavy metal and drugs of abuse | class 2
Siemens Healthcare | Korea | IVD |  | Dimension Vista Urine Phencyclidine Screen | IVD reagents for toxin, heavy metal and drugs of abuse | class 2
Siemens Healthcare | Korea | IVD |  | DCA Systems Microalbumin/Creatinine Reagent Kit | IVD reagents for urine chemistry | class 2
Siemens Healthcare | Korea | IVD |  | 6.8/7.3 Buffer Pack | IVD reagents for electrolyte tests | class 2
Siemens Healthcare | Korea | IVD |  | RAPIDLAB 248 Reagents | IVD reagents for blood gas analysis | class 2
Siemens Healthcare | Korea | IVD |  | Dimension Vista Microalbumin | Other Reagents, classⅡ, for clinical chemistry | class 2
Siemens Healthcare | Korea | IVD |  | Dimension Vista Alkaline Phosphatase | reagents for clinical enzymes | class 2
Siemens Healthcare | Korea | IVD |  | Dimension Ammonia | Other Reagents, classⅡ, for clinical chemistry | class 2
Siemens Healthcare | Korea | IVD |  | VERSANT HIV-1 RNA 1.0 Assay (kPCR) | IVD reagents for genotyping or patient monitoring of HIV, HBV, HCV, HTLV, molecular diagnostics | class 3
Siemens Healthcare | Korea | IVD |  | ADVIA Chemistry Lithium (LITH)외 1건 | IVD reagents for Cardiovascular, central nervous system TDM tests | class 3
Siemens Healthcare | Korea | MD |  | Biograph 6 Positron Emission Tomography(PET) / Computed Tomography(CT) Scanner |  | class 2
Siemens Healthcare | Korea | MD |  | Audio Service Omega 956 LA Behind-Ear Hearing Aids | Hearing aid | class 2
Siemens Healthcare | Korea | MD |  | Mammomat 1000 | Mammographic x-ray system, stationary, analogue | class 2
Siemens Healthcare | Korea | MD |  | Mobilett Plus E |  | class 2
Siemens Healthcare | Korea | MD |  | 278P | Hearing aid | class 2
Siemens Healthcare | Korea | MD |  | ONCOR Impression | Accelerator system collimator electron applicator | class 3
Siemens Healthcare | Korea | IVD |  | Dimension Ferritin | IVD reagents for anemia test | class 2
Siemens Healthcare | Korea | IVD |  | IMMULITE 2000 IL-6 | IVD reagents for general immune test | class 2
Siemens Healthcare | Korea | IVD |  | Dimension Urinary/Cerebrospinal Fluid Protein | Other Reagents, classⅡ, for clinical chemistry | class 2
Siemens Healthcare | Korea | IVD |  | Dimension C-Reactive Protein Extended Range (RCRP) | IVD reagents for inflammatory tests | class 2
Siemens Healthcare | Korea | IVD |  | IMMULITE 1000 TBG | IVD Reagents for thyroid function hormone tests | class 2
Siemens Healthcare | Korea | IVD |  | Dimension Vista C3 Complement | IVD reagents for specific protein(complement component) test | class 2
Siemens Healthcare | Korea | IVD |  | IMMULITE 2000 Free T4 | IVD Reagents for thyroid function hormone tests | class 2
Siemens Healthcare | Korea | IVD |  | ADVIA Centaur Procalcitonin (PCT) (10378883)외 1건 | IVD reagents for infectious inflammatory tests | class 2
Siemens Healthcare | Korea | IVD |  | IMMULITE 1000 Free T4 | IVD Reagents for thyroid function hormone tests | class 2
Siemens Healthcare | Korea | IVD |  | Dimension Microalbumin | Other Reagents, classⅡ, for clinical chemistry | class 2
Siemens Healthcare | Korea | IVD |  | Dimension γ-Glutamyl Transferase | reagents for clinical enzymes | class 2
Siemens Healthcare | Korea | IVD |  | Dimension Vista Haptoglobin | Other Reagents, classⅡ, for clinical chemistry | class 2
Siemens Healthcare | Korea | IVD |  | ADVIA Centaur Testosterone (TSTO) | IVD Reagents for pregnancy/childbirth hormone and protein tests | class 2
Siemens Healthcare | Korea | IVD |  | Dimension Vista Albumin | Other Reagents, classⅡ, for clinical chemistry | class 2
Siemens Healthcare | Korea | IVD |  | IMMULITE 2000 Pyrilinks-D | IVD reagents for bone and mineral metabolite measurement test | class 2
Siemens Healthcare | Korea | IVD |  | ADVIA Centaur FT4외 1건 | IVD Reagents for thyroid function hormone tests | class 2
Siemens Healthcare | Korea | IVD |  | Dimension Vista Pseudocholinesterase | reagents for clinical enzymes | class 2
Siemens Healthcare | Korea | IVD |  | Dimension Vista Carbon Dioxide | IVD reagents for blood gas analysis | class 2
Siemens Healthcare | Korea | IVD |  | IMMULITE 1000 FSH | IVD Reagents for pregnancy/childbirth hormone and protein tests | class 2
Siemens Healthcare | Korea | IVD |  | IMMULITE 2000 Growth Hormone (hGH) | IVD reagents for endocrine hormone and peptide | class 2
Siemens Healthcare | Korea | IVD |  | ADVIA Centaur FT3외 1건 | IVD Reagents for thyroid function hormone tests | class 2
Siemens Healthcare | Korea | IVD |  | Dimension Vista Phosphorus | IVD reagents for electrolyte tests | class 2
Siemens Healthcare | Korea | IVD |  | Dimension Phosphorus | IVD reagents for electrolyte tests | class 2
Siemens Healthcare | Korea | IVD |  | Dimension Urea Nitrogen | Other Reagents, classⅡ, for clinical chemistry | class 2
Siemens Healthcare | Korea | IVD |  | IMMULITE 2000 Free T3 | IVD Reagents for thyroid function hormone tests | class 2
Siemens Healthcare | Korea | IVD |  | IMMULITE 2000 Total T3 | IVD Reagents for thyroid function hormone tests | class 2
Siemens Healthcare | Korea | IVD |  | IMMULITE 2000 Osteocalcin | IVD reagents for bone and mineral metabolite measurement test | class 2
Siemens Healthcare | Korea | IVD |  | IMMULITE 2000 ACTH | IVD reagents for endocrine hormone and peptide | class 2
Siemens Healthcare | Korea | IVD |  | IMMULITE 2000 Total T4 | IVD Reagents for thyroid function hormone tests | class 2
Siemens Healthcare | Korea | MD |  | IMMULITE 2000 Anti-TG Ab |  | class 2
Siemens Healthcare | Korea | IVD |  | Dimension Vista Glucose | Other Reagents, classⅡ, for clinical chemistry | class 2
Siemens Healthcare | Korea | IVD |  | Dimension Vista LOCI Thyroid Stimulating Hormone | IVD Reagents for thyroid function hormone tests | class 2
Siemens Healthcare | Korea | IVD |  | Dimension Vista Magnesium | IVD reagents for electrolyte tests | class 2
Siemens Healthcare | Korea | IVD |  | IMMULITE 1000 Total Testosterone | IVD Reagents for pregnancy/childbirth hormone and protein tests | class 2
Siemens Healthcare | Korea | IVD |  | Dimension Calcium | IVD reagents for electrolyte tests | class 2
Siemens Healthcare | Korea | IVD |  | ADVIA Chemistry Direct Bilirubin_2 (DBIL_2)외 1건 | Other Reagents, classⅡ, for clinical chemistry | class 2
Siemens Healthcare | Korea | IVD |  | IMMULITE 1000 Androstenedione | IVD Reagents for pregnancy/childbirth hormone and protein tests | class 2
Siemens Healthcare | Korea | IVD |  | IMMULITE 1000 Prolactin | IVD Reagents for pregnancy/childbirth hormone and protein tests | class 2
Siemens Healthcare | Korea | IVD |  | IMMULITE 2000 SHBG | IVD Reagents for pregnancy/childbirth hormone and protein tests | class 2
Siemens Healthcare | Korea | IVD |  | Dimension Cholesterol | Other Reagents, classⅡ, for clinical chemistry | class 2
Siemens Healthcare | Korea | IVD |  | Dimension Creatinine (DF33A)외 1건 | Other Reagents, classⅡ, for clinical chemistry | class 2
Siemens Healthcare | Korea | IVD |  | ADVIA Centaur Intact PTH (iPTH) | IVD reagents for bone and mineral metabolite measurement test | class 2
Siemens Healthcare | Korea | IVD |  | ADVIA Centaur T4외 1건 | IVD Reagents for thyroid function hormone tests | class 2
Siemens Healthcare | Korea | IVD |  | N Latex FLC kappa | IVD reagents for specific protein(immunoglobulin) test | class 2
Siemens Healthcare | Korea | MD |  | ADVIA Centaur TSH3-Ultra (TSH3-UL)외 1건 |  | class 2
Siemens Healthcare | Korea | MD |  | Artis Q Biplane | Fluoroscopic x-ray system, angiography, stationary, digital | class 3
Siemens Healthcare | Korea | MD |  | Artis Q Ceiling | Fluoroscopic x-ray system, angiography, stationary, digital | class 3
Siemens Healthcare | Korea | IVD |  | Dimension Vista Creatinine | Other Reagents, classⅡ, for clinical chemistry | class 2
Siemens Healthcare | Korea | IVD |  | ADVIA Centaur Prolactin (PRL)외 1건 | IVD Reagents for pregnancy/childbirth hormone and protein tests | class 2
Siemens Healthcare | Korea | IVD |  | Dimension Albumin | Other Reagents, classⅡ, for clinical chemistry | class 2
Siemens Healthcare | Korea | IVD |  | Dimension Vista Immunoglobulin E | IVD reagents for allergy test | class 2
Siemens Healthcare | Korea | IVD |  | Dimension Vista γ-glutamyl Transferase | reagents for clinical enzymes | class 2
Siemens Healthcare | Korea | IVD |  | ADVIA Centaur DHEA-SO4 (DHEAS)외 1건 | IVD Reagents for pregnancy/childbirth hormone and protein tests | class 2
Siemens Healthcare | Korea | IVD |  | Dimension Vista Lactic Acid | Other Reagents, classⅡ, for clinical chemistry | class 2
Siemens Healthcare | Korea | IVD |  | Dimension Vista β2-Microglobulin | Other Reagents, classⅡ, for clinical chemistry | class 2
Siemens Healthcare | Korea | IVD |  | Dimension Vista Amylase | reagents for clinical enzymes | class 2
Siemens Healthcare | Korea | IVD |  | Dimension Vista Immunoglobulin A | IVD reagents for specific protein(immunoglobulin) test | class 2
Siemens Healthcare | Korea | IVD |  | Dimension Automated HDL Cholesterol | Other Reagents, classⅡ, for clinical chemistry | class 2
Siemens Healthcare | Korea | IVD |  | N AS IgG2 | IVD reagents for specific protein(immunoglobulin) test | class 2
Siemens Healthcare | Korea | IVD |  | Dimension Vista Calcium | IVD reagents for electrolyte tests | class 2
Siemens Healthcare | Korea | IVD |  | Dimension Vista Cholesterol | Other Reagents, classⅡ, for clinical chemistry | class 2
Siemens Healthcare | Korea | IVD |  | N Antiserum to Human Apolipoprotein B | IVD reagents for general immune test | class 2
Siemens Healthcare | Korea | IVD |  | Dimension Vista Urea Nitrogen | Other Reagents, classⅡ, for clinical chemistry | class 2
Siemens Healthcare | Korea | IVD |  | ADVIA Centaur Total hCG외 1건 | IVD Reagents for pregnancy/childbirth hormone and protein tests | class 2
Siemens Healthcare | Korea | IVD |  | Dimension Vista Free Triiodothyronine | IVD Reagents for thyroid function hormone tests | class 2
Siemens Healthcare | Korea | IVD |  | N Antiserum to Human C1-Inhibitor | IVD reagents for general immune test | class 2
Siemens Healthcare | Korea | IVD |  | ADVIA Centaur LH외 1건 | IVD Reagents for pregnancy/childbirth hormone and protein tests | class 2
Siemens Healthcare | Korea | IVD |  | N Antiserum to Human Plasminogen | IVD reagents for blood coagulation factor test | class 2
Siemens Healthcare | Korea | IVD |  | N Antiserum to Human Retinol-binding Protein | IVD reagents for general immune test | class 2
Siemens Healthcare | Korea | IVD |  | ADVIA Centaur anti-Tg (aTG)외 1건 | IVD reagents for autoimmune disease | class 2
Siemens Healthcare | Korea | IVD |  | N Latex IgE mono | IVD reagents for allergy test | class 2
Siemens Healthcare | Korea | IVD |  | N Latex sTfR | IVD reagents for anemia test | class 2
Siemens Healthcare | Korea | IVD |  | N Latex IgG4 | IVD reagents for specific protein(immunoglobulin) test | class 2
Siemens Healthcare | Korea | IVD |  | N Latex SAA | IVD reagents for general immune test | class 2
Siemens Healthcare | Korea | IVD |  | ADVIA Centaur anti-TPO (aTPO)외 1건 | IVD reagents for autoimmune disease | class 2
Siemens Healthcare | Korea | IVD |  | N Latex IgG3 | IVD reagents for specific protein(immunoglobulin) test | class 2
Siemens Healthcare | Korea | IVD |  | Dimension Vista Aspartate Aminotransferase | reagents for clinical enzymes | class 2
Siemens Healthcare | Korea | IVD |  | ADVIA Centaur FSH외 1건 | IVD Reagents for pregnancy/childbirth hormone and protein tests | class 2
Siemens Healthcare | Korea | IVD |  | Dimension Iron | IVD reagents for anemia test | class 2
Siemens Healthcare | Korea | IVD |  | N AS IgG1 | IVD reagents for specific protein(immunoglobulin) test | class 2
Siemens Healthcare | Korea | IVD |  | N Latex FLC lambda | IVD reagents for specific protein(immunoglobulin) test | class 2
Siemens Healthcare | Korea | IVD |  | Dimension Aspartate Aminotransferase | reagents for clinical enzymes | class 2
Siemens Healthcare | Korea | IVD |  | Dimension Vista Lipase | reagents for clinical enzymes | class 2
Siemens Healthcare | Korea | IVD |  | Dimension Vista Alanine Aminotransferase | reagents for clinical enzymes | class 2
Siemens Healthcare | Korea | IVD |  | N Antiserum to Human Apolipoprotein A-Ⅰ | IVD reagents for general immune test | class 2
Siemens Healthcare | Korea | IVD |  | N Antiserum to Human IgA | IVD reagents for specific protein(immunoglobulin) test | class 2
Siemens Healthcare | Korea | IVD |  | N Antiserum to Human IgG | IVD reagents for specific protein(immunoglobulin) test | class 2
Siemens Healthcare | Korea | IVD |  | Dimension Vista Creatine Kinase | reagents for clinical enzymes | class 2
Siemens Healthcare | Korea | IVD |  | Dimension Vista Total Protein | Other Reagents, classⅡ, for clinical chemistry | class 2
Siemens Healthcare | Korea | IVD |  | Dimension Direct Bilirubin | Other Reagents, classⅡ, for clinical chemistry | class 2
Siemens Healthcare | Korea | IVD |  | N Antiserum to Human IgM | IVD reagents for specific protein(immunoglobulin) test | class 2
Siemens Healthcare | Korea | IVD |  | ADVIA Centaur TIMP-1외 1건 | IVD reagents for general immune test | class 2
Siemens Healthcare | Korea | IVD |  | ADVIA Chemistry Hemoglobin A1c_3 Automated Pretreatment Assay외 1건 | IVD reagents for diabetes mellitus | class 2
Siemens Healthcare | Korea | IVD |  | ADVIA Chemistry Total Bilirubin_2 (TBIL_2)외 1건 | Other Reagents, classⅡ, for clinical chemistry | class 2
Siemens Healthcare | Korea | IVD |  | IMMULITE 2000 Androstenedione | IVD Reagents for pregnancy/childbirth hormone and protein tests | class 2
Siemens Healthcare | Korea | IVD |  | IMMULITE 2000 Total Testosterone | IVD Reagents for pregnancy/childbirth hormone and protein tests | class 2
Siemens Healthcare | Korea | IVD |  | IMMULITE 1000 Progesterone | IVD Reagents for pregnancy/childbirth hormone and protein tests | class 2
Siemens Healthcare | Korea | MD |  | IMMULITE 2000 Progesterone |  | class 2
Siemens Healthcare | Korea | IVD |  | IMMULITE 2000 Prolactin | IVD Reagents for pregnancy/childbirth hormone and protein tests | class 2
Siemens Healthcare | Korea | IVD |  | ADVIA Centaur PⅢNP외 1건 | IVD reagents for general immune test | class 2
Siemens Healthcare | Korea | MD |  | Acuson Freestyle Ultrasound System | Ultrasound system, imaging, dianostic, mobile | class 2
Siemens Healthcare | Korea | IVD |  | Dimension Creatine Kinase | reagents for clinical enzymes | class 2
Siemens Healthcare | Korea | IVD |  | Dimension Vista Apolipoprotein B | Other Reagents, classⅡ, for clinical chemistry | class 2
Siemens Healthcare | Korea | IVD |  | Dimension Amylase | reagents for clinical enzymes | class 2
Siemens Healthcare | Korea | IVD |  | N Latex β2-Microglobulin | IVD reagents for general immune test | class 2
Siemens Healthcare | Korea | IVD |  | N Latex RF Kit | IVD reagents for autoimmune disease | class 2
Siemens Healthcare | Korea | IVD |  | N Antiserum to Human Transferrin | IVD reagents for anemia test | class 2
Siemens Healthcare | Korea | IVD |  | N Antiserum to Human α1-Antitrypsin | IVD reagents for general immune test | class 2
Siemens Healthcare | Korea | IVD |  | IMMULITE 1000 Insulin | IVD reagents for diabetes mellitus | class 2
Siemens Healthcare | Korea | IVD |  | IMMULITE 2000 Vitamin B12 | IVD reagents for vitamin tests | class 2
Siemens Healthcare | Korea | IVD |  | IMMULITE 1000 Total IgE | IVD reagents for specific protein(immunoglobulin) test | class 2
Siemens Healthcare | Korea | IVD |  | IMMULITE 2000 C-Peptide | IVD reagents for diabetes mellitus | class 2
Siemens Healthcare | Korea | IVD |  | IMMULITE 2000 EPO | IVD reagents for anemia test | class 2
Siemens Healthcare | Korea | IVD |  | IMMULITE 1000 EPO | IVD reagents for anemia test | class 2
Siemens Healthcare | Korea | IVD |  | IMMULITE 1000 C-Peptide | IVD reagents for diabetes mellitus | class 2
Siemens Healthcare | Korea | IVD |  | IMMULITE 2000 Insulin | IVD reagents for diabetes mellitus | class 2
Siemens Healthcare | Korea | IVD |  | IMMULITE 2000 Folic Acid | IVD reagents for vitamin tests | class 2
Siemens Healthcare | Korea | IVD |  | IMMULITE 2000 Total IgE | IVD reagents for allergy test | class 2
Siemens Healthcare | Korea | IVD |  | IMMULITE 2000 ECP | IVD reagents for general immune test | class 2
Siemens Healthcare | Korea | MD |  | L8-3외 3건 | Probe, ultrasonic, hand-held, external | class 2
Siemens Healthcare | Korea | IVD |  | RapidQC Complete Level 1외 6건 | IVD reagents for electrolyte tests | class 2
Siemens Healthcare | Korea | IVD |  | PENICILLOYL G외 157건 | IVD reagents for allergy test | class 2
Siemens Healthcare | Korea | MD |  | F80 HT+ | Hearing aid | class 2
Siemens Healthcare | Korea | MD |  | AXIOM Aristos FX | X-ray system, diagnostic, general-purpose, digital | class 2
Siemens Healthcare | Korea | MD |  | Clinitek Status | Urine chemistry analyzer, (semi-)automated | class 1
Siemens Healthcare | Korea | MD |  | HA Infiniti Pro BG | Hearing aid | class 2
Siemens Healthcare | Korea | MD |  | AM-260PP | Hearing aid | class 2
Siemens Healthcare | Korea | MD |  | 4V1c | Probe for medical use | class 1
Siemens Healthcare | Korea | MD |  | Rexton Fusion pp＋ | Hearing aid | class 2
Siemens Healthcare | Korea | MD |  | ACUSON AcuNav 10F Diagnostic Ultrasound Catheter외 3건 | vasculature catheter | class 4
Siemens Healthcare | Korea | MD |  | Mobilett Plus HP |  | class 2
Siemens Healthcare | Korea | MD |  | VERTIX Solitaire | X-ray system, diagnostic, general-purpose, analogue | class 2
Siemens Healthcare | Korea | MD |  | Dimension RxL Max clinical chemisty system외 2건 | Clinical chemistry automated analyser | class 1
Siemens Healthcare | Korea | MD |  | Somatom Sensation 10 |  | class 2
Siemens Healthcare | Korea | MD |  | AXIOM Aristos TX | X-ray system, diagnostic, general-purpose, digital | class 2
Siemens Healthcare | Korea | MD |  | AXIOM ARTIS dFC | Fluoroscopic x-ray system, angiography, stationary, digital | class 3
Siemens Healthcare | Korea | MD |  | AXIOM Aristos VX | X-ray system, diagnostic, general-purpose, digital | class 2
Siemens Healthcare | Korea | MD |  | Axiom Iconos R200 | Fluoroscopic x-ray system, general-purpose, stationary, digital | class 3
Siemens Healthcare | Korea | MD |  | System 340 | Clinical chemistry automated analyser | class 1
Siemens Healthcare | Korea | MD |  | AXIOM Aristos MX | X-ray system, diagnostic, general-purpose, digital | class 2
Siemens Healthcare | Korea | MD |  | Biograph 2 Positron Emission Tomography(PET) / Computed Tomography(CT) Scanner | Nuclear medicine system, positron emission tomography, combination | class 2
Siemens Healthcare | Korea | MD |  | C6-2외 13건 | Probe for medical use | class 1
Siemens Healthcare | Korea | MD |  | 3V2c외 2건 | Probe for medical use | class 1
Siemens Healthcare | Korea | MD |  | Multiview Workstation™ Infinity Telemetry System Enhancement | Central monitor | class 2
Siemens Healthcare | Korea | MD |  | Fusion | Hearing aid | class 2
Siemens Healthcare | Korea | MD |  | Fusion PP+ | Hearing aid | class 2
Siemens Healthcare | Korea | MD |  | IMMULITE 1000 | Chemiluminescence assay(CLIA) analyzer | class 1
Siemens Healthcare | Korea | MD |  | IMMULITE 2000 | Chemiluminescence assay(CLIA) analyzer | class 1
Siemens Healthcare | Korea | MD |  | IMMULITE 2000XPi | Chemiluminescence assay(CLIA) analyzer | class 1
Siemens Healthcare | Korea | IVD |  | IMMULITE 2000 HBsAg | IVD reagents for diagnosis of HIV, HBV, HCV, HTLV, immunological method | class 4
Siemens Healthcare | Korea | IVD |  | IMMULITE 1000 HBsAg | IVD reagents for diagnosis of HIV, HBV, HCV, HTLV, immunological method | class 4
Siemens Healthcare | Korea | MD |  | IMMULITE 1000 Anti-HBs |  | class 3
Siemens Healthcare | Korea | IVD |  | Enzygnost Anti-HBsⅡ | IVD reagents for serotyping or patient monitoring of HIV, HBV, HCV, HTLV, immunological method | class 3
Siemens Healthcare | Korea | IVD |  | Enzygnost Anti-HIV 1/2 Plus | IVD reagents for diagnosis of HIV, HBV, HCV, HTLV, immunological method | class 4
Siemens Healthcare | Korea | IVD |  | IMMULITE 2000 Anti-HBs | IVD reagents for serotyping or patient monitoring of HIV, HBV, HCV, HTLV, immunological method | class 3
Siemens Healthcare | Korea | IVD |  | ADVIA Centaur HIV Ag/Ab Combo(CHIV)외 1건 | IVD reagents for diagnosis of HIV, HBV, HCV, HTLV, immunological method | class 4
Siemens Healthcare | Korea | IVD |  | ADVIA Centaur Hepatitis B e Antigen (HBeAg)외 1건 | IVD reagents for serotyping or patient monitoring of HIV, HBV, HCV, HTLV, immunological method | class 3
Siemens Healthcare | Korea | IVD |  | ADVIA Centaur HBsAg Confirmatory외 1건 | IVD reagents for diagnosis of HIV, HBV, HCV, HTLV, immunological method | class 4
Siemens Healthcare | Korea | IVD |  | ADVIA Centaur HBsAgII (HBsII)외 1건 | IVD reagents for diagnosis of HIV, HBV, HCV, HTLV, immunological method | class 4
Siemens Healthcare | Korea | IVD |  | Enzygnost HIV Integral II | IVD reagents for infectious disease marker(Diagnosis of Sexually transmitted disease, Legally designated infectious pathogens other than ‘high risk pathogens’, Infectious agents with moderate infectivity), immunological method | class 3
Siemens Healthcare | Korea | IVD |  | ADVIA Centaur HIV 1/O/2 Enhanced (EHIV)외 1건 | IVD reagents for diagnosis of HIV, HBV, HCV, HTLV, immunological method | class 4
Siemens Healthcare | Korea | IVD |  | ADVIA Centaur HBc IgM (aHBcM)외 1건 | IVD reagents for diagnosis of HIV, HBV, HCV, HTLV, immunological method | class 4
Siemens Healthcare | Korea | IVD |  | ADVIA Centaur Anti-HBs2외 1건 | IVD reagents for serotyping or patient monitoring of HIV, HBV, HCV, HTLV, immunological method | class 3
Siemens Healthcare | Korea | IVD |  | ADVIA Centaur Anti-HBe (aHBe)외 1건 | IVD reagents for serotyping or patient monitoring of HIV, HBV, HCV, HTLV, immunological method | class 3
Siemens Healthcare | Korea | IVD |  | ADVIA Centaur HBc Total (HBcT)외 1건 | IVD reagents for diagnosis of HIV, HBV, HCV, HTLV, immunological method | class 4
Siemens Healthcare | Korea | IVD |  | Enzygnost HBsAg 6.0 | IVD reagents for diagnosis of HIV, HBV, HCV, HTLV, immunological method | class 4
Siemens Healthcare | Korea | IVD |  | ADVIA Centaur HCV (aHCV)외 1건 | IVD reagents for diagnosis of HIV, HBV, HCV, HTLV, immunological method | class 4
Siemens Healthcare | Korea | MD |  | Somatom Esprit+ | CT system, full-body | class 2
Siemens Healthcare | Korea | MD |  | C5-2외 10건 | Probe for medical use | class 1
Siemens Healthcare | Korea | IVD |  | ADVIA Chemistry Carbon Dioxide, Concentrated Reagents (CO2_c)외 1건 | IVD reagents for blood gas analysis | class 2
Siemens Healthcare | Korea | IVD |  | Dimension Vista High Density Lipoprotein Cholesterol | Other Reagents, classⅡ, for clinical chemistry | class 2
Siemens Healthcare | Korea | IVD |  | Dimension Vista Enzymatic Creatinine | Other Reagents, classⅡ, for clinical chemistry | class 2
Siemens Healthcare | Korea | MD |  | Dimension Vista ABS | General calibrators, controls or standards, classⅠ, for clinical chemistry | class 1
Siemens Healthcare | Korea | MD |  | Dimension Vista CHK | General calibrators, controls or standards, classⅠ, for clinical chemistry | class 1
Siemens Healthcare | Korea | MD |  | Dimension ABS | General calibrators, controls or standards, classⅠ, for clinical chemistry | class 1
Siemens Healthcare | Korea | MD |  | Dimension CHK | General calibrators, controls or standards, classⅠ, for clinical chemistry | class 1
Siemens Healthcare | Korea | IVD |  | Rapidlab 1200 Series Reagents | IVD reagents for blood gas analysis | class 2
Siemens Healthcare | Korea | IVD |  | Dimension Vista Ethyl Alcohol | IVD reagents for toxin, heavy metal and drugs of abuse | class 2
Siemens Healthcare | Korea | IVD |  | RapidPoint 405 Measurement Cartridge | IVD reagents for electrolyte tests | class 2
Siemens Healthcare | Korea | IVD |  | RapidPoint 500 Measurement Cartridge | IVD reagents for electrolyte tests | class 2
Siemens Healthcare | Korea | IVD |  | Dimension Vista LOCI Vitamin B12 | IVD reagents for vitamin tests | class 2
Siemens Healthcare | Korea | MD |  | Reference Solutions | General calibrators, controls or standards, classⅠ, for clinical chemistry | class 1
Siemens Healthcare | Korea | IVD |  | Dimension Vista V-LYTE Integrated Multisensor Na+ K+ Cl- | IVD reagents for electrolyte tests | class 2
Siemens Healthcare | Korea | IVD |  | Dimension Vista Cystatin C | Other Reagents, classⅡ, for clinical chemistry | class 2
Siemens Healthcare | Korea | IVD |  | Dimension Vista Urine Ecstasy Screen | IVD reagents for toxin, heavy metal and drugs of abuse | class 2
Siemens Healthcare | Korea | IVD |  | Dimension Vista Apolipoprotein AI | Other Reagents, classⅡ, for clinical chemistry | class 2
Siemens Healthcare | Korea | IVD |  | Dimension Vista Urine Benzodiazepines Screen | IVD reagents for toxin, heavy metal and drugs of abuse | class 2
Siemens Healthcare | Korea | IVD |  | IMMULITE 2000 Nicotine Metabolite | IVD reagents for toxin, heavy metal and drugs of abuse | class 2
Siemens Healthcare | Korea | IVD |  | IMMULITE 1000 TNFα | IVD reagents for general immune test | class 2
Siemens Healthcare | Korea | IVD |  | Dimension Vista Low-Density Lipoprotein Cholesterol | Other Reagents, classⅡ, for clinical chemistry | class 2
Siemens Healthcare | Korea | IVD |  | Dimension Vista Direct Bilirubin | Other Reagents, classⅡ, for clinical chemistry | class 2
Siemens Healthcare | Korea | IVD |  | N Latex ASL | IVD reagents for infectious inflammatory tests | class 2
Siemens Healthcare | Korea | IVD |  | IMMULITE 1000 IL-10 | IVD reagents for general immune test | class 2
Siemens Healthcare | Korea | IVD |  | IMMULITE 1000 H. pylori IgG | IVD reagents for Infectious disease marker(Detection of low infectivity pathogen), immunological method | class 2
Siemens Healthcare | Korea | IVD |  | IMMULITE 1000 Cortisol | IVD reagents for kidney metabolite measurement test | class 2
Siemens Healthcare | Korea | IVD |  | IMMULITE 1000 Pyrilinks-D | IVD reagents for urine chemistry | class 2
Siemens Healthcare | Korea | IVD |  | Dimension Vista Rheumatoid Factors | IVD reagents for autoimmune disease | class 2
Siemens Healthcare | Korea | IVD |  | Dimension Vista Hemoglobin A1c | IVD reagents for diabetes mellitus | class 2
Siemens Healthcare | Korea | IVD |  | IMMULITE 2000 Thyroid Uptake | IVD Reagents for thyroid function hormone tests | class 2
Siemens Healthcare | Korea | IVD |  | IMMULITE 1000 IL-1β | IVD reagents for general immune test | class 2
Siemens Healthcare | Korea | IVD |  | IMMULITE 2000 IGFBP-3 | IVD reagents for endocrine hormone and peptide | class 2
Siemens Healthcare | Korea | IVD |  | Dimension Lactic Acid | Other Reagents, classⅡ, for clinical chemistry | class 2
Siemens Healthcare | Korea | IVD |  | Dimension Vista LOCI Ferritin | IVD reagents for anemia test | class 2
Siemens Healthcare | Korea | IVD |  | ADVIA Centaur VB12외 1건 | IVD reagents for vitamin tests | class 2
Siemens Healthcare | Korea | IVD |  | IMMULITE 2000 Intact PTH | IVD reagents for bone and mineral metabolite measurement test | class 2
Siemens Healthcare | Korea | IVD |  | OUVV15외 1건 | IVD reagents for blood coagulation factor test | class 2
Siemens Healthcare | Korea | IVD |  | Dimension Vista Ammonia | Other Reagents, classⅡ, for clinical chemistry | class 2
Siemens Healthcare | Korea | IVD |  | Dimension Vista Total Bilirubin | Other Reagents, classⅡ, for clinical chemistry | class 2
Siemens Healthcare | Korea | IVD |  | Dimension Vista Free Thyroxine | IVD Reagents for thyroid function hormone tests | class 2
Siemens Healthcare | Korea | IVD |  | IMMULITE 1000 IL-6 | IVD reagents for general immune test | class 2
Siemens Healthcare | Korea | IVD |  | IMMULITE 1000 IL2R | IVD reagents for general immune test | class 2
Siemens Healthcare | Korea | MD |  | IMMULITE 1000 IL-8 |  | class 2
Siemens Healthcare | Korea | IVD |  | IMMULITE 1000 IGF-I | IVD reagents for endocrine hormone and peptide | class 2
Siemens Healthcare | Korea | IVD |  | Dimension Ammonia | Other Reagents, classⅡ, for clinical chemistry | class 2
Siemens Healthcare | Korea | IVD |  | Dimension Vista Antistreptolysin O | IVD reagents for infectious inflammatory tests | class 2
Siemens Healthcare | Korea | IVD |  | ProC Global | IVD reagents for blood coagulation factor test | class 2
Siemens Healthcare | Korea | IVD |  | ADVIA Centaur Folate (FOL)외 1건 | IVD reagents for anemia test | class 2
Siemens Healthcare | Korea | IVD |  | ADVIA Chemistry Enzymatic Creatinine_2 (ECRE_2)외 1건 | Other Reagents, classⅡ, for clinical chemistry | class 2
Siemens Healthcare | Korea | IVD |  | IMMULITE 1000 Intact PTH | IVD reagents for bone and mineral metabolite measurement test | class 2
Siemens Healthcare | Korea | IVD |  | ADVIA Centaur Total IgE (tIgE)외 1건 | IVD reagents for allergy test | class 2
Siemens Healthcare | Korea | IVD |  | Dimension Vista C-reactive protein | IVD reagents for inflammatory tests | class 2
Siemens Healthcare | Korea | IVD |  | IMMULITE 1000 IGFBP-3 | IVD reagents for endocrine hormone and peptide | class 2
Siemens Healthcare | Korea | MD |  | ADVIA Centaur XPT | Chemiluminescence assay(CLIA) analyzer | class 1
Siemens Healthcare | Korea | MD |  | SOMATOM Perspective | CT system, full-body | class 2
Siemens Healthcare | Korea | IVD |  | Dimension Tacrolimus(DF 207) | IVD reagents for Cardiovascular, central nervous system TDM tests | class 3
Siemens Healthcare | Korea | IVD |  | Enzygnost TAT micro | IVD reagents for blood coagulation factor test | class 2
Siemens Healthcare | Korea | MD |  | Artis zee PURE floor | Fluoroscopic x-ray system, angiography, stationary, digital | class 3
Siemens Healthcare | Korea | IVD |  | DF61A | IVD reagents for electrolyte tests | class 2
Siemens Healthcare | Korea | MD |  | Artis zeego PURE | Fluoroscopic x-ray system, angiography, stationary, digital | class 3
Siemens Healthcare | Korea | MD |  | MAGNETOM AMIRA | MRI system, full-body, superconducting magnet | class 2
Siemens Healthcare | Korea | MD |  | Artis zee PURE ceiling | Fluoroscopic x-ray system, angiography, stationary, digital | class 3
Siemens Healthcare | Korea | MD |  | Artis zee PURE biplane | Fluoroscopic x-ray system, angiography, stationary, digital | class 3
Siemens Healthcare | Korea | IVD |  | ADVIA Centaur Cortisol (10994926, 10994924)외 1건 | IVD reagents for kidney metabolite measurement test | class 2
Siemens Healthcare | Korea | MD |  | AutomaticQC Cartridge | General calibrators, controls or standards, classⅠ, for clinical chemistry | class 1
Siemens Healthcare | Korea | IVD |  | Dimension Vista Urine Opiates Screen | IVD reagents for toxin, heavy metal and drugs of abuse | class 2
Siemens Healthcare | Korea | IVD |  | Dimension Vista Urine Cocaine metabolite Screen | IVD reagents for toxin, heavy metal and drugs of abuse | class 2
Siemens Healthcare | Korea | IVD |  | Dimension Vista Urine Amphetamine/Methamphetamine Screen | IVD reagents for toxin, heavy metal and drugs of abuse | class 2
Siemens Healthcare | Korea | IVD |  | Dimension Vista Ammonia | IVD reagents for general immune test | class 2
Siemens Healthcare | Korea | IVD |  | Dimension Alkaline Phosphatase | reagents for clinical enzymes | class 2
Siemens Healthcare | Korea | IVD |  | Dimension Vista Specialty Albumin | Other Reagents, classⅡ, for clinical chemistry | class 2
Siemens Healthcare | Korea | MD |  | 6C1HD외 1건 | Probe, ultrasonic, hand-held, external | class 2
Siemens Healthcare | Korea | MD |  | Luminos Agile | X-ray system, diagnostic, general-purpose, digital | class 2
Siemens Healthcare | Korea | IVD |  | N Antiserum to Human Fibrinogen | IVD reagents for diagnostic blood coagulation test | class 3
Siemens Healthcare | Korea | IVD |  | ADVIA Centaur cPSA외 1건 | IVD reagents for tumor marker | class 3
Siemens Healthcare | Korea | IVD |  | VERSANT HBV DNA 3.0 Assay(bDNA) | IVD reagents for genotyping or patient monitoring of HIV, HBV, HCV, HTLV, molecular diagnostics | class 3
Siemens Healthcare | Korea | MD |  | C5F1외 3건 | Probe for medical use | class 1
Siemens Healthcare | Korea | MD |  | ADVIA 2120 Hematology System | Hematology analyzer, cell-quantifying | class 1
Siemens Healthcare | Korea | MD |  | MAGNETOM Avanto외 1건 | MRI system, full-body, superconducting magnet | class 2
Siemens Healthcare | Korea | MD |  | AXIOM Artis BA | Fluoroscopic x-ray system, angiography, stationary, digital | class 3
Siemens Healthcare | Korea | MD |  | SONOLINE Adara Diagnostic Ultrasound System | Ultrasonic imaging system | class 2
Siemens Healthcare | Korea | MD |  | Syngo MultiModality Workplace | Telemetry system transmitter, analysis | class 2
Siemens Healthcare | Korea | MD |  | HA F80HT+ | Hearing aid | class 2
Siemens Healthcare | Korea | MD |  | HA Spectra PP+ | Hearing aid | class 2
Siemens Healthcare | Korea | MD |  | ACS: 180 SE | Photometricimmunological analyzers | class 1
Siemens Healthcare | Korea | MD |  | ADVIA Centaur | Immunoabsorbance analyzer | class 1
Siemens Healthcare | Korea | MD |  | ADVIA 120 SYSTEM | Hematology analyzer, cell-quantifying | class 1
Siemens Healthcare | Korea | MD |  | 248 | analyzer, blood gases | class 1
Siemens Healthcare | Korea | MD |  | 348 | analyzer, blood gases | class 1
Siemens Healthcare | Korea | MD |  | SONOLINE G60 S Diagnostic Ultrasound System | Ultrasonic imaging system | class 2
Siemens Healthcare | Korea | MD |  | SOMATOM Sensation 16 | CT system, full-body | class 2
Siemens Healthcare | Korea | MD |  | WalkAway -40 system SI system외 3건 | Microbial identification analyzer | class 1
Siemens Healthcare | Korea | MD |  | AXIOM ARTIS BC | Fluoroscopic x-ray system, angiography, stationary, digital | class 3
Siemens Healthcare | Korea | MD |  | AXIOM ARTIS FA | Fluoroscopic x-ray system, angiography, stationary, digital | class 3
Siemens Healthcare | Korea | MD |  | E.CAM | Gamma camera | class 2
Siemens Healthcare | Korea | MD |  | MAGNETOM Concerto |  | class 2
Siemens Healthcare | Korea | MD |  | NEUROSTAR TOP |  | class 2
Siemens Healthcare | Korea | MD |  | 4V2c외 17건 | Probe for medical use | class 1
Siemens Healthcare | Korea | MD |  | 7V3c외 15건 | Probe, general-purpose, external | class 1
Siemens Healthcare | Korea | MD |  | Neurostar PLUS |  | class 2
Siemens Healthcare | Korea | MD |  | Phoenix 203 | Hearing aid | class 2
Siemens Healthcare | Korea | MD |  | Somatom Volume Zoom |  | class 2
Siemens Healthcare | Korea | MD |  | Somatom Volume Access |  | class 2
Siemens Healthcare | Korea | MD |  | Mammomat 3000 Nova |  | class 2
Siemens Healthcare | Korea | MD |  | S2P+ | Hearing aid | class 2
Siemens Healthcare | Korea | MD |  | F80 HT+ | Hearing aid | class 2
Siemens Healthcare | Korea | MD |  | Polymobil Plus |  | class 2
Siemens Healthcare | Korea | MD |  | Rexton 48 | Hearing aid | class 2
Siemens Healthcare | Korea | MD |  | Spectra PP+ | Hearing aid | class 2
Siemens Healthcare | Korea | MD |  | AM60JW | Hearing aid | class 2
Siemens Healthcare | Korea | MD |  | ECAT EXACT HR+Positron Emission Tomography(PET) Scanner | Positron emission computed tomography system | class 2
Siemens Healthcare | Korea | MD |  | SIGNIA S | Hearing aid | class 2
Siemens Healthcare | Korea | MD |  | AM 18 | Hearing aid | class 2
Siemens Healthcare | Korea | IVD |  | Dimension Vista Urinary/Cerebrospinal Fluid Protein | Other Reagents, classⅡ, for clinical chemistry | class 2
Siemens Healthcare | Korea | IVD |  | Dimension Total Iron Binding Capacity (IBCT) | IVD reagents for anemia test | class 2
Siemens Healthcare | Korea | IVD |  | Dimension Vista Alkaline Phosphatase | reagents for clinical enzymes | class 2
Siemens Healthcare | Korea | IVD |  | Dimension Uric Acid | Other Reagents, classⅡ, for clinical chemistry | class 2
Siemens Healthcare | Korea | IVD |  | Dimension Enzymatic Carbonate | IVD reagents for blood gas analysis | class 2
Siemens Healthcare | Korea | IVD |  | Dimension Vista Lactate Dehydrogenase | reagents for clinical enzymes | class 2
Siemens Healthcare | Korea | IVD |  | N Latex Lp(a) Reagent | IVD reagents for general immune test | class 2
Siemens Healthcare | Korea | IVD |  | Dimension Vista CardioPhase high sensitivity CRP (hsCRP) | IVD reagents for inflammatory tests | class 2
Siemens Healthcare | Korea | IVD |  | N Latex Ferritin | IVD reagents for anemia test | class 2
Siemens Healthcare | Korea | IVD |  | IMMULITE 1000 LBP | IVD reagents for general immune test | class 2
Siemens Healthcare | Korea | IVD |  | N Antiserum to Human Haptoglobin | IVD reagents for general immune test | class 2
Siemens Healthcare | Korea | IVD |  | Dimension Automated LDL Cholesterol | Other Reagents, classⅡ, for clinical chemistry | class 2
Siemens Healthcare | Korea | IVD |  | IMMULITE 1000 Beta-2 Microglobulin | IVD reagents for general immune test | class 2
Siemens Healthcare | Korea | IVD |  | IMMULITE 1000 Gastrin | IVD reagents for endocrine hormone and peptide | class 2
Siemens Healthcare | Korea | IVD |  | IMMULITE 2000 TBG | IVD Reagents for thyroid function hormone tests | class 2
Siemens Healthcare | Korea | IVD |  | IMMULITE 1000 Growth Hormone (hGH) | IVD reagents for endocrine hormone and peptide | class 2
Siemens Healthcare | Korea | IVD |  | IMMULITE 2000 H. pylori IgG | IVD reagents for Infectious disease marker(Detection of low infectivity pathogen), immunological method | class 2
Siemens Healthcare | Korea | IVD |  | IMMULITE 2000 Cortisol | IVD reagents for kidney metabolite measurement test | class 2
Siemens Healthcare | Korea | IVD |  | IMMULITE 1000 Anti-TPO Ab | IVD reagents for autoimmune disease | class 2
Siemens Healthcare | Korea | IVD |  | Dimension Vista Thyronine Uptake | IVD Reagents for thyroid function hormone tests | class 2
Siemens Healthcare | Korea | IVD |  | Berichrom a2-Antiplasmin | IVD reagents for blood coagulation factor test | class 2
Siemens Healthcare | Korea | IVD |  | Berichrom Plasminogen | IVD reagents for blood coagulation factor test | class 2
Siemens Healthcare | Korea | IVD |  | Dimension Vista LOCI Folate | IVD reagents for anemia test | class 2
Siemens Healthcare | Korea | IVD |  | Dimension Alkaline Phosphatase | reagents for clinical enzymes | class 2
Siemens Healthcare | Korea | IVD |  | N Latex Cystatin C (OQNM 17) | IVD reagents for general immune test | class 2
Siemens Healthcare | Korea | IVD |  | IMMULITE 2000 LBP | IVD reagents for general immune test | class 2
Siemens Healthcare | Korea | IVD |  | IMMULITE 1000 Calcitonin | IVD reagents for bone and mineral metabolite measurement test | class 2
Siemens Healthcare | Korea | IVD |  | IMMULITE 2000 IGF-I | IVD reagents for endocrine hormone and peptide | class 2
Siemens Healthcare | Korea | IVD |  | ADVIA Centaur SHBG외 1건 | IVD Reagents for pregnancy/childbirth hormone and protein tests | class 2
Siemens Healthcare | Korea | IVD |  | IMMULITE 1000 Third Generation TSH | IVD Reagents for thyroid function hormone tests | class 2
Siemens Healthcare | Korea | IVD |  | IMMULITE 1000 Thyroglobulin | IVD Reagents for thyroid function hormone tests | class 2
Siemens Healthcare | Korea | IVD |  | IMMULITE 2000 IL2R | IVD reagents for general immune test | class 2
Siemens Healthcare | Korea | IVD |  | Dimension Vista Transferrin | IVD reagents for anemia test | class 2
Siemens Healthcare | Korea | IVD |  | Dimension Triglycerides | Other Reagents, classⅡ, for clinical chemistry | class 2
Siemens Healthcare | Korea | IVD |  | IMMULITE 2000 Anti-TPO Ab | IVD reagents for autoimmune disease | class 2
Siemens Healthcare | Korea | IVD |  | Dimension Vista Beta Human Chorionic Gonadotropin | IVD Reagents for pregnancy/childbirth hormone and protein tests | class 2
Siemens Healthcare | Korea | IVD |  | Dimension Vista Immunoglobulin M | IVD reagents for specific protein(immunoglobulin) test | class 2
Siemens Healthcare | Korea | IVD |  | IMMULITE 2000 Calcitonin | IVD reagents for bone and mineral metabolite measurement test | class 2
Siemens Healthcare | Korea | IVD |  | IMMULITE 1000 Free T3 | IVD Reagents for thyroid function hormone tests | class 2
Siemens Healthcare | Korea | IVD |  | Dimension Vista Homocysteine | Other Reagents, classⅡ, for clinical chemistry | class 2
Siemens Healthcare | Korea | IVD |  | Dimension Magnesium | IVD reagents for electrolyte tests | class 2
Siemens Healthcare | Korea | IVD |  | Dimension Vista Thyroxine | IVD Reagents for thyroid function hormone tests | class 2
Siemens Healthcare | Korea | IVD |  | IMMULITE 1000 Osteocalcin | IVD reagents for bone and mineral metabolite measurement test | class 2
Siemens Healthcare | Korea | IVD |  | IMMULITE 2000 Homocysteine | IVD reagents for general immune test | class 2
Siemens Healthcare | Korea | IVD |  | IMMULITE 2000 AlaTOP Allergy Screen | IVD reagents for allergy test | class 2
Siemens Healthcare | Korea | IVD |  | ADVIA Centaur Cortisol (COR) | IVD reagents for kidney metabolite measurement test | class 2
Siemens Healthcare | Korea | IVD |  | IMMULITE 2000 Gastrin | IVD reagents for endocrine hormone and peptide | class 2
Siemens Healthcare | Korea | IVD |  | ADVIA Centaur Enhanced Estradiol (eE2)외 1건 | IVD Reagents for pregnancy/childbirth hormone and protein tests | class 2
Siemens Healthcare | Korea | IVD |  | IMMULITE 1000 Anti-TG Ab | IVD reagents for autoimmune disease | class 2
Siemens Healthcare | Korea | IVD |  | IMMULITE 2000 Anti-CCP IgG | IVD reagents for autoimmune disease | class 2
Siemens Healthcare | Korea | IVD |  | IMMULITE 1000 Total T4 | IVD Reagents for thyroid function hormone tests | class 2
Siemens Healthcare | Korea | IVD |  | IMMULITE 1000 Homocysteine | IVD reagents for general immune test | class 2
Siemens Healthcare | Korea | IVD |  | ADVIA Centaur Progesterone (PRGE)외 1건 | IVD Reagents for pregnancy/childbirth hormone and protein tests | class 2
Siemens Healthcare | Korea | IVD |  | IMMULITE 1000 Total T3 | IVD Reagents for thyroid function hormone tests | class 2
Siemens Healthcare | Korea | IVD |  | ADVIA Centaur HCY외 1건 | IVD reagents for general immune test | class 2
Siemens Healthcare | Korea | IVD |  | IMMULITE 1000 ACTH | IVD reagents for endocrine hormone and peptide | class 2
Siemens Healthcare | Korea | IVD |  | IMMULITE 2000 Third Generation TSH | IVD Reagents for thyroid function hormone tests | class 2
Siemens Healthcare | Korea | IVD |  | IMMULITE 1000 DHEA-SO4 | IVD Reagents for pregnancy/childbirth hormone and protein tests | class 2
Siemens Healthcare | Korea | IVD |  | ADVIA Centaur TUp외 1건 | IVD Reagents for thyroid function hormone tests | class 2
Siemens Healthcare | Korea | IVD |  | ADVIA Centaur Vitamin D Total (VitD)외 1건 | IVD reagents for bone and mineral metabolite measurement test | class 2
Siemens Healthcare | Korea | IVD |  | ADVIA Centaur T3외 1건 | IVD Reagents for thyroid function hormone tests | class 2
Siemens Healthcare | Korea | IVD |  | ADVIA Centaur Ferritin (FER)외 1건 | IVD reagents for anemia test | class 2
Siemens Healthcare | Korea | IVD |  | Dimension Total Protein | Other Reagents, classⅡ, for clinical chemistry | class 2
Siemens Healthcare | Korea | IVD |  | IMMULITE 2000 Beta-2 Microglobulin | IVD reagents for general immune test | class 2
Siemens Healthcare | Korea | IVD |  | Dimension Vista Ceruloplasmin | reagents for clinical enzymes | class 2
Siemens Healthcare | Korea | IVD |  | ADVIA Chemistry Total Iron Binding Capacity (TIBC)외 1건 | IVD reagents for anemia test | class 2
Siemens Healthcare | Korea | IVD |  | Dimension Vista Prealbumin | Other Reagents, classⅡ, for clinical chemistry | class 2
Siemens Healthcare | Korea | IVD |  | Dimension Vista C4 Complement | IVD reagents for specific protein(complement component) test | class 2
Siemens Healthcare | Korea | IVD |  | Dimension Vista Uric Acid | Other Reagents, classⅡ, for clinical chemistry | class 2
Siemens Healthcare | Korea | IVD |  | IMMULITE 1000 Ferritin | IVD reagents for anemia test | class 2
Siemens Healthcare | Korea | IVD |  | Dimension Vista Triglycerides | Other Reagents, classⅡ, for clinical chemistry | class 2
Siemens Healthcare | Korea | IVD |  | IMMULITE 1000 Estradiol | IVD Reagents for pregnancy/childbirth hormone and protein tests | class 2
Siemens Healthcare | Korea | IVD |  | IMMULITE 2000 Thyroglobulin | IVD Reagents for thyroid function hormone tests | class 2
Siemens Healthcare | Korea | IVD |  | Dimension Vista Immunoglobulin G | IVD reagents for specific protein(immunoglobulin) test | class 2
Siemens Healthcare | Korea | IVD |  | Dimension Vista Iron | IVD reagents for anemia test | class 2
Siemens Healthcare | Korea | IVD |  | Dimension Hemoglobin A1c | IVD reagents for diabetes mellitus | class 2
Siemens Healthcare | Korea | IVD |  | Dimension Lactate Dehydrogenase | reagents for clinical enzymes | class 2
Siemens Healthcare | Korea | MD |  | ADVIA Chemistry Total Protein_2 (Urine) (UPRO_2)외 1건 |  | class 2
Siemens Healthcare | Korea | IVD |  | Dimension Vista Total Iron Binding Capacity | IVD reagents for anemia test | class 2
Siemens Healthcare | Korea | MD |  | N Antiserum to Human C4 |  | class 2
Siemens Healthcare | Korea | IVD |  | IMMULITE 2000 Ferritin | IVD reagents for anemia test | class 2
Siemens Healthcare | Korea | IVD |  | IMMULITE 2000 DHEA-SO4 | IVD Reagents for pregnancy/childbirth hormone and protein tests | class 2
Siemens Healthcare | Korea | IVD |  | N Antiserum to Human Albumin | IVD reagents for general immune test | class 2
Siemens Healthcare | Korea | IVD |  | N Antiserum to Human Ceruloplasmin | reagents for clinical enzymes | class 2
Siemens Healthcare | Korea | IVD |  | IMMULITE 1000 LH | IVD Reagents for pregnancy/childbirth hormone and protein tests | class 2
Siemens Healthcare | Korea | IVD |  | IMMULITE 2000 FSH | IVD Reagents for pregnancy/childbirth hormone and protein tests | class 2
Siemens Healthcare | Korea | MD |  | CardioPhase hsCRP |  | class 2
Siemens Healthcare | Korea | IVD |  | N Antiserum to Human Antithrombin Ⅲ | IVD reagents for blood coagulation factor test | class 2
Siemens Healthcare | Korea | IVD |  | N Antiserum to Human C3c | IVD reagents for specific protein(complement component) test | class 2
Siemens Healthcare | Korea | IVD |  | IMMULITE 1000 ECP | IVD reagents for inflammatory tests | class 2
Siemens Healthcare | Korea | IVD |  | IMMULITE 2000 LH | IVD Reagents for pregnancy/childbirth hormone and protein tests | class 2
Siemens Healthcare | Korea | IVD |  | IMMULITE 2000 Estradiol | IVD Reagents for pregnancy/childbirth hormone and protein tests | class 2
Siemens Healthcare | Korea | IVD |  | Dimension Alanine Aminotransferase | reagents for clinical enzymes | class 2
Siemens Healthcare | Korea | IVD |  | Dimension Lipase | reagents for clinical enzymes | class 2
Siemens Healthcare | Korea | IVD |  | Berichrom Antithrombin III(A) | IVD reagents for blood coagulation factor test | class 2
Siemens Healthcare | Korea | IVD |  | Dimension Glucose | Other Reagents, classⅡ, for clinical chemistry | class 2
Siemens Healthcare | Korea | IVD |  | Dimension Total Bilirubin | Other Reagents, classⅡ, for clinical chemistry | class 2
Siemens Healthcare | Korea | IVD |  | N Antiserum to Human Prealbumin | IVD reagents for general immune test | class 2
Siemens Healthcare | Korea | IVD |  | N Latex CDT Kit | IVD reagents for anemia test | class 2
Siemens Healthcare | Korea | IVD |  | Dimension Ethyl Alcohol | IVD reagents for toxin, heavy metal and drugs of abuse | class 2
Siemens Healthcare | Korea | IVD |  | ADVIA Centaur HA외 1건 | Other Reagents, classⅡ, for clinical chemistry | class 2
Siemens Healthcare | Korea | IVD |  | Dimension Vista α1-Antitrypsin | Other Reagents, classⅡ, for clinical chemistry | class 2
Siemens Healthcare | Korea | IVD |  | Protein S Ac | IVD reagents for blood coagulation factor test | class 2
Siemens Healthcare | Korea | MD |  | Triano SP | Hearing aid | class 2
Siemens Healthcare | Korea | MD |  | Triano S | Hearing aid | class 2
Siemens Healthcare | Korea | MD |  | Triano 3 | Hearing aid | class 2
Siemens Healthcare | Korea | MD |  | RAPIDPoint 500 System외 1건 | analyzer, blood gases | class 1
Siemens Healthcare | Korea | MD |  | Somatom Emotion | CT system, full-body | class 2
Siemens Healthcare | Korea | MD |  | ADVIA Centaur XP | Chemiluminescence assay(CLIA) analyzer | class 1
Siemens Healthcare | Korea | MD |  | ADVIA Centaur | Chemiluminescence assay(CLIA) analyzer | class 1
Siemens Healthcare | Korea | MD |  | SOMATOM Sensation 4 | CT system, full-body | class 2
Siemens Healthcare | Korea | MD |  | Nultistar Plus |  | class 2
Siemens Healthcare | Korea | MD |  | POLYSTAR T.O.P |  | class 2
Siemens Healthcare | Korea | MD |  | Digitrim | Hearing aid | class 2
Siemens Healthcare | Korea | MD |  | Dimension Xpand clinical chemistry system (with or without HM) | Discrete type clinical chemistry automated analyzer | class 1
Siemens Healthcare | Korea | MD |  | SOMATON Smile |  | class 2
Siemens Healthcare | Korea | MD |  | MULTIX TOP | X-ray system, diagnostic, general-purpose, analogue | class 2
Siemens Healthcare | Korea | MD |  | SIRESKOP CX | Radiographic X-ray system | class 2
Siemens Healthcare | Korea | MD |  | Somatom Esprit | CT system, full-body | class 2
Siemens Healthcare | Korea | MD |  | SOMATOM AR. STAR |  | class 2
Siemens Healthcare | Korea | MD |  | SOMATOM PLUS 4 |  | class 2
Siemens Healthcare | Korea | MD |  | SOMATOM AR. TX |  | class 2
Siemens Healthcare | Korea | MD |  | Phoenix 303 | Hearing aid | class 2
Siemens Healthcare | Korea | MD |  | Phoenix 304 | Hearing aid | class 2
Siemens Healthcare | Korea | MD |  | Thorax FD |  | class 2
Siemens Healthcare | Korea | MD |  | Genesis IMRT Linear Accelerator aka PRIMART |  | class 2
Siemens Healthcare | Korea | MD |  | Phoenix 103 | Hearing aid | class 2
Siemens Healthcare | Korea | MD |  | SIREMOBIL ISO-C | Fluoroscopic X-ray system | class 2
Siemens Healthcare | Korea | MD |  | SIREMOBIL COMPACT |  | class 2
Siemens Healthcare | Korea | MD |  | Bicor PLUS |  | class 2
Siemens Healthcare | Korea | MD |  | LITHOSTAR MULTILINE | Lithotriptor, external, ultrasonic | class 3
Siemens Healthcare | Korea | MD |  | Somatom Emotion | CT system, full-body | class 2
Siemens Healthcare | Korea | MD |  | Somatom Balance | CT system, full-body | class 2
Siemens Healthcare | Korea | MD |  | MAGNETOM SYMPHONY | MRI system, full-body, superconducting magnet | class 2
Siemens Healthcare | Korea | MD |  | MAGNETOM HARMONY |  | class 2
Siemens Healthcare | Korea | MD |  | MAGNETOM SONATA | MRI system, full-body, superconducting magnet | class 2
Siemens Healthcare | Korea | MD |  | MAGNETOM VISION |  | class 2
Siemens Healthcare | Korea | MD |  | PRISMA | Hearing aid | class 2
Siemens Healthcare | Korea | MD |  | 584 P-GC | Hearing aid | class 2
Siemens Healthcare | Korea | MD |  | 284 PP-AGC-I+ | Hearing aid | class 2
Siemens Healthcare | Korea | MD |  | 584 P-AI |  | class 2
Siemens Healthcare | Korea | MD |  | Mevatron MD-2-Siemens Mevatron MD-2 Class |  | class 2
Siemens Healthcare | Korea | MD |  | S1+ | Hearing aid | class 2
Siemens Healthcare | Korea | MD |  | 278 | Hearing aid | class 2
Siemens Healthcare | Korea | MD |  | SIGNIA | Hearing aid | class 2
Siemens Healthcare | Korea | MD |  | MUSIC-BTE | Hearing aid | class 2
Siemens Healthcare | Korea | MD |  | MUSIC P | Hearing aid | class 2
Siemens Healthcare | Korea | MD |  | 168 PP | Hearing aid | class 2
Siemens Healthcare | Korea | MD |  | 166 M | Hearing aid | class 2
Siemens Healthcare | Korea | MD |  | 564P | Hearing aid | class 2
Siemens Healthcare | Korea | MD |  | 284PP+ | Hearing aid | class 2
Siemens Healthcare | Korea | MD |  | 252A | Hearing aid | class 2
Siemens Healthcare | Korea | MD |  | VIVA 703 VC | Hearing aid | class 2
Siemens Healthcare | Korea | MD |  | PRISMA P | Hearing aid | class 2
Siemens Healthcare | Korea | MD |  | S2+ | Hearing aid | class 2
Siemens Healthcare | Korea | MD |  | 684 P-AO | Hearing aid | class 2
Siemens Healthcare | Korea | MD |  | AM 14 | Hearing aid | class 2
Siemens Healthcare | Korea | MD |  | 162E | Hearing aid | class 2
Siemens Healthcare | Korea | MD |  | 566H | Hearing aid | class 2
Siemens Healthcare | Korea | MD |  | VIVA 2 PRO | Hearing aid | class 2
Siemens Healthcare | Korea | MD |  | S3+ | Hearing aid | class 2
Siemens Healthcare | Korea | MD |  | Mobilett Plus |  | class 2
Siemens Healthcare | Korea | MD |  | SIMVIEW NT | Radiation therapy simulator system | class 3
Siemens Healthcare | Korea | MD |  | Mobilett Plus HP |  | class 2
Siemens Healthcare | Korea | MD |  | Q-4000 | Ultrasonic imaging system | class 2
Siemens Healthcare | Korea | MD |  | ACUSON Antares Diagnostic Ultrasound System | Ultrasonic imaging system | class 2
Siemens Healthcare | Korea | MD |  | Mammomat 1000 |  | class 2
Siemens Healthcare | Korea | MD |  | E.CAM | Gamma camera | class 2
Siemens Healthcare | Korea | MD |  | MEVATRON |  | class 2
Siemens Healthcare | Korea | MD |  | Mevatron Primus | Accelerator system collimator electron applicator | class 3
Siemens Healthcare | Korea | MD |  | SIMVIEW 3000 | Radiation therapy simulator system | class 3
Siemens Healthcare | Korea | MD |  | PHOENIX 204 | Hearing aid | class 2
Siemens Healthcare | Korea | MD |  | PRISMA 2SP+ | Hearing aid | class 2
Siemens Healthcare | Korea | MD |  | MAGNETOM Trio | MRI system, full-body, superconducting magnet | class 2
Siemens Healthcare | Korea | MD |  | Mammomat 3000 Nova | Mammographic x-ray system, stationary, analogue | class 2
Siemens Healthcare | Korea | MD |  | Mobilett Plus |  | class 2
Siemens Healthcare | Korea | MD |  | Biograph Sensation 16 Positron Emission Tomography(PET) / Computed Tomography(CT) Scanner | Nuclear medicine system, positron emission tomography, combination | class 2
Siemens Healthcare | Korea | MD |  | Somatom Emotion 6 | CT system, full-body | class 2
Siemens Healthcare | Korea | MD |  | Prisma 2P | Hearing aid | class 2
Siemens Healthcare | Korea | MD |  | Prisma 2 | Hearing aid | class 2
Siemens Healthcare | Korea | MD |  | ECATACCEL Positron Emission Tomography(PET) Scanner | Positron emission computed tomography system | class 2
Siemens Healthcare | Korea | MD |  | SC8000 Bedside Monitor | Patient monitor | class 2
Siemens Healthcare | Korea | MD |  | Infinity SC6002XL portable Patient monitor | Patient monitor | class 2
Siemens Healthcare | Korea | MD |  | SC7000 | Patient monitor | class 2
Siemens Healthcare | Korea | MD |  | CATHCOR | Patient monitor | class 2
Siemens Healthcare | Korea | MD |  | SC9000XL Infinity Modular Bedside Monitors | Patient monitor | class 2
Siemens Healthcare | Korea | MD |  | Phoenix Pro 102 | Hearing aid | class 2
Siemens Healthcare | Korea | MD |  | AXIOM ARTIS MP | Fluoroscopic x-ray system, angiography, stationary, digital | class 3
Siemens Healthcare | Korea | MD |  | SONOLINE G50 Diagnostic Ultrasound System | Ultrasonic imaging system | class 2
Siemens Healthcare | Korea | MD |  | ACUSON Sequoia Diagnostic Ultrasound System | Ultrasound imaging system, general-purpose | class 2
Siemens Healthcare | Korea | MD |  | 5C1외 7건 | Probe, ultrasonic, hand-held, external | class 2
Siemens Healthcare | Korea | IVD |  | ADVIA Centaur NT-proBNP (PBNP)외 1건 | IVD reagents for cardiac marker | class 3
Siemens Healthcare | Korea | MD |  | MAGNETOM Terra | MRI system, full-body, superconducting magnet | class 2
Siemens Healthcare | Korea | MD |  | SOMATOM Confidence | CT system, full-body | class 2
Siemens Healthcare | Korea | IVD |  | Atellica CH Ethyl Alcohol(ETOH) | IVD reagents for toxin, heavy metal and drugs of abuse | class 2
Siemens Healthcare | Korea | IVD |  | Atellica CH Ammonia (Amm) | Other Reagents, classⅡ, for clinical chemistry | class 2
Siemens Healthcare | Korea | IVD |  | ADVIA Centaur High-Sensitivity Troponin I (TNIH)외 1건 | IVD reagents for cardiac marker | class 3
Siemens Healthcare | Korea | MD |  | MAMMOMAT Revelation | Mammographic x-ray system, stationary, digital | class 2
Siemens Healthcare | Korea | MD |  | P4-2 | Probe, ultrasonic, hand-held, external | class 2
Siemens Healthcare | Korea | MD |  | 8V3외 2건 | Probe, ultrasonic, hand-held, external | class 2
Siemens Healthcare | Korea | MD |  | 14L5BV | Probe, ultrasonic, stationary, external | class 2
Siemens Healthcare | Korea | MD |  | 7CF2외 6건 | Probe, ultrasonic, hand-held, external | class 2
Siemens Healthcare | Korea | MD |  | 4Z1c |  | class 2
Siemens Healthcare | Korea | MD |  | 4V2외 4건 | Probe, ultrasonic, hand-held, external | class 2
Siemens Healthcare | Korea | MD |  | 17L5 HD외 8건 | Probe, ultrasonic, hand-held, external | class 2
Siemens Healthcare | Korea | IVD |  | Atellica CH Valproic Acid (VPA) | IVD reagents for Cardiovascular, central nervous system TDM tests | class 3
Siemens Healthcare | Singapore | IVD |  | Siemens ADVIA Centaur Homocysteine Reagent system (HCY) | Immunology | Class B IVD
Siemens Healthcare | Singapore | MD |  | Siemens Shanghai Somatom Perspective | Radiology / Imaging | Class C medical device
Siemens Healthcare | Singapore | IVD |  | Siemens Berichrom Antithrombin III (A) | Hematology | Class B IVD
Siemens Healthcare | Singapore | IVD |  | Siemens IMMULITE 2000 GI-MA | Clinical chemistry | Class C IVD
Siemens Healthcare | Singapore | IVD |  | Siemens IMMULITE® / IMMULITE® 1000 GI-MA | Clinical chemistry | Class C IVD
Siemens Healthcare | Singapore | MD |  | Siemens Axiom Sensis XP System | Cardiovascular | Class C medical device
Siemens Healthcare | Singapore | IVD |  | Siemens RAPIDPoint® 500 Systems | Clinical chemistry | Class C IVD
Siemens Healthcare | Singapore | IVD |  | Siemens Berichrom C1-Inhibitor | Hematology | Class C IVD
Siemens Healthcare | Singapore | IVD |  | Siemens IMMULITE® 1000 Third Generation TSH | Clinical chemistry | Class B IVD
Siemens Healthcare | Singapore | IVD |  | Siemens BC Von Willebrand Reagent | Hematology | Class B IVD
Siemens Healthcare | Singapore | IVD |  | Siemens Berichrom PAI | Hematology | Class B IVD
Siemens Healthcare | Singapore | IVD |  | Siemens Syva® Emit® Caffeine Assay | Clinical toxicology | Class C IVD
Siemens Healthcare | Singapore | IVD |  | Siemens ADVIA Centaur® C-Peptide Reagent (CpS) | Clinical chemistry | Class B IVD
Siemens Healthcare | Singapore | IVD |  | Siemens IMMULITE® / Siemens IMMULITE® 1000 / Siemens IMMULITE® 2000 Estradiol | Clinical chemistry | Class B IVD
Siemens Healthcare | Singapore | IVD |  | Siemens IMMULITE®/ Siemens IMMULITE® 1000 / Siemens IMMULITE® 2000 FSH | Clinical chemistry | Class B IVD
Siemens Healthcare | Singapore | IVD |  | Siemens IMMULITE® / Siemens IMMULITE® 1000 / Siemens IMMULITE® 2000 Prolactin | Clinical chemistry | Class B IVD
Siemens Healthcare | Singapore | IVD |  | Siemens IMMULITE® / Siemens IMMULITE® 1000 / Siemens IMMULITE® 2000 Total Testosterone | Clinical chemistry | Class B IVD
Siemens Healthcare | Singapore | IVD |  | Siemens ADVIA Centaur® Total IgE Reagent (tIgE) | Clinical chemistry | Class B IVD
Siemens Healthcare | Singapore | IVD |  | Siemens ADVIA Centaur® Insulin Reagent (IRI) | Clinical chemistry | Class B IVD
Siemens Healthcare | Singapore | IVD |  | Siemens DCA™ Systems Hemoglobin A1c | Clinical chemistry | Class B IVD
Siemens Healthcare | Singapore | IVD |  | Siemens ADVIA Centaur® TSH | Clinical chemistry | Class B IVD
Siemens Healthcare | Singapore | IVD |  | Siemens ADVIA Centaur® T3 | Clinical chemistry | Class B IVD
Siemens Healthcare | Singapore | IVD |  | Siemens ADVIA Centaur® T4 | Clinical chemistry | Class B IVD
Siemens Healthcare | Singapore | IVD |  | Siemens ADVIA Centaur® Intact PTH Reagent (iPTH) | Clinical chemistry | Class B IVD
Siemens Healthcare | Singapore | IVD |  | Siemens ADVIA Centaur® Ferritin (FER) | Clinical chemistry | Class B IVD
Siemens Healthcare | Singapore | IVD |  | Siemens ADVIA Centaur® Folate (FOL) | Clinical chemistry | Class B IVD
Siemens Healthcare | Singapore | IVD |  | Siemens ADVIA Centaur® XP, Centaur® XPT TSH3-Ultra (TSH3-UL) | Clinical chemistry | Class B IVD
Siemens Healthcare | Singapore | IVD |  | Siemens ADVIA Centaur® FT3 | Clinical chemistry | Class B IVD
Siemens Healthcare | Singapore | IVD |  | Siemens ADVIA Centaur® FT4 | Clinical chemistry | Class B IVD
Siemens Healthcare | Singapore | IVD |  | Siemens ADVIA Centaur® T-Uptake (TUp) | Clinical chemistry | Class B IVD
Siemens Healthcare | Singapore | IVD |  | Siemens ADVIA Centaur® anti-TPO (aTPO) | Clinical chemistry | Class B IVD
Siemens Healthcare | Singapore | IVD |  | Siemens ADVIA Centaur® Vitamin B12 Reagent (VB12) | Clinical chemistry | Class B IVD
Siemens Healthcare | Singapore | IVD |  | Siemens ADVIA Chemistry 1800, 2400, XPT CardioPhase High Sensitivity C-Reactive Protein (hsCRP) | Immunology | Class C IVD
Siemens Healthcare | Singapore | IVD |  | Siemens ADVIA Chemistry 1800, 2400, XPT Aspartate Aminotransferase, Concentrated Reagents (AST_c) | Clinical chemistry | Class B IVD
Siemens Healthcare | Singapore | IVD |  | Siemens ADVIA Chemistry 1800, 2400, XPT Alanine Aminotransferase, Concentrated Reagents (ALT_c) | Clinical chemistry | Class B IVD
Siemens Healthcare | Singapore | IVD |  | Siemens ADVIA Centaur SHBG | Clinical chemistry | Class B IVD
Siemens Healthcare | Singapore | IVD |  | Siemens IMMULITE®/ IMMULITE® 1000/ 2000 Calcitonin | Immunology | Class C IVD
Siemens Healthcare | Singapore | IVD |  | Siemens ADVIA Chemistry 1800, 2400, XPT Glucose Hexokinase 3 Concentrated (GLUH_c) | Clinical chemistry | Class B IVD
Siemens Healthcare | Singapore | IVD |  | Siemens ADVIA Centaur® Hepatitis B surface antigen (HBsAgII) | Microbiology | Class D IVD
Siemens Healthcare | Singapore | IVD |  | Siemens IMMULITE/IMMULITE 1000/IMMULITE 2000 Progesterone | Clinical chemistry | Class B IVD
Siemens Healthcare | Singapore | IVD |  | Siemens IMMULITE® 1000/ IMMULITE® 2000 Rapid TSH | Clinical chemistry | Class B IVD
Siemens Healthcare | Singapore | MD |  | Siemens Multix Fusion (X-ray Systems) | Radiology / Imaging | Class C medical device
Siemens Healthcare | Singapore | IVD |  | Siemens IMMULITE 1000, IMMULITE 2000 High Sensitivity CRP | Immunology | Class C IVD
Siemens Healthcare | Singapore | IVD |  | Siemens ADVIA Centaur HCV (aHCV) Assay | Immunology | Class D IVD
Siemens Healthcare | Singapore | IVD |  | Siemens IMMULITE 2000 Homocysteine | Immunology | Class B IVD
Siemens Healthcare | Singapore | MD |  | Siemens Somatom Perspective CT X-Ray System | Radiology / Imaging | Class C medical device
Siemens Healthcare | Singapore | IVD |  | Siemens IMMULITE 2000 NT-proBNP | Immunology | Class C IVD
Siemens Healthcare | Singapore | MD |  | Siemens Syngo X workplace | Radiology / Imaging | Class C medical device
Siemens Healthcare | Singapore | IVD |  | Siemens IMMULITE® 2000 3gAllery™ Specific IgE Universal Kit- Food | Immunology | Class B IVD
Siemens Healthcare | Singapore | IVD |  | Siemens IMMULITE®/IMMULITE® 1000/ 2000/ 2500 Systems LH (Luteinizing Hormone) | Clinical chemistry | Class B IVD
Siemens Healthcare | Singapore | IVD |  | Siemens ADVIA Chemistry 1800, 2400, XPT ß2-Microglobulin (B2M) | Immunology | Class B IVD
Siemens Healthcare | Singapore | IVD |  | Siemens ADVIA Chemistry 1800, 2400, XPT Ferritin (FRT) | Clinical chemistry | Class B IVD
Siemens Healthcare | Singapore | IVD |  | Siemens ADVIA Centaur® Enhanced Estradiol Assay (eE2) | Immunology | Class B IVD
Siemens Healthcare | Singapore | IVD |  | Siemens ADVIA Chemistry 1800, 2400, XPT Concentrated Cholesterol Reagent (CHOL_c) | Clinical chemistry | Class B IVD
Siemens Healthcare | Singapore | IVD |  | Siemens ADVIA Chemistry 1800, 2400, XPT Cholesterol 2 Reagent (CHOL_2) | Clinical chemistry | Class B IVD
Siemens Healthcare | Singapore | MD |  | Siemens Magnetom Spectra MR system | Radiology / Imaging | Class B medical device
Siemens Healthcare | Singapore | IVD |  | Siemens ADVIA Chemistry 1800, 2400, XPT α1-Acid Glycoprotein (AAG) | Clinical chemistry | Class B IVD
Siemens Healthcare | Singapore | MD |  | Siemens ACUSON S2000 Automated Breast Volume Scanner™ (ABVS) Ultrasound System | Radiology / Imaging | Class B medical device
Siemens Healthcare | Singapore | IVD |  | Siemens IMMULITE 1000, IMMULITE 2000 Osteocalcin | Immunology | Class B IVD
Siemens Healthcare | Singapore | IVD |  | Siemens IMMULITE 1000, IMMULITE 2000 Pyrilinks-D | Immunology | Class B IVD
Siemens Healthcare | Singapore | IVD |  | Siemens IMMULITE 1000, IMMULITE 2000 Intact PTH | Immunology | Class B IVD
Siemens Healthcare | Singapore | MD |  | Siemens Polymobil Plus X-Ray System | Radiology / Imaging | Class C medical device
Siemens Healthcare | Singapore | IVD |  | Siemens ADVIA Chemistry 1800, 2400, XPT Creatine Kinase (CKNAC) | Clinical chemistry | Class C IVD
Siemens Healthcare | Singapore | MD |  | Siemens Symbia E | Radiology / Imaging | Class B medical device
Siemens Healthcare | Singapore | IVD |  | Siemens IMMULITE 2000 Systems 3gAllergy Cotton | Clinical chemistry | Class B IVD
Siemens Healthcare | Singapore | IVD |  | Siemens IMMULITE 2000 Systems 3gAllergy Enterotoxin (S. Aureus) | Clinical chemistry | Class B IVD
Siemens Healthcare | Singapore | IVD |  | Siemens IMMULITE 2000 Systems 3gAllergy Tobacco | Clinical chemistry | Class B IVD
Siemens Healthcare | Singapore | IVD |  | Siemens IMMULITE 2000 Systems 3gAllergy MUXF from Bromelain | Clinical chemistry | Class B IVD
Siemens Healthcare | Singapore | MD |  | Siemens Acuson X700 Diagnostic Ultrasound System | Radiology / Imaging | Class B medical device
Siemens Healthcare | Singapore | MD |  | Siemens Syngo® Plaza Software | General Hospital | Class B medical device
Siemens Healthcare | Singapore | IVD |  | Siemens ADVIA Centaur Rubella IgM Assay | Immunology | Class C IVD
Siemens Healthcare | Singapore | IVD |  | Siemens ADVIA Centaur PSA Assay | Immunology | Class C IVD
Siemens Healthcare | Singapore | IVD |  | Siemens ADVIA Centaur cPSA Assay | Immunology | Class C IVD
Siemens Healthcare | Singapore | IVD |  | Siemens ADVIA Centaur ToxoPlasma IgG Assay | Immunology | Class C IVD
Siemens Healthcare | Singapore | IVD |  | Siemens ADVIA Centaur ToxoPlasma IgM Assay | Immunology | Class C IVD
Siemens Healthcare | Singapore | IVD |  | Siemens ADVIA Centaur HBc IgM (aHBcM) Assay | Immunology | Class D IVD
Siemens Healthcare | Singapore | IVD |  | Siemens ADVIA Centaur HBsAg confirmatory (Conf) Assay | Immunology | Class D IVD
Siemens Healthcare | Singapore | IVD |  | Siemens ADVIA Centaur HBsAg (HBs) Assay | Immunology | Class D IVD
Siemens Healthcare | Singapore | MD |  | Siemens Mammomat Inspiration/ Mammomat Inspiration PRIME X-Ray Diagnostic System | Radiology / Imaging | Class C medical device
Siemens Healthcare | Singapore | IVD |  | Siemens Thromborel S | Hematology | Class C IVD
Siemens Healthcare | Singapore | MD |  | Siemens Mobilett XP (digital) | Radiology / Imaging | Class C medical device
Siemens Healthcare | Singapore | MD |  | Siemens Mobilett XP (analogue) | Radiology / Imaging | Class C medical device
Siemens Healthcare | Singapore | MD |  | Siemens AG MAMMOMAT 3000 Nova | Radiology / Imaging | Class C medical device
Siemens Healthcare | Singapore | IVD |  | Siemens IMMULITE 2000 HCG | Immunology | Class B IVD
Siemens Healthcare | Singapore | IVD |  | Siemens Healthcare Diagnostics Rapidlab® 348 / Calcium Sensor System | Hematology | Class C IVD
Siemens Healthcare | Singapore | MD |  | Siemens AG MAMMOMAT 1000 | Radiology / Imaging | Class C medical device
Siemens Healthcare | Singapore | IVD |  | Siemens IMMULITE 2000 D-Dimer | Immunology | Class B IVD
Siemens Healthcare | Singapore | IVD |  | Siemens ADVIA Chemistry 1800, 2400, XPT Lactate Dehydrogenase P-L (LDPL) | Clinical chemistry | Class C IVD
Siemens Healthcare | Singapore | MD |  | Siemens Biograph mCT•X | Radiology / Imaging | Class C medical device
Siemens Healthcare | Singapore | MD |  | Siemens Biograph mCT•S | Radiology / Imaging | Class C medical device
Siemens Healthcare | Singapore | MD |  | Siemens Biograph TruePoint PET•CT Scanners | Radiology / Imaging | Class C medical device
Siemens Healthcare | Singapore | MD |  | Siemens Axiom Luminos TF | Radiology / Imaging | Class C medical device
Siemens Healthcare | Singapore | MD |  | Siemens Ysio System | Radiology / Imaging | Class C medical device
Siemens Healthcare | Singapore | MD |  | Siemens Artis Zee Family System | Radiology / Imaging | Class C medical device
Siemens Healthcare | Korea | IVD |  | Acute Care pBNP TestPak | IVD reagents for cardiac marker | class 3
Siemens Healthcare | Korea | MD |  | Acute Care CTNI TestPak |  | class 3
Siemens Healthcare | Korea | IVD |  | Acute Care CKMB TestPak | IVD reagents for cardiac marker | class 3
Siemens Healthcare | Korea | IVD |  | Acute Care MYO TestPak | IVD reagents for cardiac marker | class 3
Siemens Healthcare | Korea | MD |  | Cios Connect | Fluoroscopic x-ray system, general-purpose, mobile, digital | class 3
Siemens Healthcare | Korea | MD |  | Cios Fusion | Fluoroscopic x-ray system, general-purpose, mobile, digital | class 3
Siemens Healthcare | Korea | MD |  | MAGNETOM Sempra | MRI system, full-body, superconducting magnet | class 2
Siemens Healthcare | Korea | IVD |  | INNOVANCE vWF Ac | IVD reagents for blood coagulation factor test | class 2
Siemens Healthcare | Korea | MD |  | Biograph Horizon | Nuclear medicine system, positron emission tomography, combination | class 2
Siemens Healthcare | Korea | IVD |  | IMMULITE 2000 TSI | IVD reagents for autoimmune disease | class 2
Siemens Healthcare | Korea | IVD |  | ADVIA Centaur BRAHMS Procalcitonin외 1건 | IVD reagents for infectious inflammatory tests | class 2
Siemens Healthcare | Korea | MD |  | Atellica CH Vancomycin (Vanc) |  | class 3
Siemens Healthcare | Korea | MD |  | Biograph Vision 600외 1건 | Nuclear medicine system, positron emission tomography, combination | class 2
Siemens Healthcare | Korea | MD |  | 4-2PA | Probe, ultrasonic, hand-held, external | class 2
Siemens Healthcare | Korea | MD |  | 4V1c외 1건 | Probe, ultrasonic, hand-held, external | class 2
Siemens Healthcare | Korea | MD |  | C5-2외 2건 | Probe, ultrasonic, hand-held, external | class 2
Siemens Healthcare | Korea | MD |  | 7L3 | Probe, ultrasonic, hand-held, external | class 2
Siemens Healthcare | Korea | MD |  | 4V2c외 12건 | Probe, ultrasonic, hand-held, external | class 2
Siemens Healthcare | Korea | MD |  | L10-5 | Probe, ultrasonic, hand-held, external | class 2
Siemens Healthcare | Korea | MD |  | 5V2C | Probe, ultrasonic, hand-held, external | class 2
Siemens Healthcare | Korea | MD |  | 4C1 | Probe, ultrasonic, hand-held, external | class 2
Siemens Healthcare | Korea | MD |  | 8V3 | Probe, ultrasonic, hand-held, external | class 2
Siemens Healthcare | Korea | MD |  | 7.5L70외 1건 | Probe, ultrasonic, hand-held, external | class 2
Siemens Healthcare | Korea | MD |  | MAGNETOM Vida | MRI system, full-body, superconducting magnet | class 2
Siemens Healthcare | Korea | MD |  | SOMATOM go.Now | CT system, full-body | class 2
Siemens Healthcare | Korea | IVD |  | ADVIA Centaur Testosterone II (TSTII)외 1건 | IVD Reagents for pregnancy/childbirth hormone and protein tests | class 2
Siemens Healthcare | Korea | MD |  | Symbia Intevo Bold | Single photon emission computed tomography combination system | class 2
Siemens Healthcare | Korea | IVD |  | Atellica CH Total Protein_2 (TP_2) | Other Reagents, classⅡ, for clinical chemistry | class 2
Siemens Healthcare | Korea | IVD |  | Atellica CH Enzymatic Creatinine_2(ECre_2) | Other Reagents, classⅡ, for clinical chemistry | class 2
Siemens Healthcare | Korea | MD |  | YSIO X.pree | X-ray system, diagnostic, general-purpose, digital | class 2
Siemens Healthcare | Korea | IVD |  | ADVIA Centaur SARS-CoV-2 IgG (sCOVG)외 1건 | IVD reagents for infectious disease marker(Diagnosis of Sexually transmitted disease, Legally designated infectious pathogens other than ‘high risk pathogens’, Infectious agents with moderate infectivity), immunological method | class 3
Siemens Healthcare | Korea | IVD |  | ADVIA Centaur Anti-Thyroglobulin II (aTgII)외 1건 | IVD reagents for autoimmune disease | class 2
Siemens Healthcare | Korea | IVD |  | ADVIA Chemistry Lithium_2 (LITH_2)외 1건 | IVD reagents for Cardiovascular, central nervous system TDM tests | class 3
Siemens Healthcare | Korea | IVD |  | ADVIA Centaur Androstenedione(ANDRO)외 1건 | IVD Reagents for pregnancy/childbirth hormone and protein tests | class 2
Siemens Healthcare | Korea | IVD |  | Atellica CH Triglycerides_2 (Trig_2) | Other Reagents, classⅡ, for clinical chemistry | class 2
Siemens Healthcare | Korea | IVD |  | Atellica CH LDL Cholesterol (LDLC) | Other Reagents, classⅡ, for clinical chemistry | class 2
Siemens Healthcare | Korea | MD |  | syngo.via View&GO | Medical image, picture archiving and communication system, software class 2 | class 2
Siemens Healthcare | Korea | IVD |  | Dimension Lipase(LIP) Flex Reagent Cartridge | reagents for clinical enzymes | class 2
Siemens Healthcare | Korea | MD |  | SOMATOM X.ceed | CT system, full-body | class 2
Siemens Healthcare | Korea | MD |  | SOMATOM go.Now |  | class 2
Siemens Healthcare | Korea | IVD |  | ADVIA Centaur CMV IgG (CMV IgG)외 1건 | IVD reagents for infectious disease marker(Diagnosis of Sexually transmitted disease, Legally designated infectious pathogens other than ‘high risk pathogens’, Infectious agents with moderate infectivity), immunological method | class 3
Siemens Healthcare | Korea | MD |  | MAGNETOM Avanto | MRI system, full-body, superconducting magnet | class 2
Siemens Healthcare | Korea | MD |  | Sensis Vibe Hemo | Polygraph | class 2
Siemens Healthcare | Korea | MD |  | SOMATOM go.Top | CT system, full-body | class 2
Siemens Healthcare | Korea | MD |  | Luminos Agile Max | Fluoroscopic x-ray system, general-purpose, stationary, digital | class 3
Siemens Healthcare | Korea | MD |  | SOMATOM go.Top | CT system, full-body | class 2
Siemens Healthcare | Korea | MD |  | Cios Spin | Fluoroscopic x-ray system, general-purpose, mobile, digital | class 3
Siemens Healthcare | Russia | IVD |  | Аппарат рентгеновский медицинский диагностический SOMATOM Smile с компьютерной томографией (см. Приложение на 2 листах)БАЗОВЫЙ БЛОК в составе: Система сканирующая - Гентри Стол пациента Консоль оператора с монитором клавиатурой электронной мышью и переговорным устройством Генератор Блок распределения электроснабжения Блок обеспечения бесперебойного электроснабжения Система компьютерная (модули управления сканирования реконструкции дисководы для записи архивирования и хранения медицинских изображений на компакт-диски) Стол рабочий с контейнером для системы компьютерной Программное обеспечение сканера Устройство позиционирования пациента Модуль сетевой специальный для обмена данными Камера/принтер сетевая лазерная специальная - Диком Кабель силовой наружной разводки Электрощит распределительный Рубильник аварийного выключения Рубильник включения электропитания Материал специальный монтажный Принадлежности: Стекло просвинцованное с рамой Трубка рентгеновская . Стартовый набор: пленка специальная для камеры/принтера специальной лазерной Стартовый набор: компакт-диски специальные для архивирования рентгеновских изображений Стул оператора с антистатическим покрытием Инструкции по применению на русском языке
Siemens Healthcare | Russia | MD |  | Аппараты рентгеновские мобильные медицинские диагностические: POLYMOBIL III POLYMOBIL Plus (см. Приложение на 1 листе)POLYMOBIL III - аппарат мобильный рентгеновский состоящий из: 1.Генератор моноблочный с встроенной панелью управления 2.Трубка рентгеновская на штативе 3.Изменритель угла поворота трубки 4.Выключатель экспозиции с спиральным кабелеь 5 метров POLYMOBIL Plus - аппарат мобильный рентгеновский состоящий из: 5.Генератор моноблочный с встроенной панелью управления 6.Трубка рентгеновская на штативе 7.Измеритель угла поворота трубки 8.Выключатель экспозиции с спиральным кабелем 5 метров 9.Дозиметр встроенный
Siemens Healthcare | Russia | IVD |  | Аппарат ультразвуковой диагностический Sonoline G20 с принадлежностями (см. Приложение на 3 листах)Блок базовый: 1. Аппарат ультразвуковой SONOLINE G20 2. Система операционная на английском языке встроенная 3. Инструкция пользователя Принадлежности к аппарату: 1. Направляющая для игл 18G/1.2 мм 2. Направляющая для игл 16G/1.6 мм 3. Чехлы защитные нестерильные 100 шт. 4. Чехлы защитные стерильные 10 шт. 5. Программа тканевой гармоники 6. Програмное обеспечение для балансировки изображения TGO 7. Выход в формате DICOM 3.0 8. Программа для история болезни в формате DICOM 9. Педаль двойная ножная 10. Фильтр специальный для монитора 11. Датчик линейный L10-5 12. Датчик трансвагинальный механический Endo-V II 13. Подушечки гелиевые одноразовые 6 шт. 14. Набор для пункционной биопсии универсальный многоразовый 15. Чехлы стерильные защитные (10 шт.) 16. Датчик линейный 75L75S для поверхностных органов/структур и периферических сосудов 17. Набор для пункционной биопсии для линейного датчика 18. Комплект направляющих (3 шт.) для биопсийных игл 09 мм 19. Комплект направляющих (3 шт.) для биопсийных игл 13 мм 20. Комплект направляющих (3 шт.) для биопсийных игл 18 мм 21. Комплект направляющих (3 шт.) для биопсийных игл 23 мм 22. Комплект направляющих (3 шт.) для биопсийных игл 25 мм 23. Датчик конвексный C5-2 24. Датчик трансвагинальный EV9-4 25. Набор для пункционной биопсии для трансвагинального датчика 26. Датчик универсальный внутриполостной EC9-4 27. Набор для пункционной биопсии для внутриполосного датчика 28. Видеомагнитофон специальный 29. Принтер специальный черно-белый 30. Инструкции пользователя 31. Руководство пользователя на CD 32. Бумага для ч/б принтера 4 рулона 33. Сервисное руководство пользователя 34. Гель контактный 5л. 35. Гель контактный 025л. 36. Гель контактный стерильный 48 пакетов 37. Компакт-диски специальные TDK CD-R74 (10 шт.) для записи медицинских изображений 38. Датчик трансректальный механический Endo-PII 39. Датчик педиатрический микроконвексный С8-5 40. Датчик микроконвексный С4-2 41. Программное обеспечение для проведения брахитерапии 42. Комплект принадлежностей для пуско-наладочных работ: гель МО-диски СД-диски с программным обеспечением
Siemens Healthcare | Russia | MD |  | Аппарат рентгеновский мобильный медицинский диагностический модели: Multimobil 2.5; Multimobil 10; Multimobil 5С с принадлежностями (см. Приложение на 2 листах)Базовый блок Multimobile 2.5: 1. Мобильный рентгеновский гененратор со встроенной панелью управления 2. Рентгеновская трубка на подвижном штативе 3. Инструкции по эксплуатации Базовый блок Multimobile 10: 1. Мобильный рентгеновский гененратор со встроенной панелью управления 2. Рентгеновская трубка на подвижном штативе 3. Инструкции по эксплуатации Блок базовый Multimobile 5С : 1. Мобильный рентгеновский генератор со встроенной панелью управления 2. Рентгеновская трубка на подвижном штативе 3. Усилитель рентгеновского изображения 4. Инструкции по эксплуатации Принадлежности: 1. С ? дуга с противовесом и фиксаторами 2. Мониторы 15 на тележке два 3. Чехлы стерильные для С-дуги рентгеновской трубки и усилителя рентгеновского изображения 4. Видеомагнитофон специальный 5. Держатель рентгеновских кассет 6. Интерфейс к внешним записывающим устройством 7. Видеопринтер специальный Sony UP-960CE термопечатающий включает: рулон бумаги лист для очистки термоголовки высокочастотный кабель силовой кабель
Siemens Healthcare | Russia | IVD |  | Аппарат ультразвуковой медицинский для диагностики сердечно-сосудистой системы ACUSON CV70 (см. Приложение на 2 листах)Блок базовый «ACUSON CV 70»: 1.Система ультразвуковая высокого класса для кардиоваскулярных исследований 2.Комплект стартовый для пуско-наладочных работ включает: кабель и электроды для ЭКГ специальный компакт диск для запуска системы. 3.Программа для работы системы на английском языке(цифровая кодированная) Принадлежности к аппарату «ACUSON CV70»: 1.Блок цифровой настраиваемый для проведения нагрузочных стресс-эхоКГ 2.Программа поддержки передачи данных по сети в формате DICOM (цифровая кодированная) 3. Программа поддержки передачи данных о пациенте формате DICOM (цифровая кодированная) 4.Педаль ножная двойная 5.Программа определения параметров центральной гемодинамики 6.Датчик линейный 5.0L45 для исследования поверхностно расположенных структур и переферических сосудов 7.Чемоданчик специальный пластиковый для датчиков 8. Датчик линейный L10-5 для исследования поверхностно расположенных структур и переферических сосудов 9.Датчик секторный фазированный 5.0Р10 для кардиологических абдоминальных и неонатальных исследований 10. Датчик секторный фазированный Р4-2 для кардиологических абдоминальных и неонатальных исследований 11.Датчик VF13-5 интероперационный высокочастотный Т-образный для линейного формата 12.Датчик 2.0CW для допплерографии 13.Датчик CW карандашный для визуализации сосудов 14.Датчик V5M для чреспищеводных кардиологических исследований 15.Ёмкость для тестирования чреспищеводного датчика V5M 16.Принтер специальный для регистрации медицинских данных 17.Бумага специальная для цветного принтера (стартовый набор) 18.Видеомагнетофон специальный MD3000 19.Устройство для установки видеомагнетофона 20.Инструкции по эксплуатации на русском языке для Акусон CV70 21.Гель специальный контактный стерильный (стартовый набор) 22.Бумага для специального черно-белого принтера (стартовый набор) 23.Диски магнитно-оптические специальные (стартовый набор)
Siemens Healthcare | Russia | MD
Siemens Healthcare | Russia | MD |  | Установка рентгенографическая с компьютерным цифрровым обеспечением обработки рентгеновских снимков Fluorograph с принадлежностями (см. Приложение на 2 листах)1. Штатив фиксированный напольный 2. Генератор высокочастотный Polydoros ITS 30 излучатель OPTIPHOS 3. Блок рентгеновской трубки OPTIPHOS 135/30/55R 4. Консоль управления генератором в пультовой 5. Устройство программное на 96 органов с клавиатурой 6. Интегрированная камера измерения дозы поверхностного излучения 7. Диаграмма рентгеновская (коллиматор) Стандарт 8. Пристенная стойка снимков 9. Растр отсеивающий Буки 10. Система оцифровки рентгеновских изображений CR 25.0 11. Сервер для обработки и хранения первично оцифрованных изображений 12. Монитор плоский жидкокристаллический 13. Консоль с монитором рабочей станции для первичной постобработки оцифрованных изображений 14. Устройство бесперебойного питания 15. Программное обеспечение для обработки изображений в режиме On-Line включая Basic Quality Control или Basic QC Viewer 16. Системное программное обеспечение с адаптивным интерфейсом пользователя для ввода или подтверждения правильности данных пациента 17. Программное обеспечение для экспорта/импорта радиографических изображений в различном формате через компакт-диск 18. Программное обеспечение для просмотра радиографических изображений 19. Кассета с фосфорным экраном 35х43 см. ? 1 шт. 20. Кассета с фосфорным экраном 35х35 см. ? 1 шт. 21. Кассета с фосфорным экраном 18х24 см. ? 2 шт. 22. Принтер Agfa Drystar 5300 для сухой печати радиологических изображений 23. Пленка для принтера сухой печати несветочувствительная 24. Шкаф распределительный 25. Кабель экранированный 5х25 26. Монтажный материал 27. Документация пользователя
Siemens Healthcare | Russia | MD |  | Рентгеновский аппарат Vertix UM с принадлежностями (см. Приложение на 1 листе)1. Генератор рентгеновский с рентгеновской трубкой 2. Панель управления с кабелями подключения 3. Решетка отсеивающая 4. Шкаф распределительный 5. Кабель экранированный 6. Руководство пользователя на русском языке Принадлежности: 1. Устройство замера дозы встроенное 2. Фотодатчик столкновений З. Стол пациента 4. Каталка пациента 5. Компрессионный ремень б. Выравнивающий фильтр 7. Держатель фильтра 8. Шаблон трехпольный 4 шт. 9. Окно диагностическое смотровое
Siemens Healthcare | Russia | MD
Siemens Healthcare | Russia | IVD |  | Позитронно-эмиссионный томограф совмещенный с многосрезовым спиральным рентгеновским компьютерным томографом Biograph модели: Biograph Duo Biograph 6 Biograph 16 Biograph 40 Biograph 64 c принадлежностями (см. Приложение на 8 листах)I. Блок базовый Биограф Дуо (Biograph Duo): 1. Гентри ПЭТ/КТ интегрированное. 2. Стол пациента. 3. Консоль оператора основная. 4. Генератор. 5. Компьютерная система: - система управления изображениями; - система реконструкции изображений; - система сбора данных ПЭТ; - специальные дисководы для хранения и архивирования медицинских изображений. 6. Системное и прикладное программное обеспечение (ПО): - ПО базовое; - ПО для трехмерной постобработки; - ПО для ангиографии - ПО для редактирования объемов; - ПО для совмещения изображений. 7. Модуль программно-аппаратный для модуляции тока на трубке в процессе сканирования. 8. Монитор специальный цветной. 9. Клавиатура пульт управления КТ мышь. 10. Принадлежности для позиционирования пациента. 11. Модуль сетевой для обмена данными. 12. Кабель силовой для внутренней/наружной разводки. 13. Трансформатор компенсирующий. II. Блок базовый Биограф 6 (Biograph 6): 1. Гентри ПЭТ/КТ интегрированное. 2. Стол пациента. 3. Консоль оператора основная. 4. Генератор. 5. Компьютерная система: - система управления изображениями; - система реконструкции изображений; - система сбора данных ПЭТ; - специальные дисководы для хранения и архивирования медицинских изображений. 6. Системное и прикладное программное обеспечение (ПО): - ПО базовое; - ПО для трехмерной постобработки; - ПО для ангиографии; - ПО для редактирования объемов; - ПО для совмещения изображений. 7. Модуль программно-аппаратный для модуляции тока на трубке в процессе сканирования 8. Монитор цветной специальный. 9. Клавиатура пульт управления КТ мышь. 10. Принадлежности для позиционирования пациента. 11. Модуль сетевой для обмена данными. 12. Кабель силовой для внутренней/наружной разводки. 13. Трансформатор компенсирующий. III. Базовый блок Биограф 16 (Biograph 16): 1. Гентри ПЭТ/КТ интегрированное. 2. Стол пациента. 3. Консоли оператора основная и дополнительная. 4. Генератор. 5. Компьютерная система: - модули управления сканированием; - система для постобработки и просмотра ПЭТ/КТ изображений; - система реконструкции КТ изображений; - система сбора данных ПЭТ; - специальные дисководы для хранения и архивирования медицинских изображений 6. Системное и прикладное программное обеспечение (ПО): - ПО базовое; - ПО для трехмерной постобработки; - ПО для ангиографии; - ПО для редактирования объемов; - ПО для совмещения изображений. 7. Модуль программно-аппаратный для модуляции тока на трубке в процессе сканирования. 8. ПО для мониторинга поступления контрастного вещества. 9. Карта графическая высокопроизводительная. 10. Монитор цветной специальный. 11. Клавиатура пульт управления КТ мышь. 12. Принадлежности для позиционирования пациента. 13. Модуль сетевой для обмена данными. 14. Кабель силовой для внутренней/нар
Siemens Healthcare | Russia | IVD |  | Система мобильная ангиографическая AXIOM Artis U с принадлежностями (см. Приложение на 2 листах)Блок базовый AXIOM Artis U: 1. Коллиматор для кардио-ангиографии 2. Генератор рентгеновский с рентгеновской трубкой 3. Клавиатура специальная 4. Инструкции по эксплуатации 5. Распределительный электрошкаф 6. Кабель экранированный в количестве 5х25мм 7. С-дуга 8. Тележка с монитором Принадлежности к аппарату: 1. Окно просмотровое рентгенозащитное 2. Указатель световой лазерный 3. Стол операционный 4. Блок замера дозы поверхностного ихлучения 5. Второй дисплей референтного изображения 6. Монитор и педаль включения генератора 7. Клавиатура Singo 8. Программный пакет DICOM Print SW 9. Программный пакет DICOM SEND 10. Програvмный пакет DICOM Worklist 11. Программное обеспечение вызова архивированных изображений 12. Интерфейс на видеовыход 13. Устройство для записи компакт-дисков 14. Дигитальная субстракционная ангиография 15. Программный пакет кардиорежима 16. Интерфейс подключения бумажного принтера для распечатки изображений 17. Программный пакет для установки коллиматора по последнему кадру 18. Программный пакет для цифрового усиления контрасности изображения 19. Цифровое устройство для серийной съемки 20. Программный пакет для оценки стеноза 21. Программный пакет информационной безопасности 22. Комплект кабалей источника бесперебойного питания 23. Источник бесперебойного питания 50Hz 24. UPS комплект Fluorospot C 25. Держатель инфузионного сосуда 26. Держатель кабеля операционного стола 27. Защита нижней части тела от излучения для вращающейся части стола 28. Держатель руки 29. Фиксаторы руки (пара) 30. Подголовник плоский 31. Подголовник глубокий 32. Ангиокомплект 33. Принадлежности для выравнивания поглощения рентгеновского излучения по всему полю сьемки 34. Чехлы стерильные
Siemens Healthcare | Russia | MD
Siemens Healthcare | Russia | IVD |  | Томограф рентгеновский компьютерный SOMATOM Sensation 40 с принадлежностями (см. Приложение на 4 листах)БЛОК БАЗОВЫЙ: 1. Гентри (система трубка/детектор с приводом вращения) 2. Стол пациента 3. Консоль оператора 4. Генератор 5. Компьютерная система: модули управления сканированиемреконструкции скоростной графики и анализа изображенийспециальные дисководы для хранения и архивирования медицинских изображений 6. Системное и прикладное программное обеспечение (ПО): базовый синго ПО ПО для трехмерной постобработки ПО для ангиографии ПО для редактирования объемов ПО для сканирования с высоким разрешением 7. Программно-аппаратный модуль для модуляции тока на трубке в процессе сканирования 8. ПО для мониторирования поступления контрастного вещества 9. Клавиатура с электронной мышью и манипулятором сканирования 10. Цветной монитор специальный 11. Средства позиционирования/укладки пациента 12. Сетевой модуль обмена данными 13. Теплообменник 14. Трубопровод теплообменника 15. Разделанный кабель внутренней разводки 16. Силовой кабель внутренней/наружной разводки 17. Компенсирующий трансформатор специальный 18. Распределительный щит специальный 19. Рубильник аварийного выключения специальный 20. Рубильник включения электропитания специальный 21. Инструкции на русском языке 22. Монтажный материал Принадлежности: 1. Рабочая станция ЛЕОНАРДО (компьютерный блок цветной монитор электронная мышь ПО системное и прикладное) 2. Клавиатура специальная 3. Цветной монитор специальный 4. Сателлитная консоль ВИЗАРД (компьютерный блок цветной монитор клавиатура электронная мышь ПО системное и прикладное) 5. Внешний источник питания для сателлитной консоли ВИЗАРД 6. Источник бесперебойного питания 7. Модуль расширения оперативной памяти компьютерного блока 8. Высокопроизводительный графический модуль/карта 9. ПО для количественной оценки динамических исследований и объемометрических измерений 10. ПО для интерактивного трехмерного просмотра в реальном масштабе времени больших массивов изображений 11. ПО для трехмерной постобработки изображений (МПР/МИП/3Д) 12. ПО для количественной оценки перфузии 13. ПО для поиска и количественного анализа узелковых образований в легких 14. ПО для проведения виртуальной колонографии 15. ПО для реконструкции параксиальных срезов полости рта 16. ПО для количественной оценки степени деминерализации костной ткани 17. ПО для количественной оценки плотности паренхимы легких 18. ПО для количественной оценки степени обезызвествления коронарных артерий 19. ПО для количественной оценки сосудистых структур 20. ПО для цветового отображения объемных структур 21. ПО для виртуальной эндоскопии 22. ПО для совмещения мультимодальных изображений 23. ПО для авторизации прав доступа к системе 24. ПО для расширения поля сканирования 25. Карта для прямой реконструкции проекционных данных 26. ПО для прямой реконструкции КТ-данных с произвольным выбором плоскости срезов одновременной реконструкции серии мультифазных задач 27. Программно-аппаратный пакет для сканирования с респираторной синхронизацией 28. Программно-аппаратный пакет для кардиосканирования с ЭКГ- монитором и комплектом ЭКГ-кабелей 29. Комплект специальных одноразовых электродов 30. ПО для интервенционной флюороскопии и биопсии 31. Комплект средств управления флюороскопическим режимом (монитор ножная педаль джойстик) 32. Тележка для монитора 33. Потолочная подвеска для монитора 34. Дисковод для магнитооптических дисков 35. Комплект кабелей для расширения внутренней сетевой разводки 36. Видеомультиплексор для подключения удаленного монитора 37. Кабель для подключения удаленного монитора 38. Рабочий стол оператора 39. Контейнер для компьютерной системы 40. Стул оператора с антистатическим покрытием 41. Просвинцованное стекло с рамой 42. Транспортная подкладка с фиксирующими ремнями 43. Матрас для транспортной подкладки 44. Подголовник для транспортной подкладки 45. Лотки для младенцев 46. Подголовник для коронарных срезов в положении на спине 47. Подголовник для коронарных срезов в положении на животе 48. Сменная дека стола с плоской поверхностью 49. Углепластные накладки для стола 50. Держатель рулонного полотенца/простыни 51. Тележка для хранения средств позиционирования/укладки пациента 52. Рентгенозащитный специальный фартук для персонала 53. Настенный держатель фартука 54. Рентгенозащитное специальное покрывало для пациента 55. Рентгенозащитный специальный фартук для пациента 56. Негатоскоп специальный 57. Стабилизатор сетевого напряжения 58. Магнитооптические диски 59. Компакт-диски высокого качества записи специальные 60. Электронный ключ для работы просмотровой рабочей станции 61. ПО просмотровой рабочей станции/сервера 62. ПО для документирования изображений по стандарту ДИКОМ 63. Комплект документации пользователя 64. Компьютерный блок просмотровой рабочей станции/сервера 65. Записывающий CD-ROM 66. Автоматический инжектор контрастного вещества 67. Одноразовая колба для инжектора 68. Камера/принтер с ДИКОМ сетевым модулем 69. Пленка для специальной камеры/принтера 70. Бумага для специальной камеры/принтера
Siemens Healthcare | Russia | IVD |  | Томограф рентгеновский компьютерный SOMATOM Spirit с принадлежностями (см. Приложение на 4 листах)Блок базовый SOMATOM Spirit: 1. Гентри (система трубка/детектор с приводом вращения) 2. Стол пациента специальный 3. Консоль оператора 4. Генератор 5. Компьютерная система: модули управления сканированием реконструкции скоростной графики и анализа изображений специальные дисководы для хранения и архивирования медицинских изображений 6. Системное и прикладное программное обеспечение (ПО): базовое синго ПО ПО для трехмерной постобработки ПО для ангиографии ПО для редактирования объемов 7. Программно-аппаратный модуль для модуляции тока на трубке в процессе сканирования 8. Клавиатура с электронной мышью и манипулятором сканирования 9. Цветной специальный монитор 10. Средства позиционирования/укладки пациента 11. Сетевой модуль обмена данными 12. Силовой кабель внутренней/наружной разводки специальный 13. Компенсирующий трансформатор 14. Распределительный щит специальный 15. Рубильник аварийного выключения специальный 16. Рубильник включения электропитания специальный 17. Инструкции на русском языке 18. Монтажный материал Принадлежности: 1. Рабочая станция ЛЕОНАРДО (компьютерный блок цветной монитор электронная мышь ПО системное и прикладное) 2. Клавиатура 3. Цветной специальный монитор 4. Модуль расширения оперативной памяти компьютерного блока 5. Высокопроизводительный графический модуль/карта 6. ПО для количественной оценки динамических исследований и объемометрических измерений 7. ПО для интерактивного трехмерного просмотра в реальном масштабе времени больших массивов изображений 8. ПО для трехмерной постобработки изображений (МПР/МИП/3Д) 9. ПО для количественной оценки перфузии 10. ПО для поиска и количественного анализа узелковых образований в легких 11. ПО для проведения виртуальной колонографии 12. ПО для реконструкции параксиальных срезов полости рта 13. ПО для количественной оценки степени деминерализации костной ткани 14. ПО для количественной оценки плотности паренхимы легких 15. ПО для постобработки кардиологических данных 16. ПО для количественной оценки сосудистых структур 17. ПО для цветового отображения объемных структур 18. ПО для виртуальной эндоскопии 19. ПО для совмещения мультимодальных изображений 20. ПО для прямой реконструкции КТ-данных с произвольным выбором плоскости срезов одновременной реконструкции серии мультифазных задач 21. Аппаратный модуль-карта для проведения прямой реконструкции проекционных данных 22. Программно-аппаратный модуль для сокращения длительности полного скана 23. ПО синхронизации запуска спирального сканирования с прибытием контрастного вещества 24. ПО для авторизации прав доступа к системе 25. Источник бесперебойного питания 26. Рабочий специальный стол оператора 27. Контейнер для компьютерной системы 28. Стул оператора специальный с антистатическим покрытием 29. Рама с просвинцованным стеклом 30. Лотки для младенцев 31. Подголовник для коронарных срезов 32. Удлинение поверхности стола пациента 33. Держатель рулонного полотенца/простыни 34. Тележка для хранения средств позиционирования/укладки пациента 35. Рентгенозащитный фартук для персонала 36. Настенный держатель фартука 37. Рентгенозащитное покрывало для пациента 38. Рентгенозащитный фартук для пациента 39. Негатоскоп 40. Стабилизатор сетевого напряжения 41. Компакт-диски высокого качества записи 42. Электронный ключ для работы просмотровой рабочей станции 43. ПО просмотровой рабочей станции/сервера 44. ПО для документирования изображений по стандарту ДИКОМ 45. ПО для архивирования изображений на компакт-диски 46. Компьютерный системный блок рабочей станции/сервера 47. Комплект документации пользователя 48. Записывающий CD/DVD-ROM специальный 49. Автоматический инжектор контрастного вещества 50. Одноразовая колба для инжектора 51. Камера/принтер с ДИКОМ сетевым модулем 52. Пленка специальная для камеры/принтера 53. Бумага специальная для камеры/принтера 54. Блок расширения дискового пространства рабочей станции 55. Блок расширения оперативной памяти рабочей станции 56. ПО для обеспечения записи изображений на DVD - диски 57. DVD - диски медицинского назначения
Siemens Healthcare | Russia | IVD |  | Аппарат рентгеновский медицинский диагностический AXIOM ARTIS c C-дугой для универсальной и кардиологической ангиографии модели: MP FC FA BC BA (см. Приложение на 8 листах)I. Блок базовый AXIOM Artis MP: 1. Рентгеновский генератор 2. Усилитель рентгеновского изображения. 3. Цифровая система визуализации с памятью изображений 4. Стол пациента. 5. Программное обеспечение передачи и получения изображений по сети. 6. Консоль управления для операционной. 7. Штатив С-образный многофункциональный с креплением стола. 8. Трубка рентгеновская. 9. Консоль с монитором (мониторами). 10. Монитор для пультовой. 11. Система измерения дозы. 12. Клавиатура. 13. Инструкция по эксплуатации на русском языке. 14. Рубильник общего включения. 15. Выключатель аварийный. 16. Кабель экранированный. II. Блок базовый AXIOM Artis FC: 1. Рентгеновский генератор. 2. Напольный С-штатив. 3. Усилитель рентгеновского изображения. 4. Цифровая система визуализации с памятью изображений. 5. Утройство для записи на компакт-диски. 6. Программное обеспечение передачи и получения изображений по сети. 7. Консоль управления для операционной. 8. Модуль вывода ЭКГ на монитор. 9. Стол пациента. 10. Дека стола с матрацем. 11. Усилитель рентгеновского изображения. 12. Система измерения дозы пациента. 13. Трубка рентгеновская. 14. Консоль потолочная с монитором (мониторами). 15. Монитор для пультовой. 16. Клавиатура. 17. Инструкция по эксплуатации на русском языке. 18. Рубильник общего включения. 19. Выключатель аварийный. 20. Кабель силовой экранированный. 21. Рельсы потолочные. III. Блок базовый AXIOM Artis FA: 1. Рентгеновский генератор. 2. Напольный С-штатив. 3. Усилитель рентгеновского изображения. 4. Цифровая система визуализации с памятью изображений. 5. Программное обеспечение передачи и получения изображений по сети. 6. Консоль управления для операционной. 7. Модуль вывода ЭКГ на монитор. 8. Стол пациента. 9. Дека стола с матрацем. 10. Усилитель рентгеновского изображения. 11. Трубка рентгеновская. 12. Система измерения дозы пациента. 13. Консоль потолочная с монитором (мониторами). 14. Монитор для пультовой. 15. Клавиатура. 16. Инструкция по эксплуатации на русском языке. 17. Рубильник общего включения. 18. Выключатель аварийный. 19. Кабель силовой экранированный. 20. Рельсы потолочные 1 м. VI. Базовый блок AXIOM Artis BC: 1. Два рентгеновских генератора. 2. Напольный и потолочный С-штативы. 3. Цифровая система визуализации с памятью изображений. 4. Устройство для записи на компакт-диски. 5. Программное обеспечение передачи и получения изображений по сети. 6. Консоль управления для операционной. 7. Съемка в режиме Кардио. 8. Два усилитель рентгеновского изображения. 9. Стол пациента. 10. Дека стола с матрацем. 11. Педаль напольная. 12. Мониторы на потолочной подвеске. 13. Мониторы для пультовой. 14. Клавиатура. 15. Инструкция по эксплуатации на русском языке. 16. Рубильник общего включения. 17. Выключатель аварийный. 18. Кабель силовой экранированный. 19. Рельсы потолочные 1 м. V. Блок базовый AXIOM Artis BA: 1. Два рентгеновских генератора. 2. Напольный и потолочный С-штативы. 3. Цифровая система визуализации с памятью изображений. 4. Устройство для записи на компакт-диски. 5. Программное обеспечение передачи и получения изображений по сети. 6. Консоль управления для операционной. 7. Два усилитель рентгеновского изображения. 8. Стол пациента. 9. Дека стола с матрацем. 10. Педаль напольная. 11. Мониторы на потолочной подвеске. 12. Мониторы для пультовой. 13. Клавиатура. 14. Инструкция по эксплуатации на русском языке. 15. Рубильник общего включения. 16. Выключатель аварийный. 17. Кабель силовой экранированный. 18. Рельсы потолочные. Принадлежности: 1. Защита от столкновений. 2. Ручка управления системой. 3. Сервомодуль управления столом. 4. Рельсы потолочные. 5. Съемка в режиме Кардио. 6. Кардиосъемка для плоского детектора. 7. Кардио субтракция. 8. ПО субтракция/цифровая съемка. 9. ПО увеличения скорости съемки для субтракции/ротационной ангиографии. 10. Субтракция со сниженной дозой. 11. Устройство для цифровой съемки. 12. Ротационная ангиография с субтракцией. 13. Ротационная ангиография 14. ПО в печати формата DICOM Print. 15. Программа анализа сосудов. 16. ПО позиционирования коллиматора без облучения. 17. Кардиосъемка для детей. 18. Устройство для съемки с повышенной разрешающей способностью. 19. Режим пошаговой съемки для кардиосистемы. 20. Режим съемки с отслеживанием болюса. 21. Педаль напольная (беспроводная). 22. Интерфейс Sensis и кабельный комплект. 23. Экранирующий комплект для систем ЭФИ. 24. Флюороскопия с синхронизацией по ЭКГ. 25. Программа анализа левого желудочка. 26. Программа анализа левого желудочка по двум проекциям. 27. Программа анализа коронаров. 28. Скопия импульсная. 29. Программа виртуального позиционирования. 30. Кинопетля для бипланового режима. 31. Функция расширенного позиционирования дуги. 32. Функция DICOM RIS-Modality Worklist. 33. Программное обеспечение DICOM MPPS. 34. Программное обеспечение защиты данных. 35. Защита нижней части тела от излучения. 36. Защита верхней части тела от излучения. 37. Лампа для операционных. 38. Тележка для консолей управления. 39. Экран управления сенсорный дополнительный. 40. Педаль управления гентри дополнительная. 41. Модуль управления столом. 42. Интерфейс управления для пультовой. 43. Пульт управления для пультовой. 44. Дисплей данных для пультовой. 45. Дисплей данных для пультовой с дисплеем данных. 46. Модуль экстренного отключения для пультовой. 47. Модуль управления гентри для пультовой. 48. Модуль управления столом для пультовой. 49. Выключатель ручной. 50. Педаль включения дополнительная. 51. Интерфейс инъектора для пультовой. 52. Расширение памяти. 53. Источник бесперебойного питания изображения при перебоях в электросети. 54. Источник бесперебойного питания для системы стола изображения. 55. Комплект кабелей источника бесперебойного питания. 56. Источник бесперебойного питания для всей системы. 57. Система вывода изображения рабочей станции в операционную включая монитор. 58. Джойстик для пультовой дополнительный. 59. Комплект отображения ультразвукового изображения . 60. Комплект интеграции аппарата УЗИ в систему. 61. Комплект интеграции аппарата мониторинга в систему. 62. Программный пакет реконструкции мягких тканей. 63. Программное обеспечение для InSpace 3D. 64. Станция рабочая для реконструкции мягких тканей. 65. Система трехмерной реконструкции в реальном времени. 66. ПО рабочей станции. 67. Лицензия на ПО трехмерной реконструкции. 68. Комплект принадлежностей для 3D-реконструкции. 69. Фантом сферический калибровочный. 70. Адаптер графический трехмерный. 71. Лицензия на ПО наложения живого изображения на трехмерное. 72. Программная лицензия по выводу трехмерного изображения в операционной. 74. Программный пакет виртуальной эндоскопии. 75. Лицензия на ПО InSpace EP трехмерной кардиовизуализации. 76. Программные дополнительные средства для InSpace 3D. 77. Пакет вывода стереоизображения на два дисплея. 78. Видеоразветвитель на 2 монитора. 79. Лицензия на ПО трехмерной реконструкции коронаров. 80. Программный пакет просмотра ангиоизображений на рабочей станции. 81. ПО для цифровой субтракции на рабочей станции. 82. ПО для высокоскоростной субтракции на рабочей станции. 83. Программный пакет оценки коронаров на рабочей станции. 84. Программный пакет оценки периферических сосудов на рабочей станции. 85. Программный пакет оценки левого желудочка на рабочей станции. 86. Программное обеспечение просмотра кардиологических изображений на рабочей станции. 87. Лицензия на ПО для просмотровой станции. 88. Сетевая карта Ethernet 100 Base T. 89. ПО записи кардиоизображений на CD. 90. Лицензия ПО сервера Echolab. 91. Лицензия ПО сервера ACOM.Server. 92. Программное обеспечение ACOM.Net Server. 93. Лицензия ПО сервера ACOM. 94. Источник бесперебойного питания для ACOM. 95. ПО интерфейса с архивом Centera. 96. Программный пакет защиты данных ACOM.net. 97. ПО интерфейса с архивом ARI. 98. ПО дополнительного сохранения на сервере в реальном времени. 99. ПО отчета ACOM.Report. 100. Программный пакет для конвертации Quantcor протоколов в Dicom 3 формате. 101. Программное обеспечение анализа коронаров. 102. Программное обеспечение левого желудочка. 103. Устройство записи DVD дисков и плоский ЖК монитор. 104. Переговорное устройство. 105. ПО для управления системой голосом 106. Подставка-контейнер для видеосистемы и принадлежностей. 107. Стол для пультовой. 108. Держатель инфузионного сосуда. 109. Держатели кабеля для стола пациента. 109. Покрытие для матраца. 110. Фиксатор головы с комплектом подголовников. 111. Подголовник для черепа позиционирующий. 112. Установочный комплект модуля управления у головной части стола. 113. Вставка стола с шинами для крепления принадлежностей головная. 114. Шина узкого стола для абдоминальных принадлежностей. 115. Тележка для консоли управления системы. 116. Шины принадлежностей дополнительные для стола пациента. 117. Фиксатор головы боковой. 118. Подставка для инструментов. 119. Удлинение стола для инструмента. 120. Держатель руки. 121. Фиксаторы руки (пара). 122. Уширение стола. 123. Ремень компрессионный. 124. Подголовник клинообразный. 125. Подголовник плоский. 126. Рукоятка позиционирующая для пациента. 127. Ручки и опоры для кистей рук (2 шт.). 128. Упоры для плеч (2 шт.). 129. Ремни фиксирующие. 130. Фильтр для черепа гомогенизированный. 131. Фильтр гомогенизированный для детского черепа. 132. Чехлы одноразовые для элементов системы.
Siemens Healthcare | Russia | IVD |  | Установки рентгеновские диагностические AXIOM ICONOS R 100 AXIOM ICONOS R 200 с принадлежностями (см. Приложение на 6 листах)Базовый блок: 1. AXIOM Iconos R100 50 Гц с усилителем рентгеновского изображения и монитором 2. Угловая скопия 3. Ступень-приступка 4. Высокочастотный генератор 5. Пульт управления 6. Комплект кабелей для монитора в процедурной 7. Инструкция по эксплуатации 8. Мoнтажный материал 9. Просмотровое окно 100 X 80 см 10. Распределительный шкаф 11. Кабель экранированный 5X25 мм2 Принадлежности: 1. Линейная томография (планиграфия) 2. Пульсо-флюроскопия со сниженной дозой облучения 3. Дистанционная компрессионная система 4. Ступень приступка комфортная 5. Генератор Полидорос SX 65 с излучателем OPTI 150/40/80 HC 6. Блок замера дозы поверхностного излучения CAREMAX 7. Генератор Полидорос PL SX 80 & OPTI 150/40/80 HC 8. Интеграционный блок замера дозы поверхностного излучения CAREMAX 9. Контрольная консоль 10. Тележка для мониторов 11. Монитор для пультовой 12. Настенный растр 13. Растровая отсеивающая решетка 14. Держатель головы пациента 15. Плечевые опоры (1 пара) 16. Держатель ног 17. Ленточный компрессорий 18. Держатели для ног (левый и правый) 19. Кассетодержатель 20. Кассетодержатель латеральный 21. Педаль включения съемки 22. Матрац позиционирования пациента 23. Переговорное устройство 24. Принтер для распечатки информации о дозе облучения 25. Самоклеющиеся ярлыки 26. Удлиннение подножки 27. Съемный защитный комплект 28. Защитный комплект боковой 29. Опоры для рук 30. Держатель инфузионной колбы 31. Держатель для BABIX'а моторизованный 32. Кювеза сидячая 640 мм 33. Набор BABIX'ов 500/650/850 MM 34. Держатель BABIX вертикальный 35. Деревянный держатель Babix 36. Держатель для BABIX'а деревянный 700 мм 37. BABIX 600 мм корытообразный 38. BABIX 700 мм плоский 39. Пространство для кабелей 40. KK интерфейс LX#R100 с Vertix PRO Базовый блок: 1. AXIOM ICONOS R200 с цифровой системой изображения 2. ПЗС-ТВ камера 3. Позиционирующее устройство усилителем изображения и растром 4. Колимматор 5. Настенное крепление 6. Тележка с монитором для процедурной 7. Клавиатура 8. Инструкция по эксплуатации 9. Мoнтажный Материал 10. Просмотровое окно 100 X 80 см 11. Распределительная панель 12. Кабель экранированный 5X25 мм2 Принадлежности: 1. Дополнительная возможность наклона стола по Тренделенбургу 2. ПЗС-ТВ-камера с цифровой субстракционной ангиографией 3. Пакет для интервенционных исследований # R200 4. Блок позиционирования с усилителем изображения и отсеивающим растром 5. Усилитель изображения с отсеивающим растром 6. Пошаговое движение стола 7. Коллиматор с 3 интегрированными полутранспарентными фильтрами 8. Дооснащение генератора до 80 kW 9. Интеграционный блок замера дозы поверхностного излучения CAREMAX 10. 6-и программная томография 11. Компрессионное устройство с дистанционным управлением 12. ИК пульт дистанционного управления 13. Рабочая станция LEONARDO для просмотра оценки и обработки изображений 14. ПО для рабочей станции LEONARDO 15. Программная лицензия для LEONARDO DSA 16. Лицензия ПО для позвоночника 17. Программная лицензия для ортопедического пакета LEONARDO 18. Программная лицензия для абдоминального пакета к LEONARDO 19. Программная лицензия на ангиографию конечностей для LEONARDO 20. Система автоматического сканирования объекта Длинный кадр 21. Мобильная консоль управления 22. ИК приемник настенного/потолочного крепления 23. Системная консоль 24. Крепление консоли SX/LX на стену/к столу 25. Пульсирующая флюроскопия со сниженной дозой облучения Carevision 26. Цифровая система облучения со сниженной дозой Supervision 27. Цифровое устройство для серийной съемки 28. ПО вызова архивированных изображений 29. Программный пакет DICOM Worklist 30. Интерфейс видеовыхода 31. Расширение памяти 32. Опция Careprofile - C 33. Опция Careposition C 34. Программный пакет для цифрового усиления контрастности изображения 35. Квантификационный пакет Stenosis - C 36. ПО защиты передачи данных 37. Интерфейс для подключения бумажного принтера и распечатки изображений 38. Считыватель штрих-кода Barcode-Reader 39. Интерфейс подключения лазерной камеры 40. Сетевой интерфейс DICOM Print SW 41. Устройство для записи компакт-дисков 42. Монитор на потолочной подвеске 43. Адаптер для помещений с высоким потолком 44. Консоль с монитором 44 см 45. Автоматическое форматирование для VERTIX PRO(ACSS) 46. Вертикальная стойка снимков Vertix PRO 47. Интерфейс для подключения Veritex 48. Транспарентный растр 49. Держатель головы пациента 50. Плечевые опоры (1 пара) 51. Держатель ног 52. Ленточный компрессорий 53. Держатели для ног (левый и правый) 54. Кассетодержатель 55. Кассетодержат
Siemens Healthcare | Russia | IVD |  | Томограф магнитно-резонансный Magnetom Impact Expert с принадлежностями (см. Приложение на 4 листах)Блок базовый: 1. Магнит. 2. Система градиентная. 3. Катушка для тела интегрированная в магнит. 4. Кожух магнита с системой вентиляции и освещения в туннеле магнита. 5. Система приемо-передающая радиочастотная. 6. Стол пациента с двумя пультами управления. 7. Комплект шкафов электроники для управления системами сбора данных томографа. 8. Консоль оператора с компьютерным блоком монитором клавиатурой электронной мышью. 9. Программный пакет управления томографом с наборами клинических протоколов сбора данных. 10. Лицензия на клинические пакеты. 11. Катушка для головы. 12. Катушка для отделов позвоночника. 13. Кабель внутренней разводки. 14. Кабель подключения к радиочастотной кабине. 15. Инструкция на русском языке. Принадлежности: 1. Консоль сателлитная: компьютерный блок монитор электронная мышь. 2. Консоль примагнитная: монитор электронная мышь и немагнитная стол- тележка. 3. Видеораспределитель для монитора. 4. Программное обеспечение просмотровой станции. 5. Программное обеспечение для ДИКОМ-документирования. 6. Программное обеспечение для записи на компакт-диски. 7. Компьютерный блок станции электронная мышь. 8. Оперативная память. 9. Диск жесткий. 10. Дисковод для записи на оптические и магнитно-оптические диски. 11. Дисковод для записи на компакт-диски. 12. Карта графическая для подключения до 2х мониторов. 13. Клавиатура для рабочей станции врача. 14. Монитор цветной для медицинских диагностических изображений. 15. Адаптер сетевой с сетевым кабелем. 16. Дисплей на кожухе магнита для отображения физиологических параметров. 17. Программный пакет клинических протоколов визуализации. 18. Программный пакет ускоренной спин-эхо визуализации. 19. Программный пакет скоростной визуализации. 20. Программный пакет расширенной трехмерной визуализации. 21. Программный пакет кардиовизуализации. 22. Программный пакет адаптивной фильтрации изображений. 23. Программный пакет ультраскоростной / эхо-планарной визуализации. 24. Программный пакет расширенной МР ангиографии. 25. Программный пакет измерения кровотока. 26. Программный пакет функциональной визуализации. 27. Программный пакет периферийной МР ангиографии. 28. Программный пакет трехмерного цветового отображения анатомических объемов. 29. Программный пакет виртуальной эндоскопии. 30. Катушка для шеи. 31. Катушка для головы/шеи. 32. Катушка для спины. 33. Катушка для тела. 34. Катушка для плечевых суставов. 35. Катушка для конечностей. 36. Катушка для височно-челюстного сустава. 37. Катушка эндоректальная. 38. Катушка с малым полем обзора. 39. Катушка для молочных желез. 40. Комплект комфортной укладки пациента. 41. Интерфейс для подключения гибких катушек. 42. Интерфейс для подключения циркулярно-поляризованных мультиэлементных катушек. 43. Катушка гибкая. 44. Катушка кольцевая. 45. Шкаф для хранения катушек. 46. Тележка транспортная немагнитная для пациента. 47. Держатель капельницы для немагнитной тележки. 48. Пл
Siemens Healthcare | Russia | IVD |  | Система экстракорпоральной ударно-волновой литотрипсии LITHOSKOP c принадлежностями (см. Приложение на 2 листах)Блок базовый: 1. Система для ударно-волновой литотрипсии. 2. Стол пациента. 3. Система визуализации рентгеновская. 4. Генератор рентгеновский с рентгеновской трубкой. 5. Система изображения цифровая с усилителем рентгеновского изображения. 6. Система измерения поверхностной дозы встроенная. 7. Клавиатура. 8. Инструкция по эксплуатации на русском языке. 9. Дополнительные компоненты и материал для монтажа: панель распределительная кабель экранированный. Принадлежности: 1. Окно просмотровое рентгенозащитное. 2. Педаль включения многофункциональная. 3. Пакет урологический включая два монитора ЖК на подвижном кронштейне. 4. Полка для эндоскопического оборудования. 5. Система автоматического позиционирования камня в фокусе. 6. Расширение памяти изображений. 7. Увеличение мощности генератора. 8. Система синхронизации дробления по ЭКГ. 9. Комплект установочный для системы синхронизации по ЭКГ. 10. ПО система печати изображений в формате DICOM. 11. ПО список рабочий DICOM (DICOM Worklist). 12. ПО запр
Siemens Healthcare | Korea | MD |  | Artis Zee Ceiling | Fluoroscopic x-ray system, angiography, stationary, digital | class 3
Siemens Healthcare | Korea | MD |  | 4V2외 4건 | Probe for medical use | class 1
Siemens Healthcare | Korea | MD |  | SOMATOM Emotion 16-slice Configuration | CT system, full-body | class 2
Siemens Healthcare | Korea | MD |  | SOMATOM Emotion 6-slice configuration | CT system, full-body | class 2
Siemens Healthcare | Korea | MD |  | AXIOM Aristos VX plus(80kW) | X-ray system, diagnostic, general-purpose, digital | class 2
Siemens Healthcare | Korea | MD |  | DCA Vantage Instrument World Wide | Hemoglobin analyzer | class 1
Siemens Healthcare | Korea | MD |  | AXIOM Artis dFC MN | Fluoroscopic x-ray system, angiography, stationary, digital | class 3
Siemens Healthcare | Korea | MD |  | ARENA 1P+ | Hearing aid | class 2
Siemens Healthcare | Korea | MD |  | ARENA 2HP+ | Hearing aid | class 2
Siemens Healthcare | Korea | MD |  | ARENA 2P+ | Hearing aid | class 2
Siemens Healthcare | Korea | MD |  | CALIBRA 1 FREE D | Hearing aid | class 2
Siemens Healthcare | Korea | MD |  | ARENA 1HP+ | Hearing aid | class 2
Siemens Healthcare | Korea | MD |  | AXIOM Aristos VX Plus(50kW) | X-ray system, diagnostic, general-purpose, digital | class 2
Siemens Healthcare | Korea | MD |  | RX13 | Hearing aid, air-conduction | class 2
Siemens Healthcare | Korea | MD |  | 4V2c외 12건 | Probe for medical use | class 1
Siemens Healthcare | Korea | MD |  | 4V1c | Probe for medical use | class 1
Siemens Healthcare | Korea | MD |  | 3V2c외 2건 | Probe for medical use | class 1
Siemens Healthcare | Korea | MD |  | C6-2외 4건 | Probe for medical use | class 1
Siemens Healthcare | Korea | MD |  | C5-2외 3건 | Probe for medical use | class 1
Siemens Healthcare | Korea | MD |  | C6-2외 9건 | Probe for medical use | class 1
Siemens Healthcare | Korea | MD |  | CALIBRA 3 | Hearing aid | class 2
Siemens Healthcare | Korea | MD |  | 7V3c외 11건 | Probe for medical use | class 1
Siemens Healthcare | Korea | MD |  | AXIOM Sensis Lite | Polygraph | class 2
Siemens Healthcare | Korea | MD |  | AXIOM Sensis | Polygraph | class 2
Siemens Healthcare | Korea | MD |  | CH5-2외 10건 | Probe for medical use | class 1
Siemens Healthcare | Korea | MD |  | syngo US Workplace | Medical image processing unit | class 2
Siemens Healthcare | Korea | MD |  | 7CF2외 7건 | Probe for medical use | class 1
Siemens Healthcare | Korea | MD |  | Stratus CS STAT Fluorometric Analyzer | Fluorimetric immunoassay analyzer(FIA), stationary | class 1
Siemens Healthcare | Korea | MD |  | Oncor Expression | Accelerator system collimator electron applicator | class 3
Siemens Healthcare | Korea | MD |  | AXIOM Luminos dRF외 1건 | Fluoroscopic x-ray system, general-purpose, stationary, digital | class 3
Siemens Healthcare | Korea | MD |  | P4-2 | Probe for medical use | class 1
Siemens Healthcare | Korea | MD |  | AXIOM Sensis XP Lite외 2건 | Polygraph | class 2
Siemens Healthcare | Korea | MD |  | KODAK Point-of-Care CR imaging reader ITX 560 | Mobile X-ray system | class 3
Siemens Healthcare | Korea | MD |  | AM Digitrim 23P | Hearing aid | class 2
Siemens Healthcare | Korea | MD |  | AM 111 | Hearing aid | class 2
Siemens Healthcare | Korea | MD |  | Electone Tango 2P | Hearing aid | class 2
Siemens Healthcare | Korea | MD |  | Electone Tango 2SP | Hearing aid | class 2
Siemens Healthcare | Korea | MD |  | Siemens Electone EL111 BTE Hearing Aid | Hearing aid | class 2
Siemens Healthcare | Korea | MD |  | Biograph 6 TruePoint Positron Emission Tomography(PET)/Computed Tomograhy(CT) Scanner | Nuclear medicine system, positron emission tomography, combination | class 2
Siemens Healthcare | Korea | MD |  | CALIBRA 1P | Hearing aid | class 2
Siemens Healthcare | Korea | MD |  | CALIBRA 2P | Hearing aid | class 2
Siemens Healthcare | Korea | MD |  | CALIBRA 3P | Hearing aid | class 2
Siemens Healthcare | Korea | MD |  | Artis Zee Biplane | Fluoroscopic x-ray system, angiography, stationary, digital | class 3
Siemens Healthcare | Korea | MD |  | TARGA 3HP | Hearing aid | class 2
Siemens Healthcare | Korea | MD |  | 8V3 | Probe for medical use | class 1
Siemens Healthcare | Korea | MD |  | 4V1외 1건 | Probe for medical use | class 1
Siemens Healthcare | Korea | MD |  | 9L4외 12건 | Probe for medical use | class 1
Siemens Healthcare | Korea | MD |  | 10V4 | Probe for medical use | class 1
Siemens Healthcare | Korea | MD |  | 4C1 | Probe for medical use | class 1
Siemens Healthcare | Korea | MD |  | C5-2외 9건 | Probe for medical use | class 1
Siemens Healthcare | Korea | MD |  | C5F1외 3건 | Probe for medical use | class 1
Siemens Healthcare | Korea | MD |  | 3V2C외 2건 | Probe for medical use | class 1
Siemens Healthcare | Korea | MD |  | P4-2외 1건 | Probe for medical use | class 1
Siemens Healthcare | Korea | MD |  | 4V1c외 1건 | Probe for medical use | class 1
Siemens Healthcare | Korea | MD |  | C5-2외 6건 | Probe for medical use | class 1
Siemens Healthcare | Korea | MD |  | 4-2PA외 1건 | Probe for medical use | class 1
Siemens Healthcare | Korea | MD |  | Siemens Cielo SP BTE | Hearing aid | class 2
Siemens Healthcare | Korea | MD |  | Siemens cielo P BTE | Hearing aid | class 2
Siemens Healthcare | Korea | MD |  | Siemens Artis P | Hearing aid | class 2
Siemens Healthcare | Korea | MD |  | ONCOR Impression Plus | Accelerator system collimator electron applicator | class 3
Siemens Healthcare | Korea | MD |  | Clinitek Novus Analyzer | Urine chemistry analyzer, (semi-)automated | class 1
Siemens Healthcare | Korea | MD |  | HEMA-TEK 2000 Slide Stainer | Sample processing instruments | class 1
Siemens Healthcare | Korea | MD |  | ACUSON Sequoia C512 Echocardiography System | Ultrasound imaging system, general-purpose | class 2
Siemens Healthcare | Korea | MD |  | ACUSON Sequoia C256 Echocardiography System | Ultrasound imaging system, general-purpose | class 2
Siemens Healthcare | Korea | MD |  | ACUSON Sequoia 512 Ultrasound System | Ultrasound imaging system, general-purpose | class 2
Siemens Healthcare | Korea | MD |  | Multix TOP | X-ray system, diagnostic, general-purpose, analogue | class 2
Siemens Healthcare | Korea | MD |  | AXIOM Artis dFA | Fluoroscopic x-ray system, angiography, stationary, digital | class 3
Siemens Healthcare | Korea | MD |  | AXIOM Artis dTA | Fluoroscopic x-ray system, angiography, stationary, digital | class 3
Siemens Healthcare | Korea | MD |  | AXIOM Artis dBA | Fluoroscopic x-ray system, angiography, stationary, digital | class 3
Siemens Healthcare | Korea | MD |  | ACUSON CV70 Cardiology System | Echocardiograph? | class 3
Siemens Healthcare | Korea | MD |  | Rapidlab 1200 System Series외 3건 | analyzer, blood gases | class 1
Siemens Healthcare | Korea | MD |  | Rapidpoint 400 ROW | analyzer, blood gases | class 1
Siemens Healthcare | Korea | MD |  | EC9-4외 1건 | Probe, ultrasonic, vaginal | class 2
Siemens Healthcare | Korea | MD |  | AXIOM Artis Dtc | Fluoroscopic x-ray system, angiography, stationary, digital | class 3
Siemens Healthcare | Korea | MD |  | Mammomat Balance | Mammographic x-ray system, stationary, analogue | class 2
Siemens Healthcare | Korea | MD |  | SONOCUR Basic | Extracorporeal shock wave treatment system | class 3
Siemens Healthcare | Korea | MD |  | Siremobil Compact L | Fluoroscopic x-ray system, general-purpose, mobile, digital | class 3
Siemens Healthcare | Korea | MD |  | MAGNETOM Free.Max | MRI system, full-body, superconducting magnet | class 2
Siemens Healthcare | Korea | MD |  | NAEOTOM Alpha | CT system, full-body | class 2
Siemens Healthcare | Korea | MD |  | Dimension RxL clinical chemistry system with HM | Clinical chemistry automated analyser | class 1
Siemens Healthcare | Korea | MD |  | NHS 2088 | Hearing aid | class 2
Siemens Healthcare | Korea | MD |  | ACUSON Sequoia™ C256 Echocardiography Systems | Echocardiograph? | class 3
Siemens Healthcare | Korea | MD |  | SOMATOM EMOTION |  | class 2
Siemens Healthcare | Korea | MD |  | SIREGRAPH CF | Radiographic X-ray system | class 3
Siemens Healthcare | Korea | MD |  | SERVO VENTILATOR 900E | Ventilator | class 3
Siemens Healthcare | Korea | MD |  | Respiratory XDCR | Probe, general-purpose, external | class 1
Siemens Healthcare | Korea | MD |  | SOMATOM Perspective | CT system, full-body | class 2
Siemens Healthcare | Korea | MD |  | CEMIA Power | Hearing aid, air-conduction | class 2
Siemens Healthcare | Korea | MD |  | BASE 1외 3건 | Hearing aid, air-conduction | class 2
Siemens Healthcare | Korea | MD |  | Symbia T16외 1건 |  | class 2
Siemens Healthcare | Korea | MD |  | ELECTONE TANGO 3 SP+ |  | class 2
Siemens Healthcare | Korea | MD |  | MODULARIS Variostar | Lithotriptor, external, electromechanical | class 3
Siemens Healthcare | Korea | MD |  | Clinitek Status + | Urine chemistry analyzer, (semi-)automated | class 1
Siemens Healthcare | Korea | MD |  | IMMULITE 2000 XPi | Immunoabsorbance analyzer | class 1
Siemens Healthcare | Korea | MD |  | 10438577외 3건 | Catheter, cardiac, electrophysiological mapping | class 2
Siemens Healthcare | Korea | MD |  | ACUSON SC2000 Diagnostic Ultrasound System | Ultrasound imaging system, general-purpose | class 2
Siemens Healthcare | Korea | MD |  | ADVIA 2120i without Autosampler외 2건 | Hematology analyzer, cell-quantifying | class 1
Siemens Healthcare | Korea | MD |  | MAGNETOM Essenza | MRI system, full-body, superconducting magnet | class 2
Siemens Healthcare | Korea | MD |  | FUSION | Hearing aid | class 2
Siemens Healthcare | Korea | MD |  | FUSION PP plus | Hearing aid | class 2
Siemens Healthcare | Korea | MD |  | IMMULITE®2000 | Immunoabsorbance analyzer | class 1
Siemens Healthcare | Korea | MD |  | SERVO VENTILATOR 300 | Ventilator | class 2
Siemens Healthcare | Korea | MD |  | SIRESKOP SX | Radiographic X-ray system | class 3
Siemens Healthcare | Korea | MD |  | MUSIC D
Siemens Healthcare | Korea | MD |  | MEVATRON(MXE2) | Medical charged-particle radiation therapy system | class 3
Siemens Healthcare | Korea | MD |  | SC5000 | Patient monitor | class 2
Siemens Healthcare | Korea | MD |  | SIRECUST1281 | Patient monitor | class 2
Siemens Healthcare | Korea | MD |  | SC6002 | Patient monitor | class 2
Siemens Healthcare | Korea | MD |  | BICOR TOP | Angiographic X-ray system | class 3
Siemens Healthcare | Korea | MD |  | MAMMOMAT 300 | Mammographic X-ray system | class 3
Siemens Healthcare | Korea | MD |  | MULTISTAR TOP | Angiographic X-ray system | class 3
Siemens Healthcare | Korea | MD |  | MOBILETT PLUS | Mobile X-ray system | class 3
Siemens Healthcare | Korea | MD |  | POLYMOBIL Ⅲ | Mobile X-ray system | class 3
Siemens Healthcare | Korea | MD |  | POLYMOBIL 10 | Mobile X-ray system | class 3
Siemens Healthcare | Korea | MD |  | F80 HT+
Siemens Healthcare | Korea | MD |  | SPECTRA ET+
Siemens Healthcare | Korea | MD |  | SPECTRA PP+
Siemens Healthcare | Korea | MD |  | REXTON 48
Siemens Healthcare | Korea | MD |  | REXTON 49 PP
Siemens Healthcare | Korea | MD |  | SPECTRA S+
Siemens Healthcare | Korea | MD |  | Endo P Ⅱ | Probe for medical use | class 1
Siemens Healthcare | Korea | MD |  | COROSKOP TOP | Angiographic X-ray system | class 3
Siemens Healthcare | Korea | MD |  | TARGA 3P | Hearing aid | class 2
Siemens Healthcare | Korea | MD |  | TARGA 3 | Hearing aid | class 2
Siemens Healthcare | Korea | MD |  | TARGA 1P | Hearing aid | class 2
Siemens Healthcare | Korea | MD |  | Syngo X Workplace | Telemetry system transmitter, analysis | class 2
Siemens Healthcare | Korea | MD |  | 8V3 | Probe for medical use | class 1
Siemens Healthcare | Korea | MD |  | Biograph 16 Positron Emission Tomography(PET) / Computed Tomography(CT) Scanner | Nuclear medicine system, positron emission tomography, combination | class 2
Siemens Healthcare | Korea | MD |  | Somatom Emotion Duo | CT system, full-body | class 2
Siemens Healthcare | Korea | MD |  | Somatom Sensation 64 | CT system, full-body | class 2
Siemens Healthcare | Korea | MD |  | Dimension Xpand Plus with HM Clinical Chemistry system외 1건 | Clinical chemistry automated analyser | class 1
Siemens Healthcare | Korea | MD |  | Siemens Acuris P Hearing Aids | Hearing aid | class 2
Siemens Healthcare | Korea | MD |  | 4C1 | Probe for medical use | class 1
Siemens Healthcare | Korea | MD |  | Immulite 2500 system | Immunoabsorbance analyzer | class 1
Siemens Healthcare | Korea | MD |  | Digitrim | Hearing aid | class 2
Siemens Healthcare | Korea | MD |  | ACUSON Sequoia C512 Echocardiography System | Echocardiograph? | class 3
Siemens Healthcare | Korea | MD |  | AXIOM Aristos FX, Polydoros LX 80 | X-ray system, diagnostic, general-purpose, digital | class 2
Siemens Healthcare | Korea | MD |  | MAMMOMAT Novation (위첨자DR) | Mammographic x-ray system, stationary, analogue | class 2
Siemens Healthcare | Russia | MD |  | Аппарат слуховой 284 PP
Siemens Healthcare | Russia | MD |  | Аппарат слуховой серии Signia моделей: Signia Signia S
Siemens Healthcare | Russia | MD |  | Аппарат слуховой серии Prisma моделей: Prisma Prisma P Prisma 2SP+
Siemens Healthcare | Russia | MD |  | Аппарат слуховой серии Music моделей: Music Music P Music D
Siemens Healthcare | Russia | MD |  | Аппарат слуховой серии Phoenix моделей Phoenix 104 Phoenix 204
Siemens Healthcare | Russia | MD |  | Аппарат терапевтический ударно-волновой SONOCUR с ультразвуковым наведением (см. Приложение на 1 листе)Комплектующие терапевтического ударно-волнового аппарата SONOCUR с ультразвуковым наведением: 1.Модуль ударно-волновой 2.Головка ударно-волновая 3.Консоль шарнирная 4.Мембрана гофрированная 5.Кабель высоковольтный 6.Пульт управления ручной 7.Кабель сетевой
Siemens Healthcare | Russia | IVD |  | Аппарат рентгеновский медицинский диагностический AXIOM ARTIS c C-дугой для универсальной и кардиологической ангиографии модели: MP FC FA BC BA (см. Приложение на 52 листах)I. Блок базовый AXIOM Artis MP: 1. Рентгеновский генератор 2. Усилитель рентгеновского изображения. 3. Цифровая система визуализации с памятью изображений 4. Стол пациента. 5. Программное обеспечение передачи и получения изображений по сети. 6. Консоль управления для операционной. 7. Штатив С-образный многофункциональный с креплением стола. 8. Трубка рентгеновская. 9. Консоль с монитором (мониторами). 10. Монитор для пультовой. 11. Система измерения дозы. 12. Клавиатура. 13. Инструкция по эксплуатации на русском языке. 14. Рубильник общего включения. 15. Выключатель аварийный. 16. Кабель экранированный. II. Блок базовый AXIOM Artis FC: 1. Рентгеновский генератор. 2. Напольный С-штатив. 3. Усилитель рентгеновского изображения. 4. Цифровая система визуализации с памятью изображений. 5. Утройство для записи на компакт-диски. 6. Программное обеспечение передачи и получения изображений по сети. 7. Консоль управления для операционной. 8. Модуль вывода ЭКГ на монитор. 9. Стол пациента. 10. Дека стола с матрацем. 11. Усилитель рентгеновского изображения. 12. Система измерения дозы пациента. 13. Трубка рентгеновская. 14. Консоль потолочная с монитором (мониторами). 15. Монитор для пультовой. 16. Клавиатура. 17. Инструкция по эксплуатации на русском языке. 18. Рубильник общего включения. 19. Выключатель аварийный. 20. Кабель силовой экранированный. 21. Рельсы потолочные. III. Блок базовый AXIOM Artis FA: 1. Рентгеновский генератор. 2. Напольный С-штатив. 3. Усилитель рентгеновского изображения. 4. Цифровая система визуализации с памятью изображений. 5. Программное обеспечение передачи и получения изображений по сети. 6. Консоль управления для операционной. 7. Модуль вывода ЭКГ на монитор. 8. Стол пациента. 9. Дека стола с матрацем. 10. Усилитель рентгеновского изображения. 11. Трубка рентгеновская. 12. Система измерения дозы пациента. 13. Консоль потолочная с монитором (мониторами). 14. Монитор для пультовой. 15. Клавиатура. 16. Инструкция по эксплуатации на русском языке. 17. Рубильник общего включения. 18. Выключатель аварийный. 19. Кабель силовой экранированный. 20. Рельсы потолочные 1 м. VI. Базовый блок AXIOM Artis BC: 1. Два рентгеновских генератора. 2. Напольный и потолочный С-штативы. 3. Цифровая система визуализации с памятью изображений. 4. Устройство для записи на компакт-диски. 5. Программное обеспечение передачи и получения изображений по сети. 6. Консоль управления для операционной. 7. Съемка в режиме Кардио. 8. Два усилитель рентгеновского изображения. 9. Стол пациента. 10. Дека стола с матрацем. 11. Педаль напольная. 12. Мониторы на потолочной подвеске. 13. Мониторы для пультовой. 14. Клавиатура. 15. Инструкция по эксплуатации на русском языке. 16. Рубильник общего включения. 17. Выключатель аварийный. 18. Кабель силовой экранированный. 19. Рельсы потолочные 1 м. V. Блок базовый AXIOM Artis BA: 1. Два рентгеновских генератора. 2. Напольный и потолочный С-штативы. 3. Цифровая система визуализации с памятью изображений. 4. Устройство для записи на компакт-диски. 5. Программное обеспечение передачи и получения изображений по сети. 6. Консоль управления для операционной. 7. Два усилитель рентгеновского изображения. 8. Стол пациента. 9. Дека стола с матрацем. 10. Педаль напольная. 11. Мониторы на потолочной подвеске. 12. Мониторы для пультовой. 13. Клавиатура. 14. Инструкция по эксплуатации на русском языке. 15. Рубильник общего включения. 16. Выключатель аварийный. 17. Кабель силовой экранированный. 18. Рельсы потолочные. Принадлежности: 1. Защита от столкновений. 2. Ручка управления системой. 3. Сервомодуль управления столом. 4. Рельсы потолочные. 5. Съемка в режиме Кардио. 6. Кардиосъемка для плоского детектора. 7. Кардио субтракция. 8. ПО субтракция/цифровая съемка. 9. ПО увеличения скорости съемки для субтракции/ротационной ангиографии. 10. Субтракция со сниженной дозой. 11. Устройство для цифровой съемки. 12. Ротационная ангиография с субтракцией. 13. Ротационная ангиография 14. ПО в печати формата DICOM Print. 15. Программа анализа сосудов. 16. ПО позиционирования коллиматора без облучения. 17. Кардиосъемка для детей. 18. Устройство для съемки с повышенной разрешающей способностью. 19. Режим пошаговой съемки для кардиосистемы. 20. Режим съемки с отслеживанием болюса. 21. Педаль напольная (беспроводная). 22. Интерфейс Sensis и кабельный комплект. 23. Экранирующий комплект для систем ЭФИ. 24. Флюороскопия с синхронизацией по ЭКГ. 25. Программа анализа левого желудочка. 26. Программа анализа левого желудочка по двум проекциям. 27. Программа анализа коронаров. 28. Скопия импульсная. 29. Программа виртуального позиционирования. 30. Кинопетля для бипланового режима. 31. Функция расширенного позиционирования дуги. 32. Функция DICOM RIS-Modality Worklist. 33. Программное обеспечение DICOM MPPS. 34. Программное обеспечение защиты данных. 35. Защита нижней части тела от излучения. 36. Защита верхней части тела от излучения. 37. Лампа для операционных. 38. Тележка для консолей управления. 39. Экран управления сенсорный дополнительный. 40. Педаль управления гентри дополнительная. 41. Модуль управления столом. 42. Интерфейс управления для пультовой. 43. Пульт управления для пультовой. 44. Дисплей данных для пультовой. 45. Дисплей данных для пультовой с дисплеем данных. 46. Модуль экстренного отключения для пультовой. 47. Модуль управления гентри для пультовой. 48. Модуль управления столом для пультовой. 49. Выключатель ручной. 50. Педаль включения дополнительная. 51. Интерфейс инъектора для пультовой. 52. Расширение памяти. 53. Источник бесперебойного питания изображения при перебоях в электросети. 54. Источник бесперебойного питания для системы стола изображения. 55. Комплект кабелей источника бесперебойного питания. 56. Источник бесперебойного питания для всей системы. 57. Система вывода изображения рабочей станции в операционную включая монитор. 58. Джойстик для пультовой дополнительный. 59. Комплект отображения ультразвукового изображения . 60. Комплект интеграции аппарата УЗИ в систему. 61. Комплект интеграции аппарата мониторинга в систему. 62. Программный пакет реконструкции мягких тканей. 63. Программное обеспечение для InSpace 3D. 64. Станция рабочая для реконструкции мягких тканей. 65. Система трехмерной реконструкции в реальном времени. 66. ПО рабочей станции. 67. Лицензия на ПО трехмерной реконструкции. 68. Комплект принадлежностей для 3D-реконструкции. 69. Фантом сферический калибровочный. 70. Адаптер графический трехмерный. 71. Лицензия на ПО наложения живого изображения на трехмерное. 72. Программная лицензия по выводу трехмерного изображения в операционной. 74. Программный пакет виртуальной эндоскопии. 75. Лицензия на ПО InSpace EP трехмерной кардиовизуализации. 76. Программные дополнительные средства для InSpace 3D. 77. Пакет вывода стереоизображения на два дисплея. 78. Видеоразветвитель на 2 монитора. 79. Лицензия на ПО трехмерной реконструкции коронаров. 80. Программный пакет просмотра ангиоизображений на рабочей станции. 81. ПО для цифровой субтракции на рабочей станции. 82. ПО для высокоскоростной субтракции на рабочей станции. 83. Программный пакет оценки коронаров на рабочей станции. 84. Программный пакет оценки периферических сосудов на рабочей станции. 85. Программный пакет оценки левого желудочка на рабочей станции. 86. Программное обеспечение просмотра кардиологических изображений на рабочей станции. 87. Лицензия на ПО для просмотровой станции. 88. Сетевая карта Ethernet 100 Base T. 89. ПО записи кардиоизображений на CD. 90. Лицензия ПО сервера Echolab. 91. Лицензия ПО сервера ACOM.Server. 92. Программное обеспечение ACOM.Net Server. 93. Лицензия ПО сервера ACOM. 94. Источник бесперебойного питания для ACOM. 95. ПО интерфейса с архивом Centera. 96. Программный пакет защиты данных ACOM.net. 97. ПО интерфейса с архивом ARI. 98. ПО дополнительного сохранения на сервере в реальном времени. 99. ПО отчета ACOM.Report. 100. Программный пакет для конвертации Quantcor протоколов в Dicom 3 формате. 101. Программное обеспечение анализа коронаров. 102. Программное обеспечение левого желудочка. 103. Устройство записи DVD дисков и плоский ЖК монитор. 104. Переговорное устройство. 105. ПО для управления системой голосом 106. Подставка-контейнер для видеосистемы и принадлежностей. 107. Стол для пультовой. 108. Держатель инфузионного сосуда. 109. Держатели кабеля для стола пациента. 109. Покрытие для матраца. 110. Фиксатор головы с комплектом подголовников. 111. Подголовник для черепа позиционирующий. 112. Установочный комплект модуля управления у головной части стола. 113. Вставка стола с шинами для крепления принадлежностей головная. 114. Шина узкого стола для абдоминальных принадлежнос
Siemens Healthcare | Russia | IVD |  | Установка рентгеновская урологическая диагностическая Uroskop Access (см. Приложение на 2 листах)Базовый блок: 1.Стол специальный многофункциональный 2.Генератор рентгеновский 3.Трубка рентгеновская 4.Усилитель рентгеновского изображения 5.Клавиатура специальная Syngo 6.Мониторы (два) специальные с плоским жидкокристаллическим дисплеем 17 с креплением 7.Монитор специальный цветной с плоским жидкокристаллическим дисплеем 17 8.Панель управления 9.Блок управления напольный 10.Приспособление для удаления жидкости со стола 11.Окно просмотровое рентгенозащитное (100х80х70) эквивалент свинца 2.0 мм 12.Панель распределительная 13. Кабель экранированный комплект - 15 штук 5x35 mm2 Дополнительная комплектация к базовому блоку UROSKOP Access: 1.Устройство автоматической подачи кассеты 2.Комплект кабелей для удаленного расположения генератора 3.Приспособление для укладки кабеля 4.Набор для модернизации рентгеновского генератора до 80 кВт 5.Блок замера дозы поверхностного излучения CAREMAX 6.Принтер специальный для распечатки параметров обследования на самоклеющиеся ярлыки 7.Полка для эндоскопических принадлежностей 8.Интерфейс для вывода изображения: эндоскопия узи уродинамика на монитор 9.Крепление контрольной панели настенное 10.Панель дистанционного управления для стола 11.Пакет программного обеспечения DICOM (базовый) 12.Программа печати протоколов DICOM 13.Программа связи с информационной сетью госпиталя DICOM HIS/RIS 14.Опора-держатель для ступни 15.Сидение специальное 16.Опора-держатель для рук 17.Упоры плечевые 18.Держатель пан
Siemens Healthcare | Russia | IVD |  | Аппарат рентгеновский маммографический MAMMOMAT Balance с принадлежностями (см. Приложение на 1 листе)Блок базовый: 1. Стойка с вращающимся маммографическим штативом рентгеновской трубкой генератором и панелью управления 2. Ширма рентгенозащитная 3. Кассетодержатель для кассет 4. Пластина компрессионная с диафрагмой 5. Педали управления две 6. Кабель с кнопкой экспозиции 7. Столик увеличительный с компрессионной пластиной и диафрагмой 8. Фантом тестовый 9. Кабель соединительный комплект Принадлежности: 1. Кассетодержатель для кассет с пластиной компресионной и диафрагмой 2. Пластина прицельная компрессионная с диафрагмой 3. Пластина аксиллярная компрессионная с диафрагмой 4. Фильтр родиевый 5. Держатель компрессионных пластин 6. Камера идентификационная 7. Дисплей данных пациента
Siemens Healthcare | Russia | IVD |  | Система магнитно-резонансной визуализации (МР томограф) Magnetom Espree с принадлежностями (см. Приложение на 7 листах)Блок базовый: 1. Магнит 2. Градиентная система 3. Интегрированная в магнит катушка для тела 4. Кожух магнита с системой связи с пациентом системой венитиляции и освещения в туннеле магнита 5. Система водяного охлаждения градиентных катушек и усилителей 6. Приемо-передающая радиочастотная система 7. Стол пациента с двумя пультами управления 8. Комплект шкафов электроники для управления системами сбора данных томографа 9. Консоль оператора с компьютерным блоком цветным монитором клавиатурой электронной мышью 10. Компьютерный блок реконструкции изображений 11. Программный пакет управления томографом с наборами клинических протоколов сбора данных 12. Лицензия на клинические пакеты 13. Катушка для головы 14. Катушка для шеи 15. Катушка для отделов позвоночника 16. Интерфейс подключения гибких катушек 17. Гибкая катушка большая 18. Гибкая катушка малая 19. Кабель внутренней разводки 20. Силовой кабель (15м) 21. Сепаратор для стыковки модуля системы охлаждения с теплообменником 22. Инструкция на русском языке 23. Монтажный материал 24. Комплект аксессуаров для укладки пациента на столе обследования Пригадлежности: 1. Сателлитная консоль (компьютерный блок монитор электронная мышь) 2. Генеральная лицензия на программное обеспечение 3. Примагнитная консоль оператора (компьютерный блок программное обеспечение монитор клавиатура электронная мышь и тележка) 4. Ножная педаль для запуска сканирования 5. Рабочая станция ЛЕОНАРДО/syngo MultiModality Workplace (компьютерный блок и программное обеспечение электронная мышь) 6. Электронная карта ускорения графической обработки 7. Программное обеспечение просмотровой станции СИНЕТ 8. Программное обеспечение для ДИКОМ-документирования СИНЕТ 9. Программное обеспечение для записи на компакт-диски СИНЕТ 10 .Программный пакет трехмерной обработки и отображения поверхностей 11. Компьютерный блок станции электронная мышь 12. Оперативная память 13. Жесткий диск 14. Дисковод для записи на компакт-диски 15. Компакт-диски медицинского назначения (10 шт.) 16.Дисковод для записи на магнитно-оптические диски 17. Магнитно-оптические диски медицинского назначения (5 шт.) 18. Графическая карта для подключения до 2х мониторов 19. Клавиатура 20. Маршрутизатор для подключения системы удаленного доступа 21. Инструкция на русском языке 22. Аппаратный ключ для активации программного обеспечения 23. Цветной монитор 24. Блок измерения физиологических параметорв 25. Дисплей на кожухе магнита для отображения физиологических параметров 26. Система телескопического выдвижения стола пациента с программным обеспечением 27. Программное обеспечение для повышения фактора ускорения параллельной визуализации 28. Программный пакет базовой обработки МР изображений 29. Программный пакет базовой обработки КТ изображений 30. Программный пакет кардиовизуализации 31. Программный пакет измерения кровотока 32. Программный пакет динамического просмотра 33. Программный пакет функциональной оценки сердца 34. Программный пакет анализа кровотока 35. Программный пакет оценки динамических обследований 36. Программный пакет интерактивной визуализации в реальном масштабе времени со специальной электронной мыщью 37. Программный пакет количественной оценки сосудов 38. Программный пакет трехмерного цветового отображения анатомических объе
Siemens Healthcare | Russia | IVD |  | Установка диагностическая рентгеновская с компьютерной томографией SOMATOM Emotion (см. Приложение на 4 листах). БАЗОВЫЙ БЛОК: - гентри (система трубка/детектор с приводом вращения) стол пациента основная консоль оператора генератор - компьютерная система: модули управления сканированием реконструкции скоростной графики и анализа изображений дисководы магнитные и оптические для хранения и архивирования изображений - системное и прикладное программное обеспечение (ПО): базовое синго ПО ПО для трехмерной постобработки ПО для ангиографии ПО для редактирования объемов - программно-аппаратный модуль для модуляции тока на трубке в процессе сканирования клавиатура с электронной мышью специальный цветной монитор - средства позиционирования/укладки пациента сетевой модуль обмена данными силовой кабель внутренней разводки силовой кабель наружной разводки компенсирующий трансформатор. Дополнительные принадлежности к аппарату SOMATOM Emotion: - Рабочая станция ЛЕОНАРДО (компьютерный блок специальный цветной монитор клавиатура электронная мышь ПО системное и прикладное) - сателлитная консоль ВИЗАРД (компьютерный блок специальный цветной монитор клавиатура электронная мышь ПО системное и прикладное) - распределительный э/щит для удаленного подключения консоли или рабочей станции комплект кабелей для удаленного подключения консоли или рабочей станции - система бесперебойного электроснабжения специальный цветной монитор модуль расширения оперативной памяти компьютерного блока высокопроизводительный графический модуль/карта - ПО для трехмерной постобработки изображений (МПР/МИП/3Д) ПО для цветового отображения объемных структур ПО для виртуальной эндоскопии ПО для совмещения мультимодальных изображений - ПО для количественной оценки сосудистых структур ПО для интерактивного трехмерного просмотра в реальном масштабе времени больших массивов изображений - ПО для количественной оценки динамических исследований и объемометрических измерений ПО для количественной оценки перфузии ПО для реконструкции параксиальных срезов полости рта - ПО для количественной оценки степени деминерализации костной ткани ПО для количественной оценки полотности паренхимы легких - ПО для количественной анализа узелковых образований в легких ПО для колонографии ПО для количественной оценки степени обызвествления коронарных артерий - ПО для динамического просмотра кардиосцен ПО для функциональной оценки сердца ПО для количественной оценки скорости кровотока - ПО для оценки функциональной активности коры головного мозга ПО для анализа спектральных данных изображений аппаратный пакет модернизации базового блока сканера (генератор рентгеновская трубка платы управления сканированием) - ПО для расширения длительности спирального сканирования ПО для увеличения разрешающей способности сканера ПО для увеличения длительности полного скана для не кардиологических приложений рентгеновская трубка - программно-аппаратный пакет для кардиосканирования с ЭКГ-монитором и комплектом ЭКГ-кабелей - 3-х полюсной комплект ЭКГ-отведений 5-и полюсной комплект ЭКГ-отведений ЭКГ-электроды ПО для мониторирования поступления контрастного вещества - программно-аппаратный модуль/карта для сокращения длительности реконструкции изображений программно-аппаратный модуль для сканирования и отображения в реальном масштабе времени - ПО для интервенционной флюороскопии и биопсии комплект средств управления флюороскопическим режимом (специальный монитор ножная педаль и джойстик) - тележка для монитора потолочная подвеска для монитора видео мультиплексор для подключения удаленного специального монитора кабель для подключения удаленного специального монитора - ножная педаль включения/выключения сканирования транспортная подкладка с фиксирующими ремнями матрас для транспортной подкладки - подголовник для транспортной подкладки лотки для младенцев подголовник для коронарных срезов удлинитель деки стола - подколенник для спрямления поясничного отдела позвоночника подголовник для укладки рук над головой держатель рулонного полотенца/простыни - защитная подкладка для стола пациента матрас для спрямления деки стола сменная дека стола с плоской поверхностью подголовник для сканировании ногами вперед - тележка для хранения средс
Siemens Healthcare | Russia | IVD |  | Томографы рентгеновские компьютерные SOMATOM Sensation 64 SOMATOM Sensation Open с принадлежностями (см. Приложение на 8 листах)Блок базовый SOMATOM Sensation 64: 1 Гентри (система трубка/детектор с приводом вращения) 2 Стол пациента 3 Консоль оператора 4 Генератор 5 Компьютерная система: модули управления сканированием реконструкции скоростной графики и анализа изображений специальные дисководы для хранения и архивирования медицинских изображений 6 Системное и прикладное программное обеспечение (ПО): базовый синго ПО ПО для трехмерной постобработки ПО для ангиографии ПО для редактирования объемов ПО для сканирования с высоким разрешением 7 Программно-аппаратный модуль для модуляции тока на трубке в процессе сканирования 8 ПО для мониторирования поступления контрастного вещества 9 Клавиатура с электронной мышью и манипулятором сканирования 10 Цветной монитор 11 Средства позиционирования/укладки пациента 12 Сетевой модуль обмена данными 13 Теплообменник 14 Трубопровод теплообменника 15 Разделанный кабель внутренней разводки 16 Силовой кабель внутренней/наружной разводки 17 Компенсирующий трансформатор 18 Распределительный щит 19 Рубильник аварийного выключения 20 Рубильник включения электропитания 21 Инструкции на русском языке 22 Монтажный материал Блок базовый SOMATOM Sensation Open: 1 Гентри (система трубка/детектор с приводом вращения) 2 Стол пациента 3 Консоль оператора 4 Генератор 5 Компьютерная система: модули управления сканированием реконструкции скоростной графики и анализа изображений специальные дисководы для хранения и архивирования медицинских изображений 6 Системное и прикладное программное обеспечение (ПО): базовое синго ПО ПО для трехмерной постобработки ПО для ангиографии ПО для редактирования объемов ПО для сканирования с высоким разрешением 7 Программно-аппаратный модуль для модуляции тока на трубке в процессе сканирования 8 ПО для мониторинга поступления контрастного вещества 9 ПО для визуализации анатомических объектов в расширенном поле обзора до 82 см 10 Клавиатура с электронной мышью и манипулятором сканирования 11 Цветной монитор 12 Средства позиционирования/укладки пациента 13 Сетевой модуль обмена данными 14 Теплообменник 15 Трубопровод теплообменника 16 Разделанный кабель внутренней разводки 17 Силовой кабель внутренней/наружной разводки 18 Компенсирующий трансформатор 19 Распределительный электрощит 20 Рубильник аварийного выключения 21 Рубильник включения электропитания 22 Инструкции на русском языке 23 Монтажный материал Принадлежности Sensation 64 Sensation Open: 1 Рабочая станция ЛЕОНАРДО (компьютерный блок цветной монитор электронная мышь ПО системное и прикладное) 2 Клавиатура 3 Цветной монитор 4 Сателлитная консоль ВИЗАРД (компьютерный блок цветной монитор клавиатура электронная мышь ПО системное и прикладное) 5 Модуль расширения оперативной памяти компьютерного блока 6 Высокопроизводительный графический модуль/карта 7 ПО для количественной оценки динамических исследований и объемометрических измерений 8 ПО для интерактивного трехмерного просмотра в реальном масштабе времени больших массивов изображений 9 ПО для трехмерной постобработки изображений (МПР/МИП/3Д) 10 ПО для количественной оценки перфузии 11 ПО для поиска и количественного анализа узелковых образований в легких 12 ПО для проведения виртуальной колонографии 13 ПО для реконструкции параксиальных срезов полости рта 14 ПО для количественной оценки степени деминерализации костной ткани 15 ПО для количественной оценки плотности паренхимы легких 16 ПО для количественной оценки степени обезызвествления коронарных артерий 17 ПО для количественной оценки сосудистых структур 18 ПО для цветового отображения объемных структур 19 ПО для виртуальной эндоскопии 20 ПО для совмещения мультимодальных изображений 21 ПО для прямой реконструкции КТ-данных с произвольным выбором плоскости срезов одновременной реконструкции серии мультифазных задач 22 ПО для авторизации прав доступа к системе 23 Карта реконструкции на сателлитной консоли ВИЗАРД 24 Программно-аппаратный пакет для кардиосканирования с ЭКГ-монитором и комплектом ЭКГ-кабелей 25 Программно-аппаратный пакет для сканирования с респираторной синхронизацией 26 ПО для интервенционной флюороскопии и биопсии 27 Комплект средств управления флюороскопическим режимом (монитор ножная педаль джойстик) 28 Потолочная подвеска для монитора 29 Тележка для монитора 30 Программно-аппаратный модуль для сокращения длительности полного скана 31 ПО для расширения поля сканирования 32 Внешний источник питания для сателлитной консоли ВИЗАРД 33 Источник бесперебойного питания 34 Комплект кабелей для расширения внутренней сетевой разводки 35 Видеомультиплексор для подключения удаленного монитора 36 Кабель для подключения удаленного монитора 37 Транспортная подкладка с фиксирующими ремнями 38 Матрас для транспортной подкладки 39 Подголовник для транспортной подкладки 40 Лотки для младенцев 41 Подголовник для коронарных срезов 42 Дисковод для магнитооптических дисков 43 Рабочий стол оператора 44 Контейнер для компьютерной системы 45 3-х полюсный комплект ЭКГ-отведений 46 5-ти полюсный комплект ЭКГ-отведений 47 Комплект одноразовых электродов 48 Держатель рулонного полотенца/простыни 49 Сменная дека стола с плоской поверхностью 50 Углепластные накладки для стола 51 Подголовник для укладки рук над головой 52 Тележка для хранения средств позиционирования/укладки пациента 53 Магнитооптические диски 54 Компакт-диски высокого качества записи 55 Рентгенозащитный фартук для персонала 56 Настенный держатель фартука 57 Рентгенозащитное покрывало для пациента 58 Рентгенозащитный фартук для пациента 59 Просвинцованное стекло с рамой 60 Стул оператора с антистатическим покрытием 61 Автоматический инжектор контрастного вещества 62 Одноразовая колба для инжектора 63 Камера/принтер с ДИКОМ сетевым модулем 64 Бумага и пленка для камеры
Siemens Healthcare | Russia | IVD |  | Аппараты наркозно-дыхательные Servo Ventilator серий: 300 ( модели 300 300А 300А с NO 300 NO) ; 900 (модель 900 С); i (модель Servo i) в составе (см. Приложение на 5-ти листах). Перерегистрация РУ № 94/150 от 25.06.94 года.. I. В состав аппаратов наркозно-дыхательных Servo Ventilator серии 300 моделей 300 300А 300А с NO 300NO входят: а) Базовый блок состоящий из: - пневматического блока; - электронного блока; - принадлежностей для калибровки; - фильтра; - кислородной ячейки; - инструкции по эксплуатации. б) Принадлежности: - стойка-держатель; - тележка-столик; - компрессор; - бактериальный фильтр; - увлажнитель с подогревом многоразовый; - водяная камера увлажнителя в комплекте (взрослая детская); - шланг для увлажнения с подогревом (для взрослых детей); - угловой клапан-коннектор; - увлажнитель одноразовый (для взрослых детей); - зажим для рельсов; - кислородная ячейка с кольцом; - монитор контроля СЕРВОСКРИН; - небулайзер; - батарейный блок; - кислородный шланг; - шланг сжатого воздуха; - канал выхода (комплект); - сменный комплект расходных материалов для поддержки неприрывной работы системы на 1000 3000 часов; - коммуникативный интерфейс; - модуль-анализатор СО-2 с принадлежностями; - адаптер-анализатор ЕТСО-2 неонатальный калибровочный; - калибровочный комплект (детский); - модуль бифазной вентиляции для SV 300. II. В состав аппарата наркозно-дыхательного Servo Ventilator серии 900 модели 900 С входят: а) Базовый блок состоящий из: - пневматического блока; - электронного блока; - принадлежностей для калибровки; - фильтра; - кислородной ячейки; - инструкции по эксплуатации. б) Принадлежности: - стойка держатель; - тележка-столик; - компрессор; - бактериальный фильтр; - увлажнитель с подогревом многоразовый; - водяная камера увлажнителя в комплекте (взрослая детская); - шланг для увлажнения с подогревом (для взрослых детей); - зажим для рельсов угловой клапан-коннектор; - кислородная ячейка с кольцом; - монитор контроля СЕРВОСКРИН; - небулайзер увлажнитель одноразовый (для взрослых детей) - батарейный блок; - кислородный шланг; - смеситель газов со шлангами; - предохранительный клапан; - сменный комплект на 1000 часов; - уплотнительный элемент; - испаритель; - приставка для ручной вентиляции; - выходной распредилитель; - комплект для ручной вентиляции (взрослый детский); - эвакуатор анестезиологических газов; - набор прогладок и клапанов; - газоотводный шланг; - эжектор; - переходник. III. В состав наркозно-дыхательного аппарата Servo Ventilator серии i модели Servo i входят: а) Базовый блок состоящий из: - пневматического блока; - электронного блока; - принадлежностей для калибровки; - фильтра; - кислородной ячейки; - инструкции по эксплуатации. б) Принадлежности: - стойка-держатель; - тележка-столик; - компрессор; - бактериальный фильтр; - увлажнитель с подогревом многоразовый; - водяная камера увлажнителя в комплекте (взрослая детская); - шланг для увлажнения с подогревом (для взрослых детей); - угловой клапан-коннектор; - увлажнитель одноразовый (для взрослых детей); - зажим для рельсов; - кислородная ячейка с кольцом; - монитор контроля СЕРВОСКРИН; - небулайзер; - батарейный блок; - кислородный шланг; - держатель увлажнителя; - программное обеспечение для взрослых; - программное обеспечение вентиляции управляемой по давлению; - программное обеспечеение - открытое легкое; - модернизация программного обеспечения (ПО) до универсального; - программное обеспечение регулируемое по давлению управляемое по объему вентиляции; - программное обеспечение поддерживающее по объему вентиляции; - программное обеспечение аутомод; - программное обеспечение для детей; - программное обеспечение управляемое по объему вентиляции; - программное обеспечение для небулайзера; - карта для параметров вентиляции; - кабель.
Siemens Healthcare | Russia | IVD |  | Аппарат ультразвуковой диагностический Sonoline G40 с принадлежностями (см. Приложение на 2 листах)Базовый блок включает: 1. SONOLINE G40 2. Источник питания 230V 3. Сетевой кабель 250V/ 10A 4. Операционная система на английском языке 5. CH5-2 Конвексный датчик Принадлежности: 1. Педаль ножная двойная 2. DICOM 3.0 стандарт передачи информации 3. Лицензия на ПО по протоколам пациента в HIS/RIS системе 4. Блок тканевой гармоники поддержка датчиков CH5-2 P4-2 5. P4-2 Фазированный датчик 2-4 МГц 6. VF10-5 Линейный датчик 5-10 МГц 7. Одноразовые гелиевые подушечки 6 штук 8. Набор для пункционной биопсии для датчика VF10-5 9. Защитные чехлы стерильные для датчика VF10-5 10 штук 10. L9-5 Линейный датчик 5-9 МГц 11. Набор для пункционной биопсии для датчика CH4 12. EV9-4 Конвексный эндовагинальный датчик 4-9 МГц 13. Набор для пункционной биопсии для датчиков EV9-4 и EC9-4 14. Защитные чехлы стерильные 10 штук для датчиков EV9-4 и EC9-4 15. EC9-4 Универсальный внутриполостной датчик 4-9 МГц 16. Защитные чехлы нестерильные 100 штук для датчиков EV9-4 и EC9-4 17. P8-4 Фазированный датчик 4-8 МГц 18. VF13-5 Линейный датчик 5-13 МГц 19. BE9-4 Конвексный датчик 4-8 МГц 20. Видеопринтер черно-белый 21. Видеопринтер цветной 22. Видеомагнитофон S-VHS PAL 23. Бумага большого формата для цветного принтера 24. Бумага стандартного формата для цветного принтера 25. Инструкция по эксплуатации на русском языке 26. Инструкция по эксплуатации на русском языке на CD-ROM 27. Инструкция по сервисному обслуживанию на русском языке на CD-ROM 28. Гель контактный 5 л 29. Гель контактный 023 л 30. Гель контактный стерильный 48 пакетов 31. Бумага для черно-белого принтера Mitsubishi 4 рулона 32. Бумага для очистки принтера 33. Компакт-диски TDK специальные 10 штук
Siemens Healthcare | Russia | MD |  | Аппарат рентгеновский цифровой маммографический MAMMOMAT Novation с принадлежностями (см. Приложение на 1 листе)Блок базовый: 1. Стойка с вращающимся маммографическим штативом цифровым детектором рентгеновской трубкой генератором и панелью управления 2. Рабочая станция рентгенолаборанта в составе: блок системный монитор специальный клавиатура специальная мышь специальная рабочий стол специальный комплект соединительных кабелей. 3. Рентгенозащитная ширма 4. Пластина компрессионная с диафрагмой 18х24 см 5. Пластина компрессионная гибкая с диафрагмой 20х22 см 6. Пластина компрессионная с диафрагмой 24х30 см 7. Пластина компрессионная гибкая с диафрагмой 24х30 см 8. Пластина прицельная компрессионная с диафрагмой 9. Столик увеличительный с компрессионными пластинами и диафрагмами 10. Настенный держатель компрессионных пластин 11. Педали управления две 12. Комплект соединительных кабелей 13. Рабочая станция врача в составе: блок системный три монитора специальных две клавиатуры специальных мышь специальная рабочий стол специальный комплект соединительных кабелей. Принадле
Siemens Healthcare | Russia | IVD |  | Установка рентгеновская диагностическая серии AXIOM. ICONOS модификаций R 200 и R 100 в комплектации: (см. Приложение на 5-ти листах)В комплектацию установки рентгеновской диагностической серии AXIOM.ICONOS модификации R 200 входит: Унивесальный рентгеновский аппарат с цифровой системойрентгеновской трубкойэлектронно-оптическим преобразователем и генератором; Консоль пульта управления; Коллиматор с прямоугольной и ирисной диафрагмами; Монитор с тележкой и кабелями; Подставка для ног; Монтажный материал; Распределительный сетевой шкаф; Экранированный кабель; Клавиатура; Монитор с кабелями; Программа томографии; Моторное компрессионное устройство; Дозиметр для измерения дозы пациента; Монитор и кабели; Вертикальная рентгеновская стойка; Транспарентный растер; Программа снижения дозы; Переговорное устройство; Просмотровое окно; Держатель головы пациента; Держатель плечей пациента; Держатели для ног; Ленточный компрессорий; Матрац для пациента; Вертикальный держатель для детей; Держатель для детей корытообразный; Держатель для детей плоский; Потолочная подвеска мрнитора; Инфракрасный пульт; Мобильная консоль пульта управления в рентгенкабинете; Интерфейс видеовыхода; Рабочий стол; Кассетодержатель; Педаль включения съемки; Принтер данных и наклеек; Самоклеющиеся наклейки; Защитный комплект; Опоры для рук; Моторный держатель люльки; Люльки; Дисковод для записи на компакт-диски в DICOM формате; Компакт-диски для архивирования; Программа импульсной рентгеноскопии; Программа автоматического сканирования объекта; Программа пошаговой съемки; Программа Quattro Vision 2K; Программа DSA (цифровая субтрационная ангиография); Программа цифрового кино для ангиокардиографии; Программа для посылки изображений в компьютерную сеть DICOM; Программа DDO (усиление контрасности изображений); Расширение п
Siemens Healthcare | Russia | IVD |  | Симулятор лучевой терапии медицинский рентгеновский диагностический SIMVIEW NT (см. Приложение на 1 листе)- Симулятор SIMVIEW NT со столом - напольная рама - настольная плита из углепласта - специальный монитор SIMVIEW 21 - специальный монитор 17 для контрольной консоли - ручной держатель для принадлежностей - ножка консоли для крепления SIMVIEW - диагностический пакет 50 Гц - набор кабелей для симулятора SIMVIEW - видиомонитор 44 см стандартное разрешение - тележка для специального монитора - инсталяционный комплект к тележке для специального монитора - английская версия системы - асимметричное перекрестье 100 см. - кассета 356 х 432 см. - экран для кассеты 356 х 43 см. - адаптер для кассеты 24 х 30 см. - диодная лазерная система GAMMEX - проявочная машина Х-ОМАТ 1000 - комплект подключения холодной воды - выводящий шланг - защитный фартук 640/035/120/60М - вешалка для фартуков тип 424 А - распределительный шкаф - просмотровое окно 100 х 80 см. - кабель экранированный 5 х 25 QMM Опция которой может комплектоваться симулятор SIMVIEW NT: - интегрированная цифровая визуализация IDI.
Siemens Healthcare | Russia | MD |  | Аппарат рентгеновский медицинский диагностический AXIOM Sireskop SD (см. Приложение на 4 листах)Блок базовый AXIOM Sireskop SD 1.Устройство поперечного перемещения рентгеновской трубки с кабелями 2.Камера специальная CCD-ТВ Videomed DHC 3.Устройство подачи рентгеновских кассет с усилителем рентгеновского изображения 4.Устройство наклона стола Тренделенбург 5.Коллиматор 6.Специальный монитор на тележке для процедурной 7.Клавиатура специальная 8.Решетка отсеивающая 9.Инструкции по эксплуатации 10.Окно просмотровое (100 X 80 см) 11.Панель распределительная 12.Кабель экранированный 5х25 Принадлежности: 1.Устройство по движению стола пошаговое 2.Аксессуары для увеличения мощности генератора 3.Система облучения со сниженной дозой цифровая Supervision/Carevision 4.Устройство цифровое для серийной съемки 5.Програмное обеспечение вызова архивированных изображений Dicom Query Retrieve C 6.Пакет программный передачи списка обследований на аппарат DICOM Worklist 7.Интерфейс видеовыхода 8.Модуль по увеличению памяти 9.Программа юстировки кромок коллиматора на последнем кадре Careprofile - C 10.Программа выставления положения центрального луча на последнем кадре Careposition C 11.Пакет программный для цифрового усиления контрастности изображения 12.Пакет оценки стеноза Stenosis - C 13.Пакет программный защиты данных Security Package 14.Интерфейс для подключения бумажного принтера и распечатки изображений 15.Считыватель штрих-кода 16.Интерфейс сетевой DICOM Print SW 17.Интерфейс подключения лазерной камеры 18.Устройство для записи специальных компакт-дисков 19.Консоль с специальным монитором 20.Блок замера дозы поверхностного излучения интеграционный Caremax 21.Система оценки дозы пациента Caremax 22.Держатель для головы пациента 23.Опоры плечевые 1 пара 24.Ремень ленточный 25.Держатели для ног (левый и правый) 26.Кассетодержатель 27.Кассетодержатель латеральный 28.Педаль включения скопии 29.Матрац позиционирования пациента 30.Принтер специальный для распечатки информации о дозе облучения 31.Ярлыки специальные медицинские 32.Аксессуары для боковой защиты облучения 33.Опоры для рук 34.Держатель инфузионной колбы 35.Кювеза сидячая 36.Набор BABIX'ов 500/650/850 MM 37.Держатель вертикальный BABIX 38.Держатель деревянный BABIX 39.Держатель корытообразный BABIX 40.Держатель плоский BABIX 700 мм 41.Интерфейс подключения вертикальной стойки к аппарату kk-Interface 42.Аксессуары монтажные для крепления рентгеновской трубки к потолку 43.Фильтр для улучшения изображения и снижения облучения области таза 44.Фильтр для улучшения изображения и снижения облучения области черепа 45.Фильтр выравнивающий для ног 46.Фильтр для улучшения изображения и снижения облучения области черепа для детей 47.Фильтр выравнивающий для области плеч 48.Крепление фильтра 49.Фильтр для улучшения изображения и снижения облучения в боковых проекциях для цифровых детекторов 50.Шаблоны на три поля (4 шт.) 51. Устройство телескопическое для крепления ренгеновской трубки к потолку 52.Стойка для снимков вертикальная Vertix PRO 53.Усторйство для съемки пациентов сидя 54.Решетка отсеивающая для улучшения качества рентгеновской съемки 55.Опора штатива 56.Кабели для источника бесперебойного питания 57.Источник бесперебойного питания специальный 58.Аксессуары для подключения источника бесперебойного питания UPS Fluorospot C
Siemens Healthcare | Russia | IVD |  | Аппараты ультразвуковые медицинские диагностические ACUSON Antares ACUSON Antares premium edition с принадлежностями (см. Приложение на 2 листах)Блок базовый ACUSON Antares: 1. Ультразвуковой аппарат экспертного класса ACUSON Antares 2. Программное обеспечение для версии Acuson Antares 3. Программное обеспечение для поддержки английского языка 4. Клавиатура на английском языке 5. Блок питания 230В 6. Набор кабелей для подключения 7. Видеовыход PAL Блок базовый ACUSON Antares premium edition: 1. Ультразвуковой аппарат экспертного класса ACUSON Antares premium edition 2. Программное обеспечение для версии Acuson Antares premium edition 3. Программа по поддержке английского языка 4. Клавиатура на английском языке 5. Блок питания 230В 6. Набор кабелей для подключения 7. Видеовыход PAL Принадлежности: 1. Черно-белый специальный видеопринтер 2. Жидкокристаллический монитор для регистрации медицинских изображений 3. Программное обеспечение для кардиологических исследований 4. Видеопринтер цветной специальный 5. Программное обеспечение для широкоформатного панорамного сканирования в В-режиме 6. Программное обеспечение для широкоформатного панорамного сканирования в допплеровском режиме 7. Программное обеспечение для составного многолучевого сканирования 8. Программное обеспечение для улучшения визуализации просвета сосудов 9. Программное обеспечение для автоматической балансировки изображения во всех режимах сканирования 10. Программное обеспечение для работы с контрастными препаратами 11. Набор кабелей и электродов для проведения ЭКГ 12. Кожух панели вывода физиологических сигналов 13. Программное обеспечение для работы усовершенствованных технологий 14. Программное обеспечение трехмерной реконструкции изображения 15. Программное обеспечение трехмерного изображения в режиме реального Времени (4D) 16. С5F1 - датчик конвексный для абдоминальных исследований 17. C7F2 - датчик конвексный для абдоминальных исследований 18. Набор пункционной биопсии для датчиков С7F2/C5F 19. EV9F4 - датчик для трансвагинальных исследований 20. Набор пункционной биопсии для датчика EV9F4 21. Линейные датчики: VFX9-4; VFX13-5; VF7-3; VF10-5; VF13-5; VF13-5SP 22. Наборы пункционной биопсии для датчиков VFX13-5; VF13-5 23. Наборы пункционной биопсии для датчиков VFX9-4; VF7-3; VF10-5 24. PX4-1 - датчик для транскраниальных исследований 25. PH4-1 - датчик для абдоминальных исследований сердце плода 26. Набор пункционной биопсии для датчика PH4-1 27. СH 6-2; CH 4-1; - конвексные датчики 28. Наборы пункционной биопсии для датчиков СH 6-2; CH 4-1 29. Р10-4 - датчик для абдоминальных исследований в педиатрии 30. ЕС9-4 - датчик внутриполостной универсальный 31. Набор пункционной биопсии для датчика EC9-4 32. Набор пункционной биопсии для датчика ЕС9-4 с одноразовыми направляющими 33. Защитные чехлы для датчиков одноразовые 100 штук 34. Защитные чехлы для датчиков одноразовые стерильные 10 штук 35. Ножная педаль 36. Инструкция по эксплуатации на русском языке 37. Видеомагнитофон для регистрации медицинских изображений 38. Набор расходных материалов для пуско-наладочный работ (гель бумага для принтера CD диски для архивации медицинских данных) 39. Программное обеспечение для улучшения визуализации сосудов в режиме ЦДК
Siemens Healthcare | Russia | MD |  | Система для ударно-волновой литотрипсии и проведения эндоурологических процедур Modularis URO Plus в составе (см. Приложение на 2-х листах). Система для ударно-волновой литотрипсии и проведения эндоурологических процедур Modularis URO Plus включает: а) Базовый блок - операционный стол пациента с монтажными материалами (распредилительный шкаф кабель экранированный набор принадлежностей для подводки воды); б) Принадлежности к базовому блоку: - насадку к держателю ног (детскую); - держатели рук пациента; - наркозную дугу; - контактный гель; - держатель инфузионной колбы; - плечевые опоры; - держатель бумажного рулона; -креп врача; - держатель слива; - пластиковые сливные пакеты; - педаль включения; - фиксаторы рук пациента; - секционная защита нижней части тела пациента; в) Дополнительные компоненты системы: - ударно-волновая система Lithostar Modularis с принадлежностя
Siemens Healthcare | Russia | IVD |  | Приборы ультразвуковой диагностики серии SONOLINE версий (см. Приложение на 3-х листах). В серию приборов ультразвуковой диагностики SONOLINE входят версии SONOLINE Sienna SONOLINE Elegra SONOLINE Omnia SONOLINE Adara SONOLINE Antares в комплектацию которых в зависимости от конфигурации включаются: а) Базовые элементы приборов серии SONOLINE: - базовый блок; - операционная система; - конвексный датчик; - блок питания и сетевой кабель со штеккером. б) Опциональные элементы аппаратов серии SONOLINE: - система архивирования PAL видеомагнитофон для регистрации изображений; - контактный гель; - одноразовые гелиевые подушечки; - линейный датчик; - универсальный биопсийный комплект; - аналоговый цветной принтер; - DICOM - стандарт передачи информации; - двойная ножная педаль; - программное обеспечение 3D; - форматированные МО-диски; - конвексный эндовагинальный датчик; - пункционный биопсийный набор для эндовагинальных датчиков; - комплект направляющих для линейных и ковексных датчиков; - защитные чехлы; - эндовагинальный многочастотный датчик; - комплект направляющих для эндовагинального датчика; - эндо-ректальный многочастотный датчик; - микросекторный датчик; - опция архивации кинопетли; - эндовагинальный трехмерный датчик ЗД; - секторный / фазированный датчик; - детекторный линейный датчик для биопсии и аспирационных процедур; - интраоперационный линейный датчик; - специальный хирургический линейный высокочастотный детекторный датчик; - процессор изображения; - многочастотный эндокавитальный датчик - комплект направляющих для эндокавитальных датчиков; - черно-белый видеопринтер; - фазированный датчик; - карандашный датчик; - универсальный модем для сервисной диагностики; - специальный фазированный датчик для кардиологических исследований; - комплект электродов ЭКГ и кабель ЭКГ; - выдвижное устройство для брахиотерапии предстательной железы; - стабилизатор базовый; - клеммы настольного штатива; - матрица для пункционных проб предстательной железы; - биопсийный набор для эндоректального датчика; - комплект водяных насадок; - базовое программное обеспечение для брахиотерапии; - комплект направляющих для эндоректального датчика; - програмное обеспечение ч/б Siescape; - прoграммное обеспечение Ensemble Tissue Harmonic Imaging; - программное обеспечение для цветного Siescape; - программное обеспечение Ensemble Contrast Imaging; - программное обеспечение SieClear; - программное обеспечение для биопсии; - программное обеспечение Photopic TM; - программное обеспечение SieFlow TM Imaging; - программное обеспечение для акушерства Axius Automatic; - программное обеспечение Stellar.
Siemens Healthcare | Russia | IVD |  | Аппарат рентгеновский передвижной POWERMOBIL в составе (см. Приложение на 2-х листах). В состав аппарата рентгеновского передвижного POWERMOBIL входят: - мобильная кардиологическая С-дуга POWERMOBIL; - коллиматор стандартный; - клавиатура; - монитор; - коллиматор кардиологический; - чехол матерчатый; - комплект скоб; - цифравая память с субстрацией; - дигитальная субстрация; - межсетевой интерфейс подключения (DICOM); - монитор SIMOMED; - мультиформатная камера; - кассета; - комьютер; - монитор цветной; - дисковод для МО-дисков; - видиопринтер; - монтажный комплект для видеопринтера; - видеомагитофон; - монтажный комплект для видеорекордера;; - дозоизмерительная камера; - кабель заземления; - лазерный прицел; - чехол одноразовый; - шприц для контрастирующего вещества; - комплект для ЭКГ; - комплект запчастей для шприцов; - одноразовые цилиндры; - устройство для подогрева контрастирующего вещества; - операционный стол. -инструкция по эксплуатации.
Siemens Healthcare | Russia | MD |  | Рабочая станция для сбора обработки передачи и хранения цифровых медицинских изображений syngo Imaging XS с принадлежностями (см. Приложение на 4 листах)Блок базовый syngo Imaging XS: 1. Базовый электронный блок рабочей станции syngo Imaging XS с набором кабелей соединительных деталей и платой-контроллером. 2. Базовое программное обеспечение обработки медицинских диагностических изображений syngo Imaging XS. 3. Документация пользователя программного обеспечения syngo Imaging XS. 4. Ключ электронный. Принадлежности: 1. Расширение базового программного обеспечения обработки медицинских диагностических изображений syngo Imaging XS. 2. Серверное программное обеспечение обработки медицинских диагностических изображений syngo Imaging XS. 3. Программное обеспечение управления процессом передачи и хранения медицинских диагностических изображений на удалённом сервере. 4. Программное обеспечение отображения медицинских диагностических изображений радионуклидной визуализации. 5. Программное обеспечение создания твёрдых копий медицинских диагностических изображений. 6. Расширение программного обеспечения создания твёрдых копий медицинских диагностических изображений. 7. Программное обеспечение записи медицинских диагностических изображений на жесткий носитель. 8. Источник бесперебойного питания. 9. Программное обеспечение трёхмерной реконструкции медицинских диагностических изображений syngo Imaging XS. 10. Расширение программного обеспечения трёхмерной реконструкции медицинских диагностических изображений syngo Imaging XS. 11. Программное обеспечение трёхмерной визуализации оценки и измерений сосудистых русел. 12. Программное обеспечение вывода медицинских диагностических изображений на печать на рентгеновскую плёнку. 13. Программное обеспечение для конфигурации прямого доступа к медицинским изображениям хранящимся на консолях диагностического оборудования или других рабочих станциях. 14. Программное обеспечение для конфигурации параметров сжатия медицинских изображений для архивации. 15. Программное обеспечение хранения медицинских диагностических изображений в долгосрочной системе архивации. 16. Программное обеспечение для хранения планов лучевой терапии в устройстве хранения медицинских изображений. 17. Программное обеспечение для конфигурации заданного объёма архивируемых медицинских изображений. 18. Программное обеспечение для конфигурации внешнего устройства хранения медицинских изображений. 19. Программное обеспечение для конфигурации одновреме
Siemens Healthcare | Russia | IVD |  | Аппарат ультразвуковой диагностический Sonoline G 20 с принадлежностями (см. Приложение на 2 листах)Блок базовый: 1. Аппарат ультразвуковой SONOLINE G20 2. Система операционная на английском языке встроенная 3. Инструкция пользователя Принадлежности к аппарату: 1. Направляющая для игл 18G/1.2 мм 2. Направляющая для игл 16G/1.6 мм 3. Чехлы защитные нестерильные 100 шт. 4. Чехлы защитные стерильные 10 шт. 5. Программа тканевой гармоники 6. Програмное обеспечение для балансировки изображения TGO 7. Выход в формате DICOM 3.0 8. Программа для история болезни в формате DICOM 9. Педаль двойная ножная 10. Фильтр специальный для монитора 11. Датчик линейный L10-5 12. Датчик трансвагинальный механический Endo-V II 13. Подушечки гелиевые одноразовые 6 шт. 14. Набор для пункционной биопсии универсальный многоразовый 15. Чехлы стерильные защитные (10 шт.) 16. Датчик линейный 75L75S для поверхностных органов/структур и периферических сосудов 17. Набор для пункционной биопсии для линейного датчика 18. Комплект направляющих (3 шт.) для биопсийных игл 09 мм 19. Комплект направляющих (3 шт.) для биопсийных игл 13 мм 20. Комплект направляющих (3 шт.) для биопсийных игл 18 мм 21. Комплект направляющих (3 шт.) для биопсийных игл 23 мм 22. Комплект направляющих (3 шт.) для биопсийных игл 25 мм 23. Датчик конвексный C5-2 24. Датчик трансвагинальный EV9-4 25. Набор для пункционной биопсии для трансвагинального датчика 26. Датчик универсальный внутриполостной EC9-4 27. Набор для пункционной биопсии для внутриполосного датчика 28. Видеомагнитофон специальный 29. Принтер специальный черно-белый 30. Инструкции пользователя 31. Руководство пользователя на CD 32. Бумага для ч/б принтера 4 рулона 33. Сервисное руководство пользователя 34. Гель контактный 5л. 35. Гель контактный 025л. 36. Гель контактный стерильный 48 пакетов 37. Компакт-диски специальные TDK CD-R74 (10 шт.) для записи медицинских изображений 38. Датчик трансректальный механический Endo-PII 39. Датчик педиатрический микроконвексный С8-5 40. Датчик микроконвексный С4-2 41. Программное обеспечение для проведения брахитерапии 42. Комплект принадлежностей для пуско-наладочных работ: гель МО-диски СД-диски с программным обеспечением
Siemens Healthcare | Russia | MD |  | Аппараты AXIOM Aristos рентгенографические диагностические цифровые с плоским детектором моделей: AXIOM Aristos TX AXIOM Aristos VX AXIOM Aristos MX AXIOM Aristos FX с принадлежностями (см. Приложение на 2 листах) Блок базовый AXIOM Aristos FX: 1. Стол пациента с плоским рентгеновским детектором 2. Генератор рентгеновский 3. Трубка рентгеновская 4. Пульт управления генератором 5. Клавиатура специальная 6. Инструкции по эксплуатации Блок базовый AXIOM Ariatos MX: 1. Место рабочее цифровое универсальное 2. Стол пациента с плоским рентгеновским детектором 3. Генератор рентгеновский 4. Трубка рентгеновская 5. Пульт управления генератором 6. Клавиатура специальная 13. Инструкции по эксплуатации Блок базовый AXIOM Aristos VX: 1. Место рабочее съемочное AXIOM Aristos VX 2. Детектор рентгеновский плоский с потолочной подвеской 3. Генератор рентгеновский 4. Трубка рентгеновская 5. Пульт управления генератором 6. Клавиатура специальная 7. Инструкции по эксплуатации Блок базовый AXIOM Aristos TX: 1. Место рабочее съемочное AXIOM Aristos TX 2. Детектор рентгеновский плоский с напольным креплением 3. Штатив рентгеновский моторизованный напольный для крепления излучателя с диафрагмой 4. Генератор рентгеновский 5. Трубка рентгеновская 6. Пульт управления генератором 7. Клавиатура специальная 8. Инструкции по эксплуатации Принадлежности аппаратов AXIOM Aristos FX AXIOM Aristos MX AXIOM Aristos VX AXIOM Aristos TX: 1. Окно просмотровое рентгенозащитное 2. Шкаф распределительный 3. Кабель экранированный 4. Стол рабочий медицинский 5. Компрессорий ленточный 6. Выключатель ручной 7. Педаль включения ножная 8. Педаль регулировки высоты стола 9. Ручка опорная с наклоном 10. Штатив с детектором съемочный 11. Растр отсеивающий 12. Дисплей учета данных пациента 13. Пульт дистанционного управления 14. Удлинение телескопическое для высоких помещений 15. Удлинение стола медицинского 16. Интерфейс RIS-DICOM 17. Расширение памяти до 1000 ихображений 18. Программный пакет защиты данных Syngo 19. Считыватель бар-кода 20. Блок замера дозы излучения интегрированный CAREMAX 21. Фильтр для улучшения изображения и снижения облучения области таза 22. Фильтр для улучшения изображения области черепа 23. Фильтр выравнивающий для ног 24. Фильтр для улучшения изображения и снижения облучения области черепа для детей 25. Фильтр выравнивающий для области плеч 26. Крепление фильтра 27. Фильтр для улучшения изображения и снижения облучения при боковых проекциях для цифровых детекторов 28. Шаблоны на три поля в количестве 4 штук
Siemens Healthcare | Russia | IVD |  | Системы для функциональной диагностики при кардиоангиографии AXIOM Sensis и AXIOM Sensis Lite с принадлежностями (см. Приложение на 2 листах)Блок базовый Aхiom Sensis: 1. Система записи параметров гемодинамики катетеризации сердца 2. Датчики с принадлежностями 3. Клавиатура специальная 4. Кабель специальный для ЭКГ 5. Комплект отведений для ЭКГ 6. Интерфейс Sensis и комплект кабелей 7. Интерфейс-кабель и лицензионный ключ для передачи данных пациента и приема рентгеновских протоколов 8. Мониторы цветные с плоским экраном специальные для пультовой 9. Дисплей цветной 17-дюймов с переключателем для пультовой 10. Источник бесперебойного питания 11. Инструкция по эксплуатации Принадлежности 1. Система связи AXIOM Sensis c AXIOM Artis. Позволяет управлять Sensis c сенсорной панели Artis 2. Стол специальный для пультовой 3. Принтер лазерный специальный 4. Программа DICOM RIS-Modality Worklist (автоматическое получение списка обследований и привязка его к данным пациента) 5. Программный пакет защиты данных Syngo от несанкционированного доступа 6. Програмное обеспечение по управлению расходными материалами 7. Интерфейс с соеденительным кабелем подключения аблатора 8. Кабель соеденительный для стимулятора 9. Програмное обеспечение информационной системы Sensis клиентное 10. Програмное обеспечение обработки статистики 11. Програмное обеспечение компьютерного построения изображения сердца 12. Програмное обеспечение коронарный пакет 13. Програмное обеспечение обработки результатов гемодинамических исследований 14. Програмное обеспечение передачи отчетов в DICOM 15. Програмное обеспечение интерфейса HL 7 Блок базовый AXIOM Sensis Lite: 1. Система записи всех видов гемодинамических параметров катетеризации сердца AXIOM Sensis Lite 2. Датчики с принадлежностями комплект 3. Клавиатура специальная 4. Кабель специальный для ЭКГ 5. Комплект отведений для ЭКГ 6. Интерфейс-кабель и лицензионный ключ для передачи данных пациента и приема рентгеновских протоколов 7. Мониторы специальные для пультовой два 8. Монитор специальный для операционной 9. Инструкции по эксплуатации Принадлежности: 1. Источник бесперебойного питания 2. Пакет програмный по кардиологии Sensis Master 3. Программный пакет защиты данных Syngo от несанкционированного доступа 4. Стол специальный для пультовой 5. Принтер лазерный специальный
Siemens Healthcare | Russia | MD
Siemens Healthcare | Russia | MD |  | Аппарат рентгеновский цифровой телеуправляемый Axiom Iconos MD с принадлежностями (см. Приложение на 2 листах)I. Блок базовый AXIOM Iconos MD: 1. Стол-штатив поворотный телеуправляемый 2. Мультиформатное экранно- снимочное устройство 3. Усилитель рентгеновского изображения 4. Телевизионная система для усиления рентгеновского изображения 5. Рентгеновский генератор 6. Рентгеновский излучатель с трубкой 7. Коллиматор моторизованный 8. Монитор для пультовой 9. Цифровая система обработки изображения 10. Подножка пациента для стола 11. Блок измерения дозы излучения интегрированный 12. Сигнальная лампа включения излучения 13. Инструкции по эксплуатации на русском языке 14. Материал мoнтажный: распределительная панель экранированный кабель для подключения аппарата к сети II. Принадлежности к аппарату: 1. Окно просмотровое 2. Система компрессионная дистанционная 3. Устройство переговорное 4. Тележка с 17 плоским цветным монитором 5. Программное обеспечение для снижения дозы 6. Программное обеспечение записи видеосцен 7. Программное обеспечение DICOM SEND 8. Программное обеспечение вызова архивированных изображений DICOM 9. Программное обеспечение DICOM Worklist 10. Блок памяти на 10.000 изображений 11. Программное обеспечение для оценки стеноза 12. Программное обеспечение для цифрового усиления контрастности изображения 13 . Программное обеспечение информационной безопасност 14. Клавиатура специальная Syngo 15. Программное обеспечение печати на внешнем устройстве DICOM Print 16. Устройство специальное для записи и сохранения медицинских изображений на компакт-диски 17. Интерфейс для подключения бумажного принтера и распечатки иображений 18. Держатель головы 19. Плечевые опоры (1 пара) 20. Фиксатор для ног 21. Ремень компрессионный 22. Держатели ног (левый и правый) 23. Педаль включения съемки 24. Матрац пациента 25. Вертикальная пристенная стойка снимков 26. Растер отсеивающий 27. Ручка вертикальной стойки боковая для пациента 28. Поручень верхний для позиционирования пациента при боковых проекциях грудной клетки 29. Держатель укладки для детей 30. Укладка для детей
Siemens Healthcare | Russia | IVD |  | Приборы ультразвуковой диагностики SONOLINE моделей: Sienna G 60 S Omnia Adara Antares и принадлежности для них (см. Приложение на 3 листах)Приборы в зависимости от конфигурации комплектуются: Блок базовый: 1. Операционная система со встроенным программным обеспечением 2. Блок питания 3. Сетевой кабель 4. Конвексный датчик С6-2 Принадлежности: 1. Конвексные датчики: 3.5C40S; 5.0C40S; СХ5-2; РН4-1; С6-3 3D; 2.0С50+; С5-2; СН5-2; С8-5 2. Система архивирования PAL 3. Комплект бумаги для специального принтера 4. Специальный видеомагнитофон для регистрации изображений 5. Комплект контактного геля 6. Одноразовые гелиевые подушки 7. Компакт-диски для записи медицинских изображений 8. Инструкция пользователя на русском языке 9. Линейные датчики: 7.5L45S; 7.5L75S; VFX9-4; VF13-5; VF7-3; VF10-5; VF13-5SP; 5.0L40+; 5.0L45; 7.5L70; L1O-5; 7.5L40+) 10. Универсальный биопсийный комплект 11. Цветной принтер 12. Специальная бумага для цветного принтера 13. Процессор изображения 14. DICOM- стандарт передачи информации 15. Конвексные эндовагинальные датчики (6.5EV13S 6.5EV13+ EV9-4) 16. Эндовагинальный многочастотный датчик (ENDOV); 17. Эндоректальные многочастотные датчики: ENDO-PII BE9-4; 18. Универсальный внутриполостной датчик ЕС9-4 19. Специализированный линейный датчик для биопсии и аспирационных процедур LB5-2 20. Операционные линейные датчики: 7.5L50I; 7.5LQ 21. Пункционный биопсийный набор для эндовагинальных датчиков 22. Комплект направляющих для эндокавитальных датчиков 23. Принтер (черно-белый) 24. Двойная ножная педаль 25. Программное обеспечение 3 D 26. Магнитные носители информацмм (МО-диски) 27. Эндоректальный многочастотный датчик 6.5С10 28. Дополнительный активный порт для подсоединения датчика Additional array port и Sector port 29. Комплект направляющих для линейных конвексных датчиков 30. Защитные чехлы для датчиков 31. Комплект направляющих для эндовагинальных датчиков 32. Программа автоматической оптимизации изображения TGO 33. Программа кардиологическая Cardiology Option 34. Программа стресс эхо-КГ 35. Набор электродов и ответвлений 36. Функция просмотра кинопетли 37. Эндовагинальный трехмерный датчик 3D (ENDO-V 3D) 38. Программа для 4D реконструкции fourSight 4D Imaging 39. Датчики для 3D/4D реконструкции C6F3 fourSight 4D и EV8F5 fourSight 4D 40. Секторные/фазированные датчики: 3.5SI 15; 3.5/5.0SI 41. Специальный хирургический линейный высокочастотный датчик LAP8-4 42. Фазированные датчики: Р4-2; Р9-4; 3.5Р14; 5.0Р10 43. Карандашные датчики: 2CW; 4CW; CW5; 8CW 44. Универсальный модем для сервисной диагностики 45. Специальные чреспищеводные датчики для кардиологических исследований: МРТ6-4; МРТ7-4 46. Комплект электродов ЭКГ 47. Кабель ЭКГ 48. Выдвижное устройство для брахитерапии предстательной железы 49. Стабилизатор базовый 50. Клемы настольного штатива 51. Матрица для пункционных проб предстательной железы 52. Биопсийный набор для эндоректального датчика 53. Комплект водяных насадок 54. Программное обеспечение для проведения брахитерапии 55. Комплект направляющих для эндоректального датчика 56. Программное обеспечение для получения черно-белого и цветного изображения Siescape Ensemble Tissue Harmonic Imaging Ensemble Contrast Imaging SieClear 57. Программное обеспечение для пункционной биопсии 58. Программное обеспечение Photopic 59. Программное обеспечение SieFlow Imaging 60. Программное обеспечение для акушерства Axius OB 61. Программное обеспечение Stellar.
Siemens Healthcare | Russia | MD
Siemens Healthcare | Russia | IVD |  | Томограф компьютерный рентгеновский SOMATOM Definition с принадлежностями (см. Приложение на 5 листах)Блок базовый: 1. Гентри (система трубка/детектор с приводом вращения). 2. Стол пациента. 3. Покрытие аппарата специальное гентри. 4. Консоль оператора. 5. Генератор. 6. Система компьютерная: модули управления сканированием реконструкции скоростной графики и анализа изображений специальные дисководы для хранения и архивирования медицинских изображений. 7. Программное обеспечение системное и прикладное (ПО): базовое ПО синго для трехмерной постобработки ПО для ангиографии ПО для редактирования объемов ПО для сканирования с высоким разрешением. 8. Модуль программно-аппаратный для модуляции тока на трубке в процессе сканирования. 9. ПО для контроля поступления контрастного вещества. 10. Клавиатура с электронной мышью и манипулятором сканирования. 11. Монитор цветной. 12. Средства позиционирования/укладки пациента. 13. Модуль обмена данными сетевой. 14. Теплообменник. 15. Трубопровод теплообменника. 16. Кабель внутренней разводки. 17. Кабель силовой внутренней/наружной разводки 15м. 18. Трансформатор компенсирующий. 19. Щит распределительный. 20. Рубильник аварийного выключения 3шт. 21. Рубильник включения электропитания. 22. Инструкции на русском языке. 23. Монтажный материал. Принадлежности: 1. Рабочая станция мультимодальная (компьютерный блок цветной монитор электронная мышь ПО системное и прикладное). 2. Консоль сателлитная (компьютерный блок цветной монитор клавиатура электронная мышь ПО системное и прикладное) 3. Модуль/карта (электронная плата) графический высокопроизводительный. 4. Клавиатура. 5. Монитор цветной. 6. Источник питания для сателлитной консоли внешний. 7. Источник бесперебойного питания. 8. ПО для авторизации прав доступа к системе. 9. ПО для проведения виртуальной колонографии. 10. ПО для проведения виртуальной колонографии и маркировки новообразований в автоматическом режиме. 11. ПО для количественного анализа сосудистых структур в реальном масштабе времени. 12. ПО для количественной оценки перфузии головного мозга. 13. ПО для проведения КТ-ангиографии и выделения сосудистых структур. 14. ПО для количественной оценки перфузии внутренних органов. 15. ПО для поиска узелковых образований в легких. 16. ПО для автоматического поиска и маркировки узелковых образований в легких. 17. ПО для реконструкции параксиальных срезов полости рта. 18. ПО для количественной оценки плотности паренхимы легких. 19. ПО для количественной оценки степени обезызвествления коронарных артерий. 20. ПО для комплексных кардиологических обследований в реальном масштабе времени. 21. ПО для совмещения мультимодальных изображений. 22. ПО для цветового отображения объемных структур. 23. ПО для виртуальной эндоскопии. 24. ПО для интерактивного трехмерного просмотра в реальном масштабе времени больших массивов изображений. 25. Карта для прямой реконструкции проекционных данных. 26. ПО для прямой реконструкции КТ-данных с произвольным выбором плоскости срезов одновременной реконструкции серии мультифазных задач. 27. Программно-аппаратный пакет для кардиосканирования при использовании двух рентгеновских излучателей. 28. Монитор ЭКГ с комплектом кабелей. 29. Электроды одноразовые комплект. 30. Программно-аппаратный пакет для сканирования в режиме высокого разрешения. 31. ПО для расширения поля сканирования. 32. ПО для количественной оценки динамических исследований и объемометрических измерений. 33. ПО для трехмерной постобработки изображений (МПР/МИП/3Д). 34. ПО для количественной оценки степени деминерализации костной ткани. 35. Программно-аппаратный пакет для сканирования с респираторной синхронизацией. 36. ПО для интервенционной флюороскопии и биопсии. 37. Комплект средств управления флюороскопическим режимом (монитор ножная педаль джойстик). 38. Тележка для монитора. 39. Потолочное крепление для монитора. 40. Комплект средств для установки монитора при потолочном креплении. 41. Педаль ножная для включения высокого напряжения в комнате сканирования. 42. Дисковод для магнитооптических дисков. 43. Кабелей для расширения внутренней сетевой разводки комплект. 44. Видеомультиплексор для подключения удаленного монитора. 45. Кабель для подключения удаленного монитора. 46. Стол оператора рабочий. 47. Контейнер для компьютерной системы. 48. Блок вентиляторный для охлаждения компьютерной системы . 49. Стул оператора с антистатическим покрытием. 50. Стекло с рамой просвинцованное. 51. Транспортная подкладка с фиксирующими ремнями. 52. Матрас для транспортной подкладки. 53. Подголовник для транспортной подкладки. 54. Лотки для младенцев. 55. Подголовник для коронарных срезов в положении на спине. 56. Подголовник для коронарных срезов в положении на животе. 57. Дека стола сменная с плоской поверхностью. 58. Накладки для стола углепластные. 59. Держатель рулонного полотенца/простыни. 60. Тележка для хранения средств позиционирования/укладки пациента. 61. Фартук для персонала рентгенозащитный. 62. Держатель фартука настенный. 63. Покрывало для пациента рентгенозащитное. 64. Фартук для пациента рентгенозащитный. 65. Негатоскоп. 66. Стабилизатор сетевого напряжения. 67. Диски магнитооптические. 68. Компакт-диски высокого качества записи. 69. Ключ электронный для работы просмотровой рабочей станции. 70. ПО просмотровой рабочей станции/сервера. 71. ПО для документирования изображений по стандарту ДИКОМ. 72. Документации пользователя комплект. 73. Блок компьютерный просмотровой рабочей станции/сервера. 74. CD/DVD-ROM записывающий. 75. Модуль расширения оперативной памяти компьютерного блока. 76. Инжектор контрастного вещества автоматический. 77. Колба для инжектора одноразовая. 78. Камера/принтер с ДИКОМ сетевым модулем. 79. Пленка для камеры/принтера. 80. Бумага для камеры/принтера. 81. ПО для количественной оценки бляшек коронарных сосудов. 82. Программно аппаратный пакет для обеспечения одновременного сбора данных с различным энергетическим уровнем рентгеновских излучателей. 83. ПО для интерактивного доступа к станции экспертной постобработки. 85. Аппаратное обеспечение сервера удаленной постобработки. 86. ПО для сервера удаленной постобработки.
Siemens Healthcare | Russia | IVD |  | Система модульная для проведения диагностики и терапии в урологии Lithostar Modularis Vario Modularis Uro с принадлежностями (см. Приложение на 1 листе)Блок базовый: LITHOSTAR Modularis Vario - ударно-волновой модуль Принадлежности: 1. Держатель прикроватного монитора 2. Устройство для позиционирования пациента 3. Адаптер Vario для С-дуги 4. Программное обеспечение для ультразвукового навения 5. Держатель ультразвукового датчика Блок базовый: MODULARIS Uro ? стол пациента Принадлежности: 1. Комплект модернизации стола для улучшения подвижности 2. Нобор принадлежностей для подводки воды 3. Насадка к держателю ног 4. Защита нижней части тела секционная 5. Опора для рук 6. Фиксатор локтевой 7. Дуга наркозная 8. Держатель инфузионной колбы 9. Опоры плечевые 10. Держатель для специального медицинского бумажного рулона (полотенце 50 метров) 11. Полотенце специальное медицинское бумажное в рулоне 50 метров 12. Держатель для пластикового слива 13. Пакеты сливные специальные пластиковые 14. Педаль напольная многофункциональная 15. Шины для крепления принадлежностей
Siemens Healthcare | Russia | MD |  | Аппараты мобильные палатные рентгеновские Mobilett XP Mobilett XP Hybrid Mobilett XP Digital Mobilett XP Eco с принадлежностями (см. Приложение на 1 листе)Блоки базовые: 1. Мобильный рентгеновский аппарат Mobilett XP 2. Мобильный рентгеновский аппарат Mobilett XP Hybrid 3. Мобильный рентгеновский аппарат Mobilett XP Digital 4. Мобильный рентгеновский аппарат Mobilett XP Eco Принадлежности: 1. Индикатор контроля дозы облучения встроенный 2. Измеритель угла 3. Фильтр для аппаратов 4. Дистанционное управление для аппарата Mobilett XP 5. Выключатель 6. Инструкция по эксплуатации
Siemens Healthcare | Russia | IVD |  | Томограф рентгеновский компьютерный SOMATOM Emotion 16 с принадлежностями (см. Приложение на 4 листах)Блок бАЗОВЫЙ: 1. Гентри (система трубка/детектор с приводом вращения) 2. Стол пациента 3. Консоль оператора 4. Генератор 5. Компьютерная система: модули управления сканированием реконструкции скоростной графики и анализа изображений специальные дисководы для хранения и архивирования медицинских изображений 6. Системное и прикладное программное обеспечение (ПО): базовое ПО синго ПО для трехмерной постобработки ПО для ангиографии ПО для редактирования объемов ПО для сканирования с высоким разрешением 7. Программно-аппаратный модуль для модуляции тока на трубке в процессе сканирования 8. ПО для мониторирования поступления контрастного вещества 9. Клавиатура с электронной мышью и манипулятором сканирования 10. Цветной монитор 11. Средства позиционирования/укладки пациента 12. Сетевой модуль обмена данными 13. Силовой кабель внутренней/наружной разводки 14. Блок подключения к линии питания 15. Распределительный щит 16. Рубильник аварийного выключения 17. Рубильник включения электропитания 18. Инструкции на русском языке 19. Монтажный материал Принадлежности: 1. Рабочая станция ЛЕОНАРДО (компьютерный блок цветной монитор электронная мышь ПО системное и прикладное)/syngo CT3D#MM 2. Клавиатура 3. Цветной монитор 4. Сателлитная консоль ВИЗАРД (компьютерный блок цветной монитор клавиатура электронная мышь ПО системное и прикладное)/syngo CT Workplace 5. Источник бесперебойного питания 6. Модуль расширения оперативной памяти компьютерного блока 7. Высокопроизводительный графический модуль/карта 8. ПО для количественной оценки динамических исследований и объемометрических измерений 9. ПО для трехмерной постобработки изображений (МПР/МИП/3Д) 10. ПО для интерактивного трехмерного просмотра в реальном масштабе времени больших массивов изображений 11. ПО для количественной оценки перфузии 12. ПО для поиска и количественного анализа узелковых образований в легких 13. ПО для проведения виртуальной колонографии 14. ПО для реконструкции параксиальных срезов полости рта 15. ПО для количественной оценки степени деминерализации костной ткани 16. ПО для количественной оценки плотности паренхимы легких 17. ПО для количественной оценки степени обезызвествления коронарных артерий 18. ПО для количественной оценки сосудистых структур 19. ПО для функциональной оценки сердечной деятельности 20. ПО для цветового отображения объемных структур 21. ПО для виртуальной эндоскопии 22. ПО для совмещения мультимодальных изображений 23. ПО для авторизации прав доступа к системе 24. ПО для расширения поля сканирования 25. ПО для реконструкции проекционных данных на дополнительной консоли 26. ПО для прямой реконструкции КТ-данных с произвольным выбором плоскости срезов одновременной реконструкции серии мультифазных задач 27. Программно-аппаратный пакет для сканирования с респираторной синхронизацией 28. Программно-аппаратный пакет для кардиосканирования с ЭКГ-монитором и комплектом ЭКГ-кабелей 29. Комплект одноразовых электродов 30. ПО для интервенционной флюороскопии и биопсии 31. Комплект средств управления флюороскопическим режимом (монитор ножная педаль джойстик) 32. Тележка для монитора 33. Потолочная подвеска для монитора 34. Ножная педаль в комнате сканирования для управления высоким напряжением 35. Дополнительный монитор основной и/или дополнительной консоли 36. Комплект кабелей для расширения внутренней сетевой разводки 37. Дисковод для магнитооптических дисков 38. Аппаратные компоненты для обеспечения крепления сканера в мобильной конфигурации 39. Дополнительный кабель для удаленного подключения основной консоли 40. ПО синхронизации работы консоли сканера и автоматического шприца 41. ПО для увеличения скорости реконструкции изображений 42. Программно-аппаратное решение для обеспечения оптимизации сбора проекционных данных для планирования лучевой терапии 43. Рабочий стол оператора 44. Контейнер для компьютерной системы с вентиляторным блоком охлаждения 45. Стул оператора с антистатическим покрытием 46. Просвинцованное стекло с рамой 47. Транспортная подкладка с фиксирующими ремнями 48. Матрас для транспортной подкладки 49. Подголовник для транспортной подкладки 50. Лотки для младенцев 51. Подголовник для коронарных срезов в положении на спине 52. Подголовник для коронарных срезов в положении на животе 53. Удлинение стола пациента для сканирования в положении ноги вперед 54. Держатель коленного сустава 55. Подголовник для сканирования в положении руки за головой 56. Держатель рулонного полотенца/простыни 57. Специализированный плоский мат при сканировании для сбора данных для планирования лучевой терапии 58. Держатель головы пациента при сканировании в положении ноги вперед 59. Рентгенозащитный фартук для персонала 60. Настенный держатель фартука 61. Рентгенозащитное покрывало для пациента 62. Рентгенозащитный фартук для пациента 63. Негатоскоп 64. Стабилизатор сетевого напряжения 65. Магнитооптические диски 66. Компакт-диски высокого качества записи 67. DVD диски 68. Компьютерный блок просмотровой рабочей станции/сервера 69. Электронный ключ для работы просмотровой рабочей станции 70. ПО просмотровой рабочей станции/сервера 71. ПО для документирования изображений по стандарту ДИКОМ 72. ПО для обеспечения записи изображений на CD-диски 73. Комплект документации пользователя 74. ПО для трехмерной обработки изображений (MPR/MIP/SSD) на рабочей станции 75. ПО для расширенной трехмерной обработки изображений на рабочей станции 76. Блок расширения дискового пространства рабочей станции 77. Блок расширения оперативной памяти рабочей станции 78. ПО для обеспечения записи изображений на DVD диски 79. Записывающий CDDVD-ROM 80. Автоматический инжектор контрастного вещества 81. Одноразовая колба для инжектора 82. Камера/принтер с ДИКОМ сетевым модулем 83. Пленка для камеры/принтера 84. Бумага для камеры/принтера 85. ПО для проведения КТ-ангиографии
Siemens Healthcare | USA | IVD | DCO | Dimension Vista A1MIC Flex | Alpha-Globulin, Antigen, Antiserum, Control | 1
Siemens Healthcare | USA | IVD | GTR | N Latex ADNase B | Antideoxyribonuclease, Streptococcus Spp. | 1
Siemens Healthcare | USA | IVD | GGC | Dade Ci-Trol Coagulation Control Level 1 | Control, Plasma, Abnormal | 2
Siemens Healthcare | USA | IVD | GFK | Dade Fibrinogen Determination Reagents | Fibrinogen Determination Standards And Controls | 2
Siemens Healthcare | USA | IVD | NAO | Dimension Vista CDT Flex | Test, Carbohydrate Deficient Transferrin | 1
Siemens Healthcare | USA | MD | KPW | Collimator ML03 | Device, Beam Limiting, X-Ray, Diagnostic | 2
Siemens Healthcare | Korea | MD |  | SOMATOM go.All | CT system, full-body | class 2
Siemens Healthcare | Korea | MD |  | SOMATOM go.All | CT system, full-body | class 2
Siemens Healthcare | Korea | MD |  | Multix Impact | X-ray system, diagnostic, general-purpose, digital | class 2
Siemens Healthcare | Korea | IVD |  | ADVIA Chemistry Urinary/Cerebrospinal Fluid Protein (UCFP)외 1건 | Other Reagents, classⅡ, for clinical chemistry | class 2
Siemens Healthcare | Korea | IVD |  | Atellica CH Oxycodone (OXY) | IVD reagents for toxin, heavy metal and drugs of abuse | class 2
Siemens Healthcare | Korea | IVD |  | Atellica CH N-Acetylprocainamide (NAPA) | IVD reagents for Cardiovascular, central nervous system TDM tests | class 3
Siemens Healthcare | Japan | MD |  | Sonoline Elegra | General-purpose ultrasound imaging system
Siemens Healthcare | Japan | MD |  | Sonoline G40 | General-purpose ultrasound imaging system
Siemens Healthcare | Japan | MD |  | Acuson Antares | General-purpose ultrasound imaging system
Siemens Healthcare | Japan | MD |  | Sono Vista X300 | General-purpose ultrasound imaging system
Siemens Healthcare | Japan | MD |  | Accuson X300 | General-purpose ultrasound imaging system
Siemens Healthcare | Japan | MD |  | Sonoline Antares | General-purpose ultrasound imaging system
Siemens Healthcare | Japan | MD |  | Symbia T | X-ray CT combination type SPECT system
Siemens Healthcare | Japan | MD |  | Symbian Net | nuclear medicine workstation
Siemens Healthcare | Japan | MD |  | Symbia T6/T16 | X-ray CT combination type SPECT system
Siemens Healthcare | Japan | MD |  | Accuson Cypress | General-purpose ultrasound imaging system
Siemens Healthcare | Japan | MD |  | P8-4 Probe | General-purpose ultrasound imaging system
Siemens Healthcare | Japan | MD |  | Transducer EV9-4 | General-purpose ultrasound imaging system
Siemens Healthcare | Japan | MD |  | Transducer EC9-4 | General-purpose ultrasound imaging system
Siemens Healthcare | Japan | MD |  | Accuson P10 | General-purpose ultrasound imaging system
Siemens Healthcare | Japan | MD |  | Accuson SC2000 | General-purpose ultrasound imaging system
Siemens Healthcare | Japan | MD |  | Accuson S2000 | General-purpose ultrasound imaging system
Siemens Healthcare | Japan | MD |  | Accuson P50 | General-purpose ultrasound imaging system
Siemens Healthcare | Japan | MD |  | Acuson Sequoia | General-purpose ultrasound imaging system
Siemens Healthcare | Japan | MD |  | Transducer VF10-5 | General-purpose ultrasound imaging system
Siemens Healthcare | Japan | MD |  | Transducer C7F2 | General-purpose ultrasound imaging system
Siemens Healthcare | Japan | MD |  | 9L4 probe | General-purpose ultrasound imaging system
Siemens Healthcare | Japan | MD |  | Transducer CH5-2 | General-purpose ultrasound imaging system
Siemens Healthcare | Japan | MD |  | Accuson X150 | General-purpose ultrasound imaging system
Siemens Healthcare | Japan | MD |  | Transducer P9-4 | General-purpose ultrasound imaging system
Siemens Healthcare | Japan | MD |  | C7F2 probe | General-purpose ultrasound imaging system
Siemens Healthcare | Japan | MD |  | EV9F4 probe | General-purpose ultrasound imaging system
Siemens Healthcare | Japan | MD |  | P5-1 Probe | General-purpose ultrasound imaging system
Siemens Healthcare | Japan | MD |  | C6-2 probe | General-purpose ultrasound imaging system
Siemens Healthcare | Japan | MD |  | Sono Vista FX | General-purpose ultrasound imaging system
Siemens Healthcare | Japan | MD |  | VF13-5 probe | General-purpose ultrasound imaging system
Siemens Healthcare | Japan | MD |  | Accuson Sequoia | General-purpose ultrasound imaging system
Siemens Healthcare | Japan | MD |  | 9VE4 probe for "Accuson Sequoia" | General-purpose ultrasound imaging system
Siemens Healthcare | Japan | MD |  | 18H6 probe for "Accuson Sequoia" | General-purpose ultrasound imaging system
Siemens Healthcare | Japan | MD |  | 7VC2 probe for "general-purpose ultrasound diagnostic imaging system Accuson Redwood" | General-purpose ultrasound imaging system
Siemens Healthcare | Japan | MD |  | N-antiserum plasminogen | Class II general-purpose/biochemical/immunological test series
Siemens Healthcare | Japan | MD |  | N-antiserum C4 | Class II general-purpose/biochemical/immunological test series
Siemens Healthcare | Japan | IVD |  | N-latex RF | rheumatoid factor kit
Siemens Healthcare | Japan | MD |  | N-antiserum α1-acid glycoprotein | Class II general-purpose/biochemical/immunological test series
Siemens Healthcare | Japan | IVD |  | N-latex Lp(a) | lipoprotein(a) kit
Siemens Healthcare | Japan | MD |  | N-antiserum α2-macroglobulin | Class II general-purpose/biochemical/immunological test series
Siemens Healthcare | Japan | IVD |  | N-latex IgM kit | Immunoglobulin M kit
Siemens Healthcare | Japan | MD |  | N-antiserum Antithrombin III | Class II general-purpose/biochemical/immunological test series
Siemens Healthcare | Japan | IVD |  | N-latex IgA kit | immunoglobulin A kit
Siemens Healthcare | Japan | MD |  | N-antiserum IgA | Class II general-purpose/biochemical/immunological test series
Siemens Healthcare | Japan | IVD |  | N-antiserum IgG subclass | Immunoglobulin G subclass kit
Siemens Healthcare | Japan | MD |  | N-antiserum Prealbumin | Class II general-purpose/biochemical/immunological test series
Siemens Healthcare | Japan | IVD |  | N-antiserum hemopexin | hemopexin kit
Siemens Healthcare | Japan | IVD |  | NA α1-microglobulin kit | Alpha 1-microglobulin kit
Siemens Healthcare | Japan | IVD |  | NA antiserum L lock type K | Immunoglobulin kappa/lambda chain kit
Siemens Healthcare | Japan | MD |  | N-antiserum haptoglobin | Class II general-purpose/biochemical/immunological test series
Siemens Healthcare | Japan | IVD |  | Atherica CH Haptoglobin (Hapt) | haptoglobin kit
Siemens Healthcare | Japan | IVD |  | Atelica CH RF | rheumatoid factor kit
Siemens Healthcare | Japan | IVD |  | Chemirumi hs Troponin I | troponin kit
Siemens Healthcare | Japan | IVD |  | Kemirumi Intact PTH | Intact Parathyroid Hormone Kit
Siemens Healthcare | Japan | IVD |  | chemilumi progesterone | progesterone kit
Siemens Healthcare | Japan | IVD |  | chemilumi calcitonin | calcitonin kit
Siemens Healthcare | Japan | IVD |  | Chemirumi Thyroglobulin | thyroglobulin kit
Siemens Healthcare | Japan | IVD |  | Atelica DCA HbA1c Cartridge | Glycohemoglobin A1c kit
Siemens Healthcare | Japan | IVD |  | Atelica CH AST | Aspartate aminotransferase kit
Siemens Healthcare | Japan | IVD |  | アテリカCH Urinary fluid protein II (UCFP) | total protein kit
Siemens Healthcare | Japan | IVD |  | Atelica CH Li II | lithium kit
Siemens Healthcare | Japan | IVD |  | N-Latex Ferritin Kit (4th Edition) | ferritin kit
Siemens Healthcare | Japan | IVD |  | Atelica DCA Microalbumin Creatinine Cartridge (1st Edition) | albumin kit
Siemens Healthcare | Japan | IVD |  | N-Apolipoprotein E Kit (5th edition) | Apolipoprotein E kit
Siemens Healthcare | Japan | IVD |  | Atelica CH LD (LDLP) | Lactate dehydrogenase kit
Siemens Healthcare | Japan | IVD |  | Atelica CH CK | creatine kinase kit
Siemens Healthcare | Japan | IVD |  | Atelica CH Carbamazepine (Carb) | carbamazepine kit
Siemens Healthcare | Japan | IVD |  | Atelica CH α1-AG (AAG) | Alpha 1-acid glycoprotein kit for blood test
Siemens Healthcare | Japan | IVD |  | Atelica CH α1-AT (AAT) | alpha 1-antitrypsin kit for blood tests
Siemens Healthcare | Japan | IVD |  | Atherica CH IgA | Immunoglobulin A kit for blood test
Siemens Healthcare | Japan | IVD |  | Atelica CH P-AMY | amylase isozyme kit
Siemens Healthcare | Japan | IVD |  | Atelica CH Mg | Magnesium kit for blood and urine tests
Siemens Healthcare | Japan | IVD |  | Atelica CH TP | blood test total protein kit
Siemens Healthcare | Japan | IVD |  | Atelica CH BUN | Urea nitrogen kit for blood and urine tests
Siemens Healthcare | Japan | IVD |  | Atelica CH ALT | Alanine aminotransferase kit
Siemens Healthcare | Japan | IVD |  | Atelica CH Glucose (GluH) | glucose kit
Siemens Healthcare | Japan | IVD |  | Atherica CH HDL (D-HDL) | HDL-cholesterol kit
Siemens Healthcare | Japan | IVD |  | N-antiserum RBP | retinol binding protein kit
Siemens Healthcare | Japan | IVD |  | Kemirumi IgE | Immunoglobulin E kit
Siemens Healthcare | Japan | IVD |  | Chemirumi DHEA-S | Dehydroepiandrosterone-Sulfate Kit
Siemens Healthcare | Japan | IVD |  | Kemirumi Ag/Ab Combo HIV | Human immunodeficiency virus 1p24 antigen/HIV antibody kit
Siemens Healthcare | Japan | IVD |  | Kemirumi LH | Blood Test Luteinizing Hormone Kit
Siemens Healthcare | Japan | IVD |  | Kemirumi CMV IgG | Cytomegalovirus immunoglobulin G kit
Siemens Healthcare | Japan | IVD |  | Kemirumi EPO | Erythropoietin kit
Siemens Healthcare | Japan | IVD |  | Kemirumi NT-proBNP | Human brain natriuretic peptide precursor N-terminal fragment kit
Siemens Healthcare | Japan | IVD |  | Chemirumi HCV antibody | Hepatitis C virus antibody kit
Siemens Healthcare | Japan | IVD |  | Chemirumi HBs Antibody II | Hepatitis B virus surface antibody kit
Siemens Healthcare | Japan | IVD |  | Kemirumi FT3 | Free triiodothyronine kit
Siemens Healthcare | Japan | IVD |  | Emit 2000 Digoxin Assay | digoxin kit
Siemens Healthcare | Japan | IVD |  | Flex cartridge salicylic acid SAL | salicylic acid kit
Siemens Healthcare | Japan | IVD |  | Flex cartridge alkaline phosphatase ALPI V | alkaline phosphatase kit for blood test
Siemens Healthcare | Japan | IVD |  | Enzygnost HIV Integral II | Human immunodeficiency virus 1p24 antigen/HIV antibody kit
Siemens Healthcare | Japan | IVD |  | Enzygnost HBsAg 6.0 | Hepatitis B virus surface antigen kit
Siemens Healthcare | Japan | IVD |  | Enzygnost HBe monoclonal | Hepatitis B virus/e antigen/antibody kit
Siemens Healthcare | Japan | IVD |  | Chemilumi ACS - Carbamazepine | carbamazepine kit
Siemens Healthcare | Japan | IVD |  | Kemirumi ACS-E Phenobarbital | phenobarbital kit
Siemens Healthcare | Japan | IVD |  | Chemilumi ACS - Theophylline II | theophylline kit
Siemens Healthcare | Japan | IVD |  | Kemirumi ACS - gentamicin | gentamicin kit
Siemens Healthcare | Japan | IVD |  | Flex cartridge IgG V | Immunoglobulin G kit for blood test
Siemens Healthcare | Japan | IVD |  | Flex cartridge IgA V | Immunoglobulin A kit for blood test
Siemens Healthcare | Japan | IVD |  | Flex cartridge RBP V | retinol binding protein kit
Siemens Healthcare | Japan | IVD |  | Flex cartridge IgE V | Immunoglobulin E kit
Siemens Healthcare | Japan | MD |  | Enzygnost B Rubella/IgM | Class III immunoassay series
Siemens Healthcare | Japan | IVD |  | Stratus CS NT-proBNP | Human brain natriuretic peptide precursor N-terminal fragment kit
Siemens Healthcare | Japan | IVD |  | Stratus CS D-dimer | fibrin degradation product kit
Siemens Healthcare | Japan | MD |  | ames urinalysis test strip | Class II General Purpose Inspection Series
Siemens Healthcare | Japan | IVD |  | Siemens Imrise Free T4III | free thyroxine kit
Siemens Healthcare | Japan | IVD |  | Flex cartridge α1-acid glycoprotein V | Alpha 1-acid glycoprotein kit
Siemens Healthcare | Japan | IVD |  | Flex cartridge β2-microglobulin V | beta2-microglobulin kit
Siemens Healthcare | Japan | IVD |  | Flex cartridge C-reactive protein RCRP | C-reactive protein kit
Siemens Healthcare | Japan | IVD |  | Flex cartridge gamma glutamyltransferase GGT | Hematology gamma-glutamyltranspeptidase kit
Siemens Healthcare | Japan | IVD |  | Flex cartridge NT-proBNP PBNP mono | Human brain natriuretic peptide precursor N-terminal fragment kit
Siemens Healthcare | Japan | IVD |  | Flex cartridge vancomycin (N) VANC | vancomycin kit
Siemens Healthcare | Japan | IVD |  | Flex cartridge C-reactive protein CCRP (CardioPhase) | C-reactive protein kit
Siemens Healthcare | Japan | IVD |  | Flex cartridge albumin ALB | blood test albumin kit
Siemens Healthcare | Japan | IVD |  | Flex cartridge cholinesterase PCHE | cholinesterase kit
Siemens Healthcare | Japan | IVD |  | Flex cartridge theophylline THEO | theophylline kit
Siemens Healthcare | Japan | IVD |  | Flex cartridge acetaminophen (N) ACTM | acetaminophen kit
Siemens Healthcare | Japan | IVD |  | Flex cartridge gentamicin (N) GENT | gentamicin kit
Siemens Healthcare | Japan | IVD |  | Flex cartridge valproic acid VALP | valproic acid kit
Siemens Healthcare | Japan | IVD |  | Flex cartridge vancomycin (N) VANC | vancomycin kit
Siemens Healthcare | Japan | IVD |  | Flex cartridge C3 V | Complement Component C3 Kit
Siemens Healthcare | Japan | IVD |  | Flex cartridge C4 V | Complement Component C4 Kit
Siemens Healthcare | Japan | IVD |  | Flex cartridge urea nitrogen BUN | urea nitrogen kit
Siemens Healthcare | Japan | IVD |  | DCA 2000 microalbumin/creatinine cartridge | albumin kit
Siemens Healthcare | Japan | MD |  | N-antiserum IgG | Class II general-purpose/biochemical/immunological test series
Siemens Healthcare | Japan | IVD |  | N-Latex CDT | Carbohydrate-deficient transferrin kit
Siemens Healthcare | Japan | MD |  | Enzygnost B Toxoplasma/IgM | Class III immunoassay series
Siemens Healthcare | Japan | MD |  | ames urinalysis test strip | Class II General Purpose Inspection Series
Siemens Healthcare | Japan | MD |  | ames urinalysis test strip | Class II General Purpose Inspection Series
Siemens Healthcare | Japan | MD |  | ames urinalysis test strip | Class II General Purpose Inspection Series
Siemens Healthcare | Japan | IVD |  | Azostix | Urea nitrogen kit for blood test
Siemens Healthcare | Japan | MD |  | ames urinalysis test strip | Class II General Purpose Inspection Series
Siemens Healthcare | Japan | IVD |  | Enzygnost F1 + 2 monoclonal | Prothrombin fragment F1+2 kit
Siemens Healthcare | Japan | IVD |  | Enzygnost TAT micro | Thrombin Antithrombin III Complex Kit
Siemens Healthcare | Japan | IVD |  | Emmit 2000 MPA Assay | mycophenolic acid kit
Siemens Healthcare | Japan | IVD |  | N-latex FLC kappa type/lambda type | Immunoglobulin kappa/lambda chain kit
Siemens Healthcare | Japan | MD |  | Enzygnost B Mumps/IgM | Class III immunoassay series
Siemens Healthcare | Japan | MD |  | Enzygnost B Mumps/IgG | Class III immunoassay series
Siemens Healthcare | Japan | IVD |  | Enzygnost Anti-HBs II | Hepatitis B virus surface antibody kit
Siemens Healthcare | Japan | MD |  | Enzygnost B Herpes simplex/IgG | Class III immunoassay series
Siemens Healthcare | Japan | MD |  | Enzygnost B Varicella/IgG | Class III immunoassay series
Siemens Healthcare | Japan | MD |  | ames urinalysis test strip | Class II General Purpose Inspection Series
Siemens Healthcare | Japan | MD |  | ames urinalysis test strip | Class II General Purpose Inspection Series
Siemens Healthcare | Japan | IVD |  | Clinitech microalb creatinine test | albumin kit
Siemens Healthcare | Japan | IVD |  | Emit methotrexate assay | blood test methotrexate kit
Siemens Healthcare | Japan | IVD |  | Emit disopyramide assay | disopyramide kit
Siemens Healthcare | Japan | IVD |  | Emit ethosuccimide assay | ethosuccimide kit
Siemens Healthcare | Japan | IVD |  | Emit 2000 Vancomycin Assay | vancomycin kit
Siemens Healthcare | Japan | IVD |  | Flex cartridge CRP V | C-reactive protein kit
Siemens Healthcare | Japan | IVD |  | Flex cartridge transferrin TRNF | blood test transferrin kit
Siemens Healthcare | Japan | IVD |  | Flex cartridge salicylic acid SAL | salicylic acid kit
Siemens Healthcare | Japan | IVD |  | Flex cartridge albumin ALB | blood test albumin kit
Siemens Healthcare | Japan | IVD |  | Flex cartridge amylase (N) AMY | amylase kit
Siemens Healthcare | Japan | IVD |  | Flex cartridge digoxin (N) DGNA | digoxin kit
Siemens Healthcare | Japan | IVD |  | Flex cartridge cholinesterase PCHE | cholinesterase kit
Siemens Healthcare | Japan | IVD |  | Flex cartridge for cyclosporine high range CSAE | cyclosporin kit
Siemens Healthcare | Japan | IVD |  | Flex cartridge human chorionic gonadotropin HCG | Human Chorionic Gonadotropin Kit for Blood Test
Siemens Healthcare | Japan | IVD |  | Flex cartridge Troponin I CTNI | troponin kit
Siemens Healthcare | Japan | IVD |  | Flex cartridge acetaminophen (N) ACTM | acetaminophen kit
Siemens Healthcare | Japan | IVD |  | Flex cartridge Troponin I CTNI | troponin kit
Siemens Healthcare | Japan | IVD |  | Flex cartridge theophylline THEO | theophylline kit
Siemens Healthcare | Japan | IVD |  | Flex cartridge creatine kinase (N) CKI | creatine kinase kit
Siemens Healthcare | Japan | IVD |  | Flex Cartridge Carbamazepine (N) CRBM | carbamazepine kit
Siemens Healthcare | Japan | IVD |  | Flex cartridge gamma glutamyltransferase GGT | Hematology gamma-glutamyltranspeptidase kit
Siemens Healthcare | Japan | IVD |  | Flex cartridge amylase (N) AMY | amylase kit
Siemens Healthcare | Japan | IVD |  | Flex Cartridge Carbamazepine (N) CRBM | carbamazepine kit
Siemens Healthcare | Japan | IVD |  | Atelica CH bicarbonate (CO2) | bicarbonate kit
Siemens Healthcare | Japan | IVD |  | Atelica CH C3 | Complement Component C3 Kit
Siemens Healthcare | Japan | IVD |  | Atelica CH Vancomycin (Vanc) | vancomycin kit
Siemens Healthcare | Japan | IVD |  | Atelica CH Phenobarbital (Phnb) | phenobarbital kit
Siemens Healthcare | Japan | MD |  | ames urinalysis test strip | Class II General Purpose Inspection Series
Siemens Healthcare | Japan | IVD |  | Atelica CH Prealbumin (PreAlb) | Prealbumin/transthyretin kit
Siemens Healthcare | Japan | IVD |  | Atelica CH Salicylic acid (Sal) | salicylic acid kit
Siemens Healthcare | Japan | IVD |  | Atelica CH Tobramycin (Tob) | tobramycin kit
Siemens Healthcare | Japan | IVD |  | Flex cartridge IgM V | Immunoglobulin M kit for blood test
Siemens Healthcare | Japan | IVD |  | Flex Cartridge L Chain K Type V | Immunoglobulin kappa/lambda chain kit
Siemens Healthcare | Japan | IVD |  | Flex cartridge α1-microglobulin V | Alpha 1-microglobulin kit
Siemens Healthcare | Japan | IVD |  | Flex cartridge ASL V | Anti-Streptolysin O Kit
Siemens Healthcare | Japan | IVD |  | Flex cartridge RF V | rheumatoid factor kit
Siemens Healthcare | Japan | IVD |  | Flex Cartridge Creatine Kinase (N) CKI | creatine kinase kit
Siemens Healthcare | Japan | IVD |  | Flex cartridge L chain L type V | Immunoglobulin kappa/lambda chain kit
Siemens Healthcare | Japan | IVD |  | Stratus CS Troponin I | troponin kit
Siemens Healthcare | Japan | IVD |  | Stratus CS myoglobin | myoglobin kit
Siemens Healthcare | Japan | IVD |  | Stratus CS CKMB | Creatine Kinase Isozyme Kit
Siemens Healthcare | Japan | IVD |  | Siemens Imrise Total Testosterone II 2000 | blood test testosterone kit
Siemens Healthcare | Japan | IVD |  | Flex cartridge Cyronine Uptake TU | Triiodothyronine Uptake Rate Kit
Siemens Healthcare | Japan | IVD |  | Siemens Imrise Total Testosterone II | blood test testosterone kit
Siemens Healthcare | Japan | IVD |  | Flex Cartridge Cyclosporine CSA | cyclosporin kit
Siemens Healthcare | Japan | IVD |  | Siemens Imrise Free PSA II | free prostate-specific antigen kit
Siemens Healthcare | Japan | IVD |  | Flex cartridge apolipoprotein A1 V | Apolipoprotein A-I Kit
Siemens Healthcare | Japan | IVD |  | Flex cartridge apolipoprotein B V | Apolipoprotein B kit
Siemens Healthcare | Japan | IVD |  | Flex cartridge α1-antitrypsin V | alpha 1-antitrypsin kit for blood tests
Siemens Healthcare | Japan | IVD |  | Flex Cartridge Prealbumin V | Prealbumin/transthyretin kit
Siemens Healthcare | Japan | IVD |  | Flex cartridge transferrin V | blood test transferrin kit
Siemens Healthcare | Japan | IVD |  | Flex cartridge haptoglobin V | haptoglobin kit
Siemens Healthcare | Japan | IVD |  | Flex cartridge digitoxin DGTX | digitoxin kit
Siemens Healthcare | Japan | IVD |  | Flex cartridge Tobramycin (N) TOBR | tobramycin kit
Siemens Healthcare | Japan | IVD |  | Flex Cartridge Cyclosporin CSA | cyclosporin kit
Siemens Healthcare | Japan | IVD |  | Flex cartridge for cyclosporine high range CSAE | cyclosporin kit
Siemens Healthcare | Japan | IVD |  | Enzygnost Anti-HBc monoclonal | Hepatitis B virus core antibody kit
Siemens Healthcare | Japan | IVD |  | Chemirumi anti-TG antibody | Blood test thyroglobulin autoantibody kit
Siemens Healthcare | Japan | IVD |  | Atelica CH Digoxin (Dgn) | digoxin kit
Siemens Healthcare | Japan | IVD |  | Atelica CH ALP | alkaline phosphatase kit for blood test
Siemens Healthcare | Japan | IVD |  | Atherica CH Fe (Iron) | iron kit
Siemens Healthcare | Japan | IVD |  | Atelica CH UA | Uric acid kit for blood and urine test
Siemens Healthcare | Japan | IVD |  | Atelica CH TIBC | Iron binding capacity kit
Siemens Healthcare | Japan | IVD |  | Atelica CH Acetaminophen (Acet) | acetaminophen kit
Siemens Healthcare | Japan | IVD |  | Atelica CH Li | lithium kit
Siemens Healthcare | Japan | IVD |  | Flex Cartridge Alkaline Phosphatase ALPI | alkaline phosphatase kit for blood test
Siemens Healthcare | Japan | IVD |  | Flex Cartridge Cystatin C V | Cystatin C kit
Siemens Healthcare | Japan | MD |  | ames urinalysis test strip | Class II General Purpose Inspection Series
Siemens Healthcare | Japan | MD |  | Enzygnost B EB virus/IgM | Class III immunoassay series
Siemens Healthcare | Japan | IVD |  | Atelica CH AMY | amylase kit
Siemens Healthcare | Japan | MD |  | CorPath GRX drape | single use general purpose surgical drape
Siemens Healthcare | Japan | MD |  | ORヘッドホルダ | Head and Neck Imaging/Radiation Therapy Patient Posture Fixture
Siemens Healthcare | Japan | MD |  | SOMATOM スピリット パワー | Whole body X-ray CT diagnostic equipment
Siemens Healthcare | Japan | MD |  | OR head holder 2 | Head and Neck Imaging/Radiation Therapy Patient Posture Fixture
Siemens Healthcare | Japan | MD |  | OR head holder 3 | Head and Neck Imaging/Radiation Therapy Patient Posture Fixture
Siemens Healthcare | Japan | MD |  | X線イメージインテンシファイア IT-13S(B) | X-ray fluorescence intensifier
Siemens Healthcare | Japan | MD |  | SOMATOM Force | Whole body X-ray CT diagnostic equipment
Siemens Healthcare | Japan | MD |  | SOMATOM Spirit | Whole body X-ray CT diagnostic equipment
Siemens Healthcare | Japan | MD |  | SOMATOM scope power RTProedition | Whole body X-ray CT diagnostic equipment
Siemens Healthcare | Japan | MD |  | Artist Zee (BA) | Stationary Digital X-ray Fluoroscopic Diagnosis System for Cardiology
Siemens Healthcare | Japan | MD |  | Artist ZeeMP | Stationary Digital X-ray Fluoroscopic Diagnosis System for Cardiology
Siemens Healthcare | Japan | MD |  | Artist ZeeT | Stationary Digital X-ray Fluoroscopic Diagnosis System for Cardiology
Siemens Healthcare | Japan | MD |  | Ezio Max | Stationary digital general-purpose X-ray diagnostic equipment
Siemens Healthcare | Japan | MD |  | ezio | Stationary digital general-purpose X-ray diagnostic equipment
Siemens Healthcare | Japan | MD |  | Uroscope Omnia Max | Stationary digital urological and gynecological X-ray fluoroscopy diagnostic equipment
Siemens Healthcare | Japan | MD |  | Artis one | Stationary Digital X-ray Fluoroscopic Diagnosis System for Cardiology
Siemens Healthcare | Japan | MD |  | Zomatom X | Whole body X-ray CT diagnostic equipment
Siemens Healthcare | Japan | MD |  | Zomatom go | Whole body X-ray CT diagnostic equipment
Siemens Healthcare | Japan | MD |  | Shios Select FD | Mobile digital general-purpose integrated X-ray fluoroscopy diagnostic equipment
Siemens Healthcare | Japan | MD |  | Shios Connect | Mobile digital general-purpose integrated X-ray fluoroscopy diagnostic equipment
Siemens Healthcare | Japan | MD |  | Shios Alpha | Mobile digital general-purpose integrated X-ray fluoroscopy diagnostic equipment
Siemens Healthcare | Japan | MD |  | Zomatom EdgePlus | Whole body X-ray CT diagnostic equipment
Siemens Healthcare | Japan | MD |  | Biograph Horizon | X-ray CT combination type positron CT system
Siemens Healthcare | Japan | MD |  | Symbia EvoExcel | Detector Rotating SPECT System for Nuclear Medicine Diagnosis
Siemens Healthcare | Japan | MD |  | Biograph mMR | MR combination type positron CT system
Siemens Healthcare | Korea | MD |  | Somatom Definition Flash | CT system, full-body | class 2
Siemens Healthcare | Korea | MD |  | MAGNETOM Symphony A Tim System | MRI system, full-body, superconducting magnet | class 2
Siemens Healthcare | Korea | MD |  | Symbia T6외 1건 | Single photon emission computed tomography combination system | class 2
Siemens Healthcare | Korea | MD |  | Artis zeego | Fluoroscopic x-ray system, angiography, stationary, digital | class 3
Siemens Healthcare | Korea | MD |  | ARCADIS Avantic | Fluoroscopic x-ray system, general-purpose, mobile, digital | class 3
Siemens Healthcare | Korea | MD |  | 14L5BV | Probe for medical use | class 1
Siemens Healthcare | Korea | MD |  | ARTISTE MV (TM) | Accelerator system collimator electron applicator | class 3
Siemens Healthcare | Korea | MD |  | REVO | Hearing aid | class 2
Siemens Healthcare | Korea | MD |  | Dimensionⓡ Vista 500 System외 3건 | Clinical chemistry automated analyser | class 1
Siemens Healthcare | Korea | MD |  | Artis zee multi-purpose | Fluoroscopic x-ray system, angiography, stationary, digital | class 3
Siemens Healthcare | Korea | MD |  | 8V3외 2건 | Probe for medical use | class 1
Siemens Healthcare | Korea | MD |  | 4Z1c | Probe for medical use | class 1
Siemens Healthcare | Korea | MD |  | Symbia E외 1건 | Single photon emission computed tomography system | class 2
Siemens Healthcare | Korea | MD |  | Artis Zee Floor |  | class 3
Siemens Healthcare | Korea | MD |  | SOMATOM Definition AS(80kW) | CT system, full-body | class 2
Siemens Healthcare | Korea | MD |  | SOMATOM Definition AS(100kW) | CT system, full-body | class 2
Siemens Healthcare | Korea | MD |  | Oncor Impression | Accelerator system collimator electron applicator | class 3
Siemens Healthcare | Korea | MD |  | MAGNETOM Verio | MRI system, full-body, superconducting magnet | class 2
Siemens Healthcare | Korea | MD |  | EC9-4 | Probe, general-purpose, internal | class 2
Siemens Healthcare | Korea | MD |  | Astral 13HP | Hearing aid | class 2
Siemens Healthcare | Korea | MD |  | Symbia T2외 1건 | Single photon emission computed tomography combination system | class 2
Siemens Healthcare | Korea | MD |  | TARGA PLUS P | Hearing aid | class 2
Siemens Healthcare | Korea | MD |  | Energy P-L | Hearing aid | class 2
Siemens Healthcare | Korea | MD |  | TARGA PRO P | Hearing aid | class 2
Siemens Healthcare | Korea | MD |  | MAMMOMAT Inspiration | Mammographic x-ray system, stationary, digital | class 2
Siemens Healthcare | Korea | MD |  | ACUSON S1000 Diagnostic Ultrasound System외 2건 | Ultrasound imaging system, general-purpose | class 2
Siemens Healthcare | Japan | MD |  | Aptio Centrifuge Module | General purpose laboratory centrifuge
Siemens Healthcare | Japan | MD |  | MAGNETOM Spectra | Superconducting magnet type whole body MR device
Siemens Healthcare | Japan | MD |  | 16ch multi-purpose coil | High frequency coil for MR equipment
Siemens Healthcare | Japan | MD |  | rapid point 500e | General-purpose blood gas analyzer
Siemens Healthcare | Japan | MD |  | MAGNETOM SORA | Superconducting magnet type whole body MR device
Siemens Healthcare | Japan | MD |  | MAGNETOM Essenza | Superconducting magnet type whole body MR device
Siemens Healthcare | Japan | MD |  | MAGNETOM Sempra | Superconducting magnet type whole body MR device
Siemens Healthcare | Japan | MD |  | MAGNETOM Freemax/Freestar | Superconducting magnet type whole body MR device
Siemens Healthcare | Japan | MD |  | MAGNETOM Vida | Superconducting magnet type whole body MR device
Siemens Healthcare | USA | IVD | DDS | Dimension PALB Flex | Prealbumin, Fitc, Antigen, Antiserum, Control | 1
Siemens Healthcare | USA | IVD | CHP | ADVIA Centaur;Atellica IM Enhanced Estradiol (eE2) | Radioimmunoassay, Estradiol | 1
Siemens Healthcare | USA | IVD | CEP | MAGIC LITE LH LUTEN;Vista LH Flex | Radioimmunoassay, Luteinizing Hormone | 1
Siemens Healthcare | USA | IVD | CGJ | ACS FOLLICLE STIMULATI | Radioimmunoassay, Follicle-Stimulating Hormone | 1
Siemens Healthcare | USA | IVD | JMA | FOLATE;ASCORBIC ACID;C-STIX | Acid, Ascorbic, 2,4-Dinitrophenylhydrazine (Spectrophotometric) | 1
Siemens Healthcare | USA | IVD | JRI | CUVETTES | Cuvette, Thermostated | 1
Siemens Healthcare | USA | IVD | FMH | SEPTUM CAPS | Container, Specimen, Sterile | 1
Siemens Healthcare | USA | IVD | JKC | ADVIA Centaur;Atellica IM DHEA-SO4 (DHEAS) | Radioimmunoassay, Dehydroepiandrosterone (Free And Sulfate) | 1
Siemens Healthcare | USA | IVD | IAF | Hematek;ADVIA Autoslide | Wright'S Stain | 1
Siemens Healthcare | USA | IVD | HYF | Hematek;ADVIA Autoslide | Giemsa Stain | 1
Siemens Healthcare | USA | IVD | DAB | Atellica CH Haptoglobin (Hapt) | Haptoglobin, Fitc, Antigen, Antiserum, Control | 2
Siemens Healthcare | USA | IVD | NSU | VERSANT® kPCR Molecular System AD (QuantStudio 5 Dx Real-Time PCR | Instrumentation For Clinical Multiplex Test Systems | 2
Siemens Healthcare | USA | IVD | QLC | ADVIA Centaur IL6 Quality Control Material;ADVIA Centaur IL6 Assay | Interleukin 6 | N
Siemens Healthcare | USA | MD | ITY | Opti Family;Megalix Cat Family;P40 MoW-100G;Gigalix Family;OPTIPHOS Family;Vectron Family;SMB Family;Optilix Family;S3P-Monoblock;Megalix Cat Plus Family;DURA Family;RAY Family;CHRONON Family;TR Family;Optitop Family;STRATON Family;SIREPHOS Family;Megalix Family;Athlon Family | Assembly, Tube Housing, X-Ray, Diagnostic | 1
Siemens Healthcare | USA | IVD | CHI | Dimension Vista Lipase Flex;Dimension Lipase Flex;ADVIA Chemistry Lipase | Lipase-Esterase, Enzymatic, Photometric, Lipase | 1
Siemens Healthcare | USA | IVD | DJR | Dimension METH Flex | Enzyme Immunoassay, Methadone | 2
Siemens Healthcare | USA | IVD | LEG | ADVIA Chemistry;Emit 2000 Valproic Acid Cals;Emit 2000 Valproic Acid Assay | Enzyme Immunoassay, Valproic Acid | 2
Siemens Healthcare | USA | IVD | DIS | Dimension BARB Flex | Enzyme Immunoassay, Barbiturate | 2
Siemens Healthcare | USA | IVD | JIT | Dimension CTNI Cal | Calibrator, Secondary | 2
Siemens Healthcare | USA | IVD | MMI | Dimension CTNI Flex;Dimension LTNI Flex | Immunoassay Method, Troponin Subunit | 2
Siemens Healthcare | USA | IVD | KHS | Dimension ECO2 Flex | Enzymatic, Carbon-Dioxide | 2
Siemens Healthcare | USA | IVD | DCN | Dimension RCRP Flex | System, Test, C-Reactive Protein | 2
Siemens Healthcare | USA | IVD | KLB | Emit 2000 Tobramycin Calibrators;ADVIA Chemistry;Emit 2000 Tobramycin Cals;Emit 2000 Tobramycin Assay | Radioimmunoassay, Tobramycin | 2
Siemens Healthcare | USA | IVD | DHA | Stratus CS BHCG TestPak;Stratus CS BHCG CalPak | System, Test, Human Chorionic Gonadotropin | 2
Siemens Healthcare | USA | IVD | LDP | Emit tox Acetaminophen Assay;Emit tox Acetaminophen Calibrators | Colorimetry, Acetaminophen | 2
Siemens Healthcare | USA | IVD | JXM | Dimension BENZ Flex | Enzyme Immunoassay, Benzodiazepine | 2
Siemens Healthcare | USA | IVD | LDJ | Dimension THC Flex | Enzyme Immunoassay, Cannabinoids | 2
Siemens Healthcare | USA | IVD | DIO | Dimension COC Flex | Enzyme Immunoassay, Cocaine And Cocaine Metabolites | 2
Siemens Healthcare | USA | IVD | LCM | Dimension PCP Flex | Enzyme Immunoassay, Phencyclidine | U
Siemens Healthcare | USA | IVD | DJG | Dimension OPI Flex | Enzyme Immunoassay, Opiates | 2
Siemens Healthcare | USA | IVD | LAF | Emit II Plus Amphetamines Assay | Gas Chromatography, Methamphetamine | 2
Siemens Healthcare | USA | IVD | LAN | Emit 2000 N-Acetylprocainamide Assay | Enzyme Immunoassay, N-Acetylprocainamide | 2
Siemens Healthcare | USA | IVD | DLJ | Emit tox Salicylic Acid Calibrators;Emit tox Salicylic Acid Assay | Calibrators, Drug Specific | 2
Siemens Healthcare | USA | IVD | KXT | Emit 2000 Digoxin Assay | Enzyme Immunoassay, Digoxin | 2
Siemens Healthcare | USA | IVD | LEG | Emit 2000 Valproic Acid Assay | Enzyme Immunoassay, Valproic Acid | 2
Siemens Healthcare | USA | IVD | JIT | Stratus CS CTNI CalPak | Calibrator, Secondary | 2
Siemens Healthcare | USA | IVD | LEH | Emit 2000 Vancomycin Assay;ADVIA Chemistry | Radioimmunoassay, Vancomycin | 2
Siemens Healthcare | USA | IVD | DKZ | ADVIA Chemistry;Atellica CH Amphetamines (Amp);Emit II Plus Amphetamine Assays | Enzyme Immunoassay, Amphetamine | 2
Siemens Healthcare | USA | IVD | MRR | Dimension ALDL Flex | System, Test, Low Density, Lipoprotein | 1
Siemens Healthcare | USA | IVD | DLJ | Emit 2000 Vancomycin Cals | Calibrators, Drug Specific | 2
Siemens Healthcare | USA | IVD | DAP | Stratus CS DDMR DilPak | Fibrinogen And Fibrin Split Products, Antigen, Antiserum, Control | 2
Siemens Healthcare | USA | IVD | JIT | Stratus CS DDMR CalPak | Calibrator, Secondary | 2
Siemens Healthcare | USA | IVD | MKW | Dimension CSA Flex | Cyclosporine | 2
Siemens Healthcare | USA | IVD | LBZ | Emit 2000 Quinidine Assay | Enzyme Immunoassay, Quinidine | 2
Siemens Healthcare | USA | IVD | LAN | Atellica® CH N-acetylprocainamide (NAPA);Dimension NAPA Flex | Enzyme Immunoassay, N-Acetylprocainamide | 2
Siemens Healthcare | USA | IVD | JIT | Dimension ALDL Cal | Calibrator, Secondary | 2
Siemens Healthcare | USA | IVD | DLZ | Emit 2000 Phenobarbital Assay | Enzyme Immunoassay, Phenobarbital | 2
Siemens Healthcare | USA | IVD | JXN | Emit II Plus Propoxyphene Assay | Enzyme Immunoassay, Propoxyphene | 2
Siemens Healthcare | USA | IVD | JXM | Emit II Plus Benzodiazepine Assay | Enzyme Immunoassay, Benzodiazepine | 2
Siemens Healthcare | USA | IVD | LAR | Emit 2000 Procainamide Assay | Enzyme Immunoassay, Procainamide | 2
Siemens Healthcare | USA | IVD | KLT | Emit 2000 Carbamazepine Assay | Enzyme Immunoassay, Carbamazepine | 2
Siemens Healthcare | USA | IVD | CDT | Dimension TGL Flex | Lipase Hydrolysis/Glycerol Kinase Enzyme, Triglycerides | 1
Siemens Healthcare | USA | IVD | DIS | Atellica CH Brb;ADVIA Chemistry BARB_2 | Enzyme Immunoassay, Barbiturate | 2
Siemens Healthcare | USA | IVD | DIC | Emit II Plus Ethyl Alcohol Assay | Alcohol Dehydrogenase, Specific Reagent For Ethanol Enzyme Method | 2
Siemens Healthcare | USA | IVD | DJR | Emit II Plus Methadone Assay | Enzyme Immunoassay, Methadone | 2
Siemens Healthcare | USA | IVD | LCD | Emit 2000 Gentamicin Plus Assay | Enzyme Immunoassay, Gentamicin | 2
Siemens Healthcare | USA | IVD | DIP | Emit 2000 Phenytoin Assay | Enzyme Immunoassay, Diphenylhydantoin | 2
Siemens Healthcare | USA | IVD | JIH | Dimension LI Flex | Flame Photometry, Lithium | 2
Siemens Healthcare | USA | IVD | DLJ | Dimension CSA Cal | Calibrators, Drug Specific | 2
Siemens Healthcare | USA | IVD | LCM | Emit II Plus Phencyclidine Assay | Enzyme Immunoassay, Phencyclidine | U
Siemens Healthcare | USA | IVD | LAR | Dimension PROC Flex;Atellica CH Procainamide (PROC) | Enzyme Immunoassay, Procainamide | 2
Siemens Healthcare | USA | IVD | KXS | Emit II Plus Methaqualone Assay | Radioimmunoassay, Methaqualone | 2
Siemens Healthcare | USA | IVD | KLS | Emit 2000 Theophylline Assay | Enzyme Immunoassay, Theophylline | 2
Siemens Healthcare | USA | IVD | DJG | Emit II Plus Opiate Assay | Enzyme Immunoassay, Opiates | 2
Siemens Healthcare | USA | IVD | LDJ | Emit II Plus Cannabinoid Assay | Enzyme Immunoassay, Cannabinoids | 2
Siemens Healthcare | USA | IVD | JIX | Dimension Drug Cal;Atellica CH DRUG CAL (DRUG CAL) | Calibrator, Multi-Analyte Mixture | 2
Siemens Healthcare | USA | IVD | DCF | Dimension MALB Flex;Dimension MALB Cal | Albumin, Antigen, Antiserum, Control | 2
Siemens Healthcare | USA | IVD | CEK | ADVIA Chemistry TP_c;Atellica CH Total Protein II (TP);Atellica CH Urinary/Cerebrospinal Fluid Protein (UCFP);ADVIA Chemistry TP;Atellica CH Total Protein_2 (TP_2);Dimension Vista TP Flex;ADVIA Chemistry Urinary/Cerebrospinal Fluid Protein (UCFP);ADVIA Chemistry UPRO_2;Dimension Vista UCFP Flex | Biuret (Colorimetric), Total Protein | 2
Siemens Healthcare | USA | IVD | JFL | QuikLyte IMT Flush Solution;QuikLyte IMT Diluent Check;QuikLyte IMT Sample Diluent | Ph Rate Measurement, Carbon-Dioxide | 2
Siemens Healthcare | USA | IVD | DIF | Emit Cal/Controls Levels 0-5 | Drug Mixture Control Materials | 1
Siemens Healthcare | USA | IVD | DML | ADVIA Chemistry;Emit II Plus Ethyl Alcohol Assays | Nad-Nadh, Specific Reagent For Alcohol Enzyme Method | 2
Siemens Healthcare | USA | IVD | JXN | ADVIA Chemistry;Emit II Plus Propoxyphene Assays;Atellica CH Propoxyphene (Ppx) | Enzyme Immunoassay, Propoxyphene | 2
Siemens Healthcare | USA | IVD | LCM | ADVIA Chemistry;Emit II Plus Phencyclidine Assays | Enzyme Immunoassay, Phencyclidine | U
Siemens Healthcare | USA | IVD | LDJ | Emit II Plus Cannabinoid Assays;ADVIA Chemistry;Atellica CH Cannabinoids THC (Thc) | Enzyme Immunoassay, Cannabinoids | 2
Siemens Healthcare | USA | IVD | JXM | Emit II Plus Benzodiazepine Assays;ADVIA Chemistry;Atellica CH Benzodiazepines (Bnz) | Enzyme Immunoassay, Benzodiazepine | 2
Siemens Healthcare | USA | IVD | KXS | Emit II Plus Methaqualone Assays | Radioimmunoassay, Methaqualone | 2
Siemens Healthcare | USA | IVD | KLT | Emit II Plus Barbiturate Assay | Enzyme Immunoassay, Carbamazepine | 2
Siemens Healthcare | USA | IVD | DJR | ADVIA Chemistry;Atellica CH Methadone (Mdn);Emi II Plus Methadone Assays | Enzyme Immunoassay, Methadone | 2
Siemens Healthcare | USA | IVD | JIS | Dimension IBCT Cal | Calibrator, Primary | 2
Siemens Healthcare | USA | IVD | JMO | Dimension IBCT Flex | Ferrozine (Colorimetric) Iron Binding Capacity | 1
Siemens Healthcare | USA | IVD | JIT | Dimension Special Protein Cal | Calibrator, Secondary | 2
Siemens Healthcare | USA | IVD | DBI | Dimension C4 Flex | Complement C4, Antigen, Antiserum, Control | 2
Siemens Healthcare | USA | IVD | DDG | Dimension TRNF Flex | Transferrin, Antigen, Antiserum, Control | 2
Siemens Healthcare | USA | IVD | CZW | Dimension C3 Flex | Complement C3, Antigen, Antiserum, Control | 2
Siemens Healthcare | USA | IVD | MTF | Dimension TPSA Flex;Vista TPSA Flex | Total, Prostate Specific Antigen (Noncomplexed & Complexed) For Detection Of Prostate Cancer | 3
Siemens Healthcare | USA | IVD | MTG | Vista FPSA Flex;Dimension FPSA Flex;Dimension T/F PSA Cal | Test, Prostate Specific Antigen, Free, (Noncomplexed) To Distinguish Prostate Cancer From Benign Conditions | 3
Siemens Healthcare | USA | IVD | MKW | Emit 2000 Cyclosporine Neg Cal;Emit 2000 Cyclosporine Specific Cal;Emit 2000 CSA Sample Pretreat Rgt;Emit 2000 Cyclosporine Specific Asy | Cyclosporine | 2
Siemens Healthcare | USA | IVD | JIT | Dimension RCRP Cal | Calibrator, Secondary | 2
Siemens Healthcare | USA | IVD | CFQ | Dimension IGA Flex | Radioimmunoassay, Immunoglobulins (G, A, M) | 2
Siemens Healthcare | USA | IVD | CFQ | Dimension IGM Flex | Radioimmunoassay, Immunoglobulins (G, A, M) | 2
Siemens Healthcare | USA | IVD | LFM | Dimension DGTX Flex | Enzyme Immunoassay, Digitoxin | 2
Siemens Healthcare | USA | IVD | JIT | Dimension MMB Cal | Calibrator, Secondary | 2
Siemens Healthcare | USA | IVD | JHY | Dimension MMB Flex;Dimension LMMB Flex | Colorimetric Method, Cpk Or Isoenzymes | 2
Siemens Healthcare | USA | IVD | DHA | Dimension LHCG Flex;Dimension HCG Flex | System, Test, Human Chorionic Gonadotropin | 2
Siemens Healthcare | USA | IVD | JIT | Dimension THY Cal | Calibrator, Secondary | 2
Siemens Healthcare | USA | IVD | JIW | Dimension HCG Cal | Calibrator, Surrogate | 2
Siemens Healthcare | USA | IVD | CEC | Dimension FT4 Flex | Radioimmunoassay, Free Thyroxine | 2
Siemens Healthcare | USA | IVD | DJG | ADVIA Chemistry;Emit II Plus Opiate Assays;Atellica CH Opiates (Op) | Enzyme Immunoassay, Opiates | 2
Siemens Healthcare | USA | IVD | DKB | Emit Cal B Level 2 (high);Emit Cal B Level 1 (cutoff) | Calibrators, Drug Mixture | 2
Siemens Healthcare | USA | IVD | CFQ | Dimension IGG Flex | Radioimmunoassay, Immunoglobulins (G, A, M) | 2
Siemens Healthcare | USA | IVD | MMI | SCS CTNI DilPak | Immunoassay Method, Troponin Subunit | 2
Siemens Healthcare | USA | IVD | JIT | SCS CKMB CalPak | Calibrator, Secondary | 2
Siemens Healthcare | USA | IVD | JIT | SCS MYO CalPak | Calibrator, Secondary | 2
Siemens Healthcare | USA | IVD | JIT | Dimension PALB Cal | Calibrator, Secondary | 2
Siemens Healthcare | USA | IVD | LEG | Atellica CH Valproic Acid (VPA);Dimension VALP Flex | Enzyme Immunoassay, Valproic Acid | 2
Siemens Healthcare | USA | IVD | JIT | Dimension FERR Cal | Calibrator, Secondary | 2
Siemens Healthcare | USA | IVD | JIT | Dimension AHDL Cal | Calibrator, Secondary | 2
Siemens Healthcare | USA | IVD | DDR | SCS MYO CalPak;SCS MYO TestPak | Myoglobin, Antigen, Antiserum, Control | 2
Siemens Healthcare | USA | IVD | JHX | Stratus CS Analyzer;SCS Printer Paper;SCS Pipette Tips;SCS Cannula (Terumo);SCS Rotors;SCS Cannula (BD);SCS Sample Cup;SCS Cannula (Sarstedt);SCS Waste Bin Liner | Fluorometric Method, Cpk Or Isoenzymes | 2
Siemens Healthcare | USA | IVD | DDR | Dimension MYO Flex | Myoglobin, Antigen, Antiserum, Control | 2
Siemens Healthcare | USA | IVD | JIT | Dimension MYO Cal | Calibrator, Secondary | 2
Siemens Healthcare | USA | IVD | KHO | SCS CKMB DilPak | Fluorometer, For Clinical Use | 1
Siemens Healthcare | USA | IVD | JIT | Dimension Vista BILI Cal | Calibrator, Secondary | 2
Siemens Healthcare | USA | IVD | JFY | Dimension ECRE Flex;Dimension EZCR Flex | Enzymatic Method, Creatinine | 2
Siemens Healthcare | USA | IVD | JHM | Dimension AHDL Flex | Colorimetric Method, Lipoproteins | 1
Siemens Healthcare | USA | IVD | JIT | Dimension Vista PBNP Cal;Dimension Vista PBNP Flex | Calibrator, Secondary | 2
Siemens Healthcare | USA | IVD | JIT | Dimension LOCI TNI Cal | Calibrator, Secondary | 2
Siemens Healthcare | USA | IVD | DAD | Dimension Vista HAPT Flex;Atellica CH Haptoglobin_2 (Hapt_2);ADVIA Chemistry HAPT | Haptoglobin, Antigen, Antiserum, Control | 2
Siemens Healthcare | USA | IVD | JCB | ADVIA 2120 and ADVIA 2120i Aspiration pathway Wash Kit;ADVIA 2120 and ADVIA 2120i Perox Flow cell wash kit;ADVIA 2120 and ADVIA 2120i RBC Flow Cell Wash Kit;ADVIA 2120 and ADVIA 2120i Vent Line Wash Kit;Neodisher GK | Detergent | 1
Siemens Healthcare | USA | MD | IYN | Freestyle Ultrasound System | System, Imaging, Pulsed Doppler, Ultrasonic | 2
Siemens Healthcare | USA | MD | IYN | Acuson Freestyle Diagnostic Ultrasound System | System, Imaging, Pulsed Doppler, Ultrasonic | 2
Siemens Healthcare | USA | MD | IYN | ACUSON Freestyle Diagnostic Ultrasound System | System, Imaging, Pulsed Doppler, Ultrasonic | 2
Siemens Healthcare | USA | MD | IYN | ACUSON NX3 Elite Diagnostic Ultrasound System;ACUSON SC2000 Diagnostic Ultrasound System;ACUSON Sequoia Diagnostic Ultrasound System;ACUSON Freestyle Diagnostic Ultrasound System;ACUSON S Family (S1000/ S2000 / S3000) Diagnostic Ultrasound System;ACUSON Redwood Diagnostic Ultrasound System;ACUSON NX3 Diagnostic Ultrasound System;ACUSON P500 Diagnostic Ultrasound System | System, Imaging, Pulsed Doppler, Ultrasonic | 2
Siemens Healthcare | USA | MD | LNH | MAGNETOM C! System | System, Nuclear Magnetic Resonance Imaging | 2
Siemens Healthcare | USA | MD | LNH | Magnetom Essenza | System, Nuclear Magnetic Resonance Imaging | 2
Siemens Healthcare | USA | MD | LNH | Magnetom C! | System, Nuclear Magnetic Resonance Imaging | 2
Siemens Healthcare | USA | MD | MOS | Magnetom Spectra;Monet;Project 030 | Coil, Magnetic Resonance, Specialty | 2
Siemens Healthcare | USA | MD | MOS | SPECIALTY COILS FOR MAGNETOM AERA 1.5T & MAGNETIM SKYRA 3T MR SYSTEMS | Coil, Magnetic Resonance, Specialty | 2
Siemens Healthcare | USA | MD | LNH | MAGNETOM Aera and MAGNETOM Skyra with syngo MR D11 | System, Nuclear Magnetic Resonance Imaging | 2
Siemens Healthcare | USA | MD | LNH | MAGNETOM ESSENZA WITH SYNGO MR D14 | System, Nuclear Magnetic Resonance Imaging | 2
Siemens Healthcare | USA | MD | MOS | Magnetom C! System | Coil, Magnetic Resonance, Specialty | 2
Siemens Healthcare | USA | MD | LNI | MAGNETOM Amira | System, Nuclear Magnetic Resonance Spectroscopic | 2
Siemens Healthcare | USA | MD | LNH | MAGNETOM Spectra with syngo MR E11M;MAGNETOM Spectra | System, Nuclear Magnetic Resonance Imaging | 2
Siemens Healthcare | USA | MD | LNH | syngo MR E11C software for MAGNETOM Aera,MAGNETOM Skyra and MAGNETOM Prisma/Prismafit MR Systems;syngo MR E11C | System, Nuclear Magnetic Resonance Imaging | 2
Siemens Healthcare | USA | MD | LNI | syngo MR E11Q;syngo MR E11Q SW for the MAGNETOM ESSENZA | System, Nuclear Magnetic Resonance Spectroscopic | 2
Siemens Healthcare | USA | MD | LNI | MAGNETOM Sempra;MAGNETOM Sempra with syngo MR E11S;syngo MR E11S | System, Nuclear Magnetic Resonance Spectroscopic | 2
Siemens Healthcare | USA | MD | LNI | MAGNETOM Amira with software syngo MR E11S | System, Nuclear Magnetic Resonance Spectroscopic | 2
Siemens Healthcare | USA | MD | LNI | MAGNETOM Aera, MAGNETOM Skyra / Skyrafit, MAGNETOM Prisma / Prismafit /MAGNETOM Avantofit with syngo MR E11C-AP04 SW | System, Nuclear Magnetic Resonance Spectroscopic | 2
Siemens Healthcare | USA | MD | LNI | MAGNETOM Verio MR E11D;MAGNETOM Avanto;MAGNETOM Verio;MAGNETOM Avanto MR E11D;MAGNETOM Avanto w/syngo MR E11D;MAGNETOM Verio w/syngo MR E11D | System, Nuclear Magnetic Resonance Spectroscopic | 2
Siemens Healthcare | USA | MD | LNI | MAGNETOM Sempra;MAGNETOM Amira;MAGNETOM Mica;MAGNETOM Sempra (syngo MR XA12M);MAGNETOM Amira (syngo MR XA12M) | System, Nuclear Magnetic Resonance Spectroscopic | 2
Siemens Healthcare | USA | MD | LNI | MAGNETOM Aera - Mobile Solution with Tim Dockable Table | System, Nuclear Magnetic Resonance Spectroscopic | 2
Siemens Healthcare | USA | IVD | DIS | Emit tox Serum Barbiturate Assay | Enzyme Immunoassay, Barbiturate | 2
Siemens Healthcare | USA | IVD | JFY | ADVIA Chemistry;Atellica CH Enzymatic Creatinine_2 (ECre_2) | Enzymatic Method, Creatinine | 2
Siemens Healthcare | USA | IVD | JMO | ADVIA Chemistry;Atellica CH Total Iron Binding Capacity (TIBC) | Ferrozine (Colorimetric) Iron Binding Capacity | 1
Siemens Healthcare | USA | IVD | JJY | Atellica CH Chemistry Calibrator (CHEM CAL);ADVIA Chemistry Lithium_2 (LITH_2);Atellica CH Lithium_2 (LITH_2) | Multi-Analyte Controls, All Kinds (Assayed) | 1
Siemens Healthcare | USA | IVD | JFM | Atellica CH Total Bilirubin_2 (TBil_2);ADVIA Chemistry TBIL_2 | Enzymatic Method, Bilirubin | 2
Siemens Healthcare | USA | IVD | JLW | IMMULITE 2000 Systems Reaction Tubes;IML 2500 FSH;IMMULITE 2000 Systems Allergen Tube Caps;IMMULITE 2000 Systems Allergen Tubes;Probe Wash;IML 2500 Toxoplasma Quant IgG;IMMULITE 2000 XPi Nesting Cups 2mL;IMMULITE 2000 Systems Microsampling Tubes;IML 2000 Theophylline;IMMULITE 2000 XPi Nesting Cups 1mL;IML 2500 Theoplylline;IML 2500 AlaTOP;IMMULITE 2000 XPi Immunoassay System;IMMULITE 2000 Systems Diluent Tube Caps;IML 2000 Toxoplasma Quant IgG;IML 2000 Phenobarbital;IML 2500 Rubella Quant IgG;IMMULITE 2000 Systems Microsampling Tube Caps;IMMULITE 2000 Immunoassay System;IMMULITE 2000 Systems Diluent Tubes;Chemiluminescent Substrate Module;IML 2000 Rubella Quant IgG;Sample Management System/VersaCell;IMMULITE 2000 Chemiluminescent Substrate Module;IML 2000 3rd Gen TSH;IML 2000 FSH;IML 2500 3rd Gen TSH;Probe Cleaning Kit;IMMULITE 2000 System;IML 2000 AlaTOP;IML 2500 Phenobarbital | Radioimmunoassay, Thyroid-Stimulating Hormone | 2
Siemens Healthcare | USA | IVD | KHS | ADVIA Chemistry;Atellica CH Carbon Dioxide, Concentrated (CO2_c);ADVIA | Enzymatic, Carbon-Dioxide | 2
Siemens Healthcare | USA | IVD | LDP | ADVIA Chemistry;ADVIA;Atellica CH Acetaminophen (Acet) | Colorimetry, Acetaminophen | 2
Siemens Healthcare | USA | IVD | JFM | Atellica CH Direct Bilirubin 2 (DBil_2);ADVIA;ADVIA Chemistry DBIL_2 | Enzymatic Method, Bilirubin | 2
Siemens Healthcare | USA | IVD | LCP | ADVIA Chemistry HbA1c Denaturant Reagent (HbA1c Denat);Atellica CH A1c_3 Calibrator (A1c_3 CAL) | Assay, Glycosylated Hemoglobin | 2
Siemens Healthcare | USA | IVD | CDD | Dimension LOCI Anemia Calibrator;Dimension LOCI Vitamin B12 Flex | Radioassay, Vitamin B12 | 2
Siemens Healthcare | USA | IVD | CGX | Dimension Vista Creatinine Flex Reagent Cartridge (CRE2) | Alkaline Picrate, Colorimetry, Creatinine | 2
Siemens Healthcare | USA | IVD | CGX | Dimension Creatinine Flex reagent cartridge | Alkaline Picrate, Colorimetry, Creatinine | 2
Siemens Healthcare | USA | IVD | JLW | Dimension Vista/EXL MULTI 2 SDIL;Dimension Vista FT4 Flex;Dimension Vista TSH Flex | Radioimmunoassay, Thyroid-Stimulating Hormone | 2
Siemens Healthcare | USA | IVD | JLW | Dimension LOCI Thyroid Stimulating Hormone Flex reagent cartridge;Dimension LOCI Free Thyroxine Flex reagent cartridge | Radioimmunoassay, Thyroid-Stimulating Hormone | 2
Siemens Healthcare | USA | IVD | JGJ | Dimension Vista® Magnesium Flex® reagent cartridge | Photometric Method, Magnesium | 1
Siemens Healthcare | USA | IVD | LAS | Emit II Plus Specialty Drug Calibrator/Control Level 1, Level 2, Level 3, Level 4;Emit II Plus Buprenorphine Assay;Emit II Plus Specialty Drug Control Positive;Emit II Plus Specialty Drug Control Negative | Drug Specific Control Materials | 1
Siemens Healthcare | USA | IVD | MLM | Dimension Tacrolimus Calibrator;Dimension Tacrolimus Flex reagent cartridge | Enzyme Immunoassay, Tracrolimus | 2
Siemens Healthcare | USA | IVD | JIX | ADVIA Chemistry;ADVIA Chemistry Enzyme 3 Calibrator (ENZ 3 CAL);ADVIA Chemistry Enzyme 1 Calibrator (ENZ 1 CAL);Atellica CH ENZ 2 Calibrator (ENZ 2 CAL);ADVIA Chemistry Enzyme 2 Calibrator (ENZ 2 CAL);Atellica CH ENZ 1 Calibrator (ENZ 1 CAL) | Calibrator, Multi-Analyte Mixture | 2
Siemens Healthcare | USA | IVD | JHY | Dimension Vista 1500 System;Dimension Vista Mass Creatine Kinase MB Isoenzyme Flex reagent cartridge | Colorimetric Method, Cpk Or Isoenzymes | 2
Siemens Healthcare | USA | IVD | CDZ | Dimension Vista Total Testosterone Flex reagent cartridge;Dimension Vista Testosterone Calibrator | Radioimmunoassay, Testosterones And Dihydrotestosterone | 1
Siemens Healthcare | USA | IVD | MRG | Dimension LOCI VITD Cal;Dimension LOCI Vitamin D Total Assay | System, Test, Vitamin D | 2
Siemens Healthcare | USA | IVD | JFM | ADVIA Chemistry Total Bilirubin_2 (TBIL_2);Atellica CH Total Bilirubin_2 (TBIL_2) | Enzymatic Method, Bilirubin | 2
Siemens Healthcare | USA | IVD | JJE | Atellica CH EMPTY2;Atellica CH Wash;Atellica CH IMT Diluent (IMT Diluent);Atellica CH Reagent Probe Cleaner 2 (RPC2);Atellica CH Conditioner;Atellica CH HA1c_E High Volume Conversion Kit;Atellica CH Reagent Probe Cleaner 1 (RPC1);Atellica CH Lid Keying Feature;Atellica CH Cleaner;Atellica CH EMPTY1;Atellica CH IMT Dilution Check (IMT Dilution Check);Atellica CH Diluent;Atellica CH EMPTY;Atellica CH HA1c_E High Volume Lables;Atellica CH HA1c_E High Volume Bottles;Atellica CH IMT Standard A (IMT Standard A);Atellica CH Reagent Probe Cleaner 4 (RPC4);Atellica CH Lamp Coolant (LC);Atellica CH Albumin BCP Calibrator (AlbP CAL);Atellica CH Water Bath Additive (WBA);Atellica Direct Load;Atellica CH Check Reagent (CHK);Atellica CH IMT Standard B + Salt Bridge (IMT Standard B + Salt Bridge);Atellica CH 930 Analyzer | Analyzer, Chemistry (Photometric, Discrete), For Clinical Use | 1
Siemens Healthcare | USA | IVD | LFH | Syva RapidTest d.a.u. TCA | U.V. Spectrometry, Tricyclic Antidepressant Drugs | 2
Siemens Healthcare | USA | IVD | DJG | Syva RapidTest d.a.u. OPI | Enzyme Immunoassay, Opiates | 2
Siemens Healthcare | USA | IVD | DJR | Syva RapidTest d.a.u. MDN | Enzyme Immunoassay, Methadone | 2
Siemens Healthcare | USA | IVD | DNI | Syva RapidTest d.a.u. 5 mAMP/OPI/COC/THC/PCP | Liquid Chromatography, Amphetamine | 2
Siemens Healthcare | USA | IVD | DKZ | Syva RapidTest d.a.u AMP | Enzyme Immunoassay, Amphetamine | 2
Siemens Healthcare | USA | IVD | DIS | Syva RapidTest d.a.u. BAR | Enzyme Immunoassay, Barbiturate | 2
Siemens Healthcare | USA | IVD | JXM | Syva RapidTest d.a.u. BZO | Enzyme Immunoassay, Benzodiazepine | 2
Siemens Healthcare | USA | IVD | DIO | Syva RapidTest d.a.u. 4 THC/OPI/COC/AMP | Enzyme Immunoassay, Cocaine And Cocaine Metabolites | 2
Siemens Healthcare | USA | IVD | LDJ | Syva RapidTest d.a.u. 3 THC/COC/OPI | Enzyme Immunoassay, Cannabinoids | 2
Siemens Healthcare | USA | IVD | LFI | Syva RapidTest d.a.u. 10 mAMP/OPI/COC/THC/PCP/BZO/BAR/MDN/TCA/AMP | High Pressure Liquid Chromatography, Tricyclic Antidepressant Drugs | 2
Siemens Healthcare | USA | IVD | DIO | Syva RapidTest d.a.u. COC | Enzyme Immunoassay, Cocaine And Cocaine Metabolites | 2
Siemens Healthcare | USA | IVD | LDJ | Syva RapidTest d.a.u. THC | Enzyme Immunoassay, Cannabinoids | 2
Siemens Healthcare | USA | IVD | LAF | Syva RapidTest d.a.u. mAMP | Gas Chromatography, Methamphetamine | 2
Siemens Healthcare | USA | IVD | DJG | Atellica CH Oxycodone Assay;Dimension Vista Oxycodone (OXY) Flex Reagent Cartridge;Emit II Plus Oxycodone Assay;Dimension Oxycodone (OXY) Flex Reagent Cartridge | Enzyme Immunoassay, Opiates | 2
Siemens Healthcare | USA | IVD | DIO | Emit II Plus Cocaine Metabolite Assay | Enzyme Immunoassay, Cocaine And Cocaine Metabolites | 2
Siemens Healthcare | USA | IVD | JIT | ADVIA Chemistry Urinary/Cerebrospinal Fluid Protein Calibrator (UCFP CAL);Dimension Vista High-Sensitivity Troponin I Calibrator (TNIH Cal);ADVIA Centaur B-type Natriuretic Peptide Calibrator (BNP CAL);Atellica CH A1c E CAL;Atellica CH LDL Cholesterol Calibrator (LDLC CAL);Dimension / Dimension Vista Lipase Calibrator;Atellica CH Urinary/Cerebrospinal Fluid Protein Calibrator (UCFP CAL);Dimension EXL LOCI BRAHMS Procalcitonin Calibrator (LOCI PCT CAL);ADVIA Enzymatic Hemoglobin A1c Calibrator (A1c_E CAL);Dimension Vista ECREA Calibrator;DM EXL LOCI TNIH Cal;Atellica IM B-type Natriuretic Peptide Calibrator (BNP CAL) | Calibrator, Secondary | 2
Siemens Healthcare | USA | IVD | LAS | Emit II Plus Specialty Multi Drug Calibrator/Control Level 1;Emit II Plus Oxycodone Negative Control 100;Emit II Plus Oxycodone Positive Control 300;Emit II Plus Oxycodone Positive Control 100;Emit II Plus Oxycodone Negative Control 300;Emit II Plus Specialty Multi Drug Calibrator/Control Level 3;Emit II Plus Specialty Multi Drug Calibrator/Control Level 2;Emit II Plus Specialty Multi Drug Calibrator/Control Level 4 | Drug Specific Control Materials | 1
Siemens Healthcare | USA | IVD | DLJ | Emit II Plus Specialty Multi Drug Calibrator/Control Level 1;Emit II Plus Specialty Multi Drug Calibrator/Control Level 3;Atellica CH DRUG CAL II;Emit II Plus Specialty Multi Drug Calibrator/Control Level 2;Emit II Plus Specialty Multi Drug Calibrator/Control Level 4 | Calibrators, Drug Specific | 2
Siemens Healthcare | USA | IVD | JIX | Atellica CH Toxicology Calibrator (TOX CAL);Atellica CH Protein 2 Calibrator (PROT2 CAL);Atellica CH Liquid Specific Protein Calibrators (LSP CAL);Atellica CH Cystatin C Calibrators (CysC CAL);Dimension Vista Chemistry 1 Calibrator;Atellica CH Special Chem CAL (SPCL CHEM CAL);Atellica CH Microalbumin_2 Calibrator (?ALB_2 CAL);Dimension Vista Thyroxine/Thyronine-Uptake Calibrator;ADVIA Chemistry Cystatin C_2 Calibrator | Calibrator, Multi-Analyte Mixture | 2
Siemens Healthcare | USA | IVD | PDJ | Dimension Vista Hemoglobin A1c Assay;Dimension Hemoglobin A1c Assay | Hemoglobin A1c Test System | 2
Siemens Healthcare | USA | IVD | MMI | Dimension Vista High-Sensitivity Troponin I (TNIH) Assay | Immunoassay Method, Troponin Subunit | 2
Siemens Healthcare | USA | IVD | MMI | Dimension EXL High-Sensitivity Troponin I (TNIH) Assay | Immunoassay Method, Troponin Subunit | 2
Siemens Healthcare | USA | IVD | DKB | Dimension Drug Cal II;ADVIA® Chemistry Toxicology Calibrators;Dimension Vista DRUG 2 Cal | Calibrators, Drug Mixture | 2
Siemens Healthcare | USA | IVD | QKO | Dimension EXL SARS-CoV-2 immunoglobulin G (IgG) antibody assay (CV2G);ADVIA Centaur SARS-CoV IgG Quality Control (sCOVG QC);ADVIA Centaur SARS-CoV-2 Total Quality Control (COV2T QC);Atellica IM SARS-CoV IgG Quality Control (sCOVG QC);Dimension EXL SARS-CoV-2 Total antibody assay (CV2T);ADVIA Centaur SARS-CoV-2 Total (COV2T);ADVIA Centaur sCOVG DIL;ADVIA Centaur SARS-CoV IgG (sCOVG);Atellica IM SARS-CoV-2 IgG Master Curve Material (sCOVG MCM);Dimension Vista/Dimension EXL SARS-CoV-2 immunoglobulin G (IgG) Quality Control (COV2G QC/CV2G QC);Dimension Vista/Dimension EXL SARS-CoV-2 immunoglobulin G (IgG) calibrator (COV2G CAL/CV2G CAL);Dimension Vista SARS-CoV-2 immunoglobulin G (IgG) antibody assay (COV2G);Dimension Vista SARS-CoV-2 Total antibody assay (COV2T);Atellica IM SARS-CoV IgG (sCOVG);Atellica IM SARS-CoV-2 Total Quality Control (COV2T QC);ADVIA Centaur SARS-CoV-2 IgG Master Curve Material (sCOVG MCM);Atellica IM SARS-CoV-2 Total (COV2T);Dimension Vista/Dimension EXL SARS-CoV-2 Total antibody calibrator (COV2T CAL/CV2T CAL);Dimension Vista/Dimension EXL SARS-CoV-2 Total antibody Quality Control (COV2T/CV2T Pos/Neg);Atellica IM sCOVG DIL (sCOVG DIL) | Reagent, Coronavirus Serological | N
Siemens Healthcare | USA | IVD | PDJ | Atellica CH A1c_E Assay;ADVIA Chemistry A1c_E Reagent (2x150 Kit);ADVIA Chemistry A1c_E Reagent (4x300 Kit);ADVIA Chemistry A1c_E Pretreatment Buffer Kit | Hemoglobin A1c Test System | 2
Siemens Healthcare | USA | IVD | JFY | Atellica CH Enzymatic Creatinine_3 (ECre3);ADVIA Chemistry Enzymatic Creatinine_3 (ECre3) | Enzymatic Method, Creatinine | 2
Siemens Healthcare | USA | IVD | PRI | Dimension EXL LOCI BRAHMS Procalcitonin (PCT) | Procalcitonin Assay | 2
Siemens Healthcare | USA | IVD | JIS | Atellica CH Protein 1 Calibrator (PROT1 CAL);Atellica CH Bilirubin Calibrator (BILI CAL) | Calibrator, Primary | 2
Siemens Healthcare | USA | IVD | CIG | Atellica CH Diazo Total Bilirubin (D_TBil) | Diazo Colorimetry, Bilirubin | 2
Siemens Healthcare | USA | IVD | JZJ | Atellica CH Prealbumin (PALB);N Antiserum to Human Prealbumin;Dimension Vista PREALB Flex | Prealbumin, Antigen, Antiserum, Control | 1
Siemens Healthcare | USA | IVD | GTQ | Atellica CH Anti-Streptolysin-O_3 (ASO_3);ADVIA Chemistry;N Latex ASL;Atellica CH Anti-Streptolysin-O_2 (ASO_2);Dimension Vista ASL Flex | Antistreptolysin - Titer/Streptolysin O Reagent | 1
Siemens Healthcare | USA | IVD | DCF | ALBUMIN;IMMULITE ALBUMIN | Albumin, Antigen, Antiserum, Control | 2
Siemens Healthcare | USA | IVD | JOZ | Dade PFA Vacuum Cups;Dade PFA Collagen/EPI Test Cartridges;PFA-100 System;Dade PFA Collagen/ADP Test Cartridges;Dade PFA Priming Cartridges;Dade PFA Trigger Solution | System, Automated Platelet Aggregation | 2
Siemens Healthcare | USA | IVD | JZW | N CUVETTE SEGMENTS;BN II Additive;CLEANER SCS;BN PROSPEC;Sample Cups;N EVAPORATION CAPS FOR CONTROL VIAL | Nephelometer | 1
Siemens Healthcare | USA | IVD | CFN | N Antisera to Human Immunoglobulins (IgM);N Antisera to Human Immunoglobulins (IgA) | Method, Nephelometric, Immunoglobulins (G, A, M) | 2
Siemens Healthcare | USA | IVD | GKP | BC Validation Kit;BCS XP System | Instrument, Coagulation, Automated | 2
Siemens Healthcare | USA | IVD | GJT | Clotting Factor V Deficient Plasma | Plasma, Coagulation Factor Deficient | 2
Siemens Healthcare | USA | IVD | GGN | Xprecia Stride Coagulation System;Xprecia Stride Coagulation Analyzer;Xprecia System PT Controls;Xprecia Stride System PT/INR Strips | Plasma, Coagulation Control | 2
Siemens Healthcare | USA | IVD | NDY | N Latex Cystatin C;N Protein Standard UY | Test, Cystatin C | 2
Siemens Healthcare | USA | IVD | GGN | INNOVANCE Heparin UF Control 2;INNOVANCE Heparin;INNOVANCE Heparin LMW Control 1;INNOVANCE Heparin Calibrator;INNOVANCE Heparin LMW Control 2;INNOVANCE Heparin UF Control 1 | Plasma, Coagulation Control | 2
Siemens Healthcare | USA | IVD | DEH | N FLC Supplementary Reagent;N FLC Standard SL;N FLC Control SL1;N FLC Control SL2 | Lambda, Antigen, Antiserum, Control | 2
Siemens Healthcare | USA | IVD | GGP | INNOVANCE Free PS Ag | Test, Qualitative And Quantitative Factor Deficiency | 2
Siemens Healthcare | USA | IVD | DEH | N Latex FLC lambda;N Latex FLC kappa | Lambda, Antigen, Antiserum, Control | 2
Siemens Healthcare | USA | IVD | DEH | N Latex FLC lambda;N Latex FLC kappa | Lambda, Antigen, Antiserum, Control | 2
Siemens Healthcare | USA | IVD | DEH | N Latex FLC Lambda;N Latex FLC Kappa | Lambda, Antigen, Antiserum, Control | 2
Siemens Healthcare | USA | IVD | QTY | INNOVANCE VWF Ac | Von Willebrand Factor Assay | 2
Siemens Healthcare | USA | IVD | NQD | CardioPhase hsCRP | Cardiac C-Reactive Protein, Antigen, Antiserum, And Control | 2
Siemens Healthcare | USA | IVD | JJY | Dimension Vista IGE Flex | Multi-Analyte Controls, All Kinds (Assayed) | 1
Siemens Healthcare | USA | IVD | JJY | Dimension Vista hsCRP Control H;Dimension Vista hsCRP Control L;Dimension Vista hsCRP Felx | Multi-Analyte Controls, All Kinds (Assayed) | 1
Siemens Healthcare | USA | IVD | JJY | Dimension Vista CRP Flex | Multi-Analyte Controls, All Kinds (Assayed) | 1
Siemens Healthcare | USA | IVD | JJY | Dimension Vista C4 Flex;Dimension Vista C3 Flex | Multi-Analyte Controls, All Kinds (Assayed) | 1
Siemens Healthcare | USA | IVD | JJY | Dimension Vista MALB Flex | Multi-Analyte Controls, All Kinds (Assayed) | 1
Siemens Healthcare | USA | IVD | JJY | Dimension Vista RF Flex | Multi-Analyte Controls, All Kinds (Assayed) | 1
Siemens Healthcare | USA | IVD | JJY | Dimension Vista HCYS Flex | Multi-Analyte Controls, All Kinds (Assayed) | 1
Siemens Healthcare | USA | IVD | JJY | Dimension Vista CYSC Control L;Dimension Vista CYSC Control H;Dimension Vista CYSC Flex | Multi-Analyte Controls, All Kinds (Assayed) | 1
Siemens Healthcare | USA | IVD | JJY | Dimension Vista PROT2 Control L;Dimension Vista PROT2 Control H;Dimension Vista PROT2 Cal | Multi-Analyte Controls, All Kinds (Assayed) | 1
Siemens Healthcare | USA | IVD | JJX | N Lp (a) Control SY | Single (Specified) Analyte Controls (Assayed And Unassayed) | 1
Siemens Healthcare | USA | IVD | JJY | N/T Rheumatology Control SL/1;N/T Rheumatology Control SL/2 | Multi-Analyte Controls, All Kinds (Assayed) | 1
Siemens Healthcare | USA | IVD | GGP | Protein S Ac | Test, Qualitative And Quantitative Factor Deficiency | 2
Siemens Healthcare | USA | IVD | JPA | Standard Human Plasma | System, Multipurpose For In Vitro Coagulation Studies | 2
Siemens Healthcare | USA | IVD | CZP | N Latex IgA | Iga, Antigen, Antiserum, Control | 2
Siemens Healthcare | USA | IVD | CFN | N Latex IgM | Method, Nephelometric, Immunoglobulins (G, A, M) | 2
Siemens Healthcare | USA | IVD | JIS | N Lp (a) Standard SY | Calibrator, Primary | 2
Siemens Healthcare | USA | IVD | NDY | N Latex Cystatin C | Test, Cystatin C | 2
Siemens Healthcare | USA | IVD | DFC | N Latex Lp(a) Reagent | Lipoprotein, Low-Density, Antigen, Antiserum, Control | 2
Siemens Healthcare | USA | IVD | GGC | Control Plasma P | Control, Plasma, Abnormal | 2
Siemens Healthcare | USA | IVD | GGN | ProC Control Plasma;Control Plasma N | Plasma, Coagulation Control | 2
Siemens Healthcare | USA | IVD | MIF | Enzygnost F1+2 monoclonal | Prothrombin Fragment 1.2 | 2
Siemens Healthcare | USA | IVD | JIX | N Apolipoprotein Standard Serum | Calibrator, Multi-Analyte Mixture | 2
Siemens Healthcare | USA | IVD | GJS | Thromborel S | Test, Time, Prothrombin | 2
Siemens Healthcare | USA | IVD | CZS | Dimension Vista RBP Flex;N Antiserum to Human RbP | Retinol-Binding Protein, Antigen, Antiserum, Control | 1
Siemens Healthcare | USA | IVD | JJY | Dimension Vista sTFR Flex | Multi-Analyte Controls, All Kinds (Assayed) | 1
Siemens Healthcare | USA | IVD | JJY | Dimension Vista APO Cal;Dimension Vista APOB Flex;Dimension Vista APO Control;Dimension Vista APOAI Flex | Multi-Analyte Controls, All Kinds (Assayed) | 1
Siemens Healthcare | USA | IVD | JJY | Dimension Vista A1AT Flex | Multi-Analyte Controls, All Kinds (Assayed) | 1
Siemens Healthcare | USA | IVD | JJY | Dimension Vista CER Flex | Multi-Analyte Controls, All Kinds (Assayed) | 1
Siemens Healthcare | USA | IVD | JIT | N Protein Standard UY | Calibrator, Secondary | 2
Siemens Healthcare | USA | IVD | JJY | Dimension Vista PROT3 Cal | Multi-Analyte Controls, All Kinds (Assayed) | 1
Siemens Healthcare | USA | IVD | DEM | N Antiserum to Human a1-Antitrypsin | Alpha-1-Antitrypsin, Antigen, Antiserum, Control | 2
Siemens Healthcare | USA | IVD | CZW | N Antiserum to Human C4;N Antiserum to Human C3c | Complement C3, Antigen, Antiserum, Control | 2
Siemens Healthcare | USA | IVD | GGP | Protein C Reagent | Test, Qualitative And Quantitative Factor Deficiency | 2
Siemens Healthcare | USA | IVD | JZG | N Latex B2-Microglobulin | System, Test, Beta-2-Microglobulin Immunological | 2
Siemens Healthcare | USA | IVD | CZX | Dimension Vista HPX Flex;N Antiserum to Human Hemopexin | Hemopexin, Antigen, Antiserum, Control | 2
Siemens Healthcare | USA | IVD | DDB | N Antiserum to Human Ceruloplasmin | Ceruloplasmin, Antigen, Antiserum, Control | 2
Siemens Healthcare | USA | IVD | NAO | N Latex CDT Kit | Test, Carbohydrate Deficient Transferrin | 1
Siemens Healthcare | USA | IVD | DHR | N Latex RF Kit | System, Test, Rheumatoid Factor | 2
Siemens Healthcare | USA | IVD | GFX | Fibrinogen Calibrator Kit | Fibrinogen Standard | 2
Siemens Healthcare | USA | IVD | GFO | Dade Actin Activated Cephaloplastin Reagent | Activated Partial Thromboplastin | 2
Siemens Healthcare | USA | IVD | DDG | N Antiserum to Human Transferrin | Transferrin, Antigen, Antiserum, Control | 2
Siemens Healthcare | USA | IVD | JOZ | Dade Cluster Platelet Aggregation Reagents | System, Automated Platelet Aggregation | 2
Siemens Healthcare | USA | IVD | GGN | Dade Ci-Trol Coagulation Control Level 2;Dade Ci-Trol Coagulation Control Level 3 | Plasma, Coagulation Control | 2
Siemens Healthcare | USA | IVD | DEB | N Antiserum to Human-a2-Macroglobulin | Alpha-2-Macroglobulin, Antigen, Antiserum, Control | 2
Siemens Healthcare | USA | IVD | JJY | N/T Protein Control SL/H;N/T Protein Control SL/L;N/T Protein Control SL/M;N Protein Standard SL;N Latex HCY | Multi-Analyte Controls, All Kinds (Assayed) | 1
Siemens Healthcare | USA | IVD | JJY | Dimension Vista A2MAC Flex | Multi-Analyte Controls, All Kinds (Assayed) | 1
Siemens Healthcare | USA | IVD | JJY | N/T Protein Control LC;N Antisera to Human IgG, IgA, IgM | Multi-Analyte Controls, All Kinds (Assayed) | 1
Siemens Healthcare | USA | IVD | GGC | Berichrom Heparin UF Calibrator;Berichrom Heparin UF Control 2;Berichrom Heparin UF Control 1 | Control, Plasma, Abnormal | 2
Siemens Healthcare | USA | IVD | GIZ | Berichrom Heparin LMW Control 1;Berichrom Heparin LMW Calibrator;Berichrom Heparin LMW Control 2 | Plasma, Control, Normal | 2
Siemens Healthcare | USA | IVD | JJY | Vista B2MIC Flex;Vista PROT1 CON M;Vista PROT1 Cal;Vista PROT1 CON L | Multi-Analyte Controls, All Kinds (Assayed) | 1
Siemens Healthcare | USA | IVD | LKL | ADVIA Chemistry;ADVIA;Dimension Vista A1AG Flex;Atellica CH Alpha-1-acid Glycoprotein (AAG) | Alpha-1-Acid-Glycoprotein, Antigen, Antiserum, Control | 1
Siemens Healthcare | USA | IVD | KQJ | Dade CA System Buffer;Owren's Veronal Buffer;Dade Thrombin Reagent | System, Fibrinogen Determination | 2
Siemens Healthcare | USA | IVD | GGW | Dade Actin FS Activated PTT Reagent | Test, Time, Partial Thromboplastin | 2
Siemens Healthcare | USA | IVD | JBR | Dade Hepzyme | Test, Heparin Neutralization | 2
Siemens Healthcare | USA | IVD | KQJ | Kaolin Suspension | System, Fibrinogen Determination | 2
Siemens Healthcare | USA | IVD | JCO | Batroxobin Reagent | Bothrops Atrox Reagent | 2
Siemens Healthcare | USA | IVD | JPE | Berichrom Antithrombin III (A) | Antithrombin Iii, Two Stage Clotting Time Assay | 2
Siemens Healthcare | USA | IVD | KQJ | Multifibren U | System, Fibrinogen Determination | 2
Siemens Healthcare | USA | IVD | GGP | Pathromtin SL | Test, Qualitative And Quantitative Factor Deficiency | 2
Siemens Healthcare | USA | IVD | DBA | N Antiserum to Human C1 Inhibitor | Complement C1 Inhibitor (Inactivator), Antigen, Antiserum, Control | 2
Siemens Healthcare | USA | IVD | GIL | N/T Protein Control PY | Plasma, Fibrinogen Control | 2
Siemens Healthcare | USA | IVD | JIX | N Protein Standard PY | Calibrator, Multi-Analyte Mixture | 2
Siemens Healthcare | USA | IVD | JIX | N Rheumatology Standard SL | Calibrator, Multi-Analyte Mixture | 2
Siemens Healthcare | USA | IVD | DDG | N Latex sTfR;N Supplementary Reagent L | Transferrin, Antigen, Antiserum, Control | 2
Siemens Healthcare | USA | IVD | DGC | N Latex IgE mono | Ige, Antigen, Antiserum, Control | 2
Siemens Healthcare | USA | IVD | DAP | Advanced D-Dimer Standard Plasma;Advanced D-Dimer Control Plasma 2;Advanced D-Dimer Control Plasma 1 | Fibrinogen And Fibrin Split Products, Antigen, Antiserum, Control | 2
Siemens Healthcare | USA | IVD | DBF | N Latex Ferritin | Ferritin, Antigen, Antiserum, Control | 2
Siemens Healthcare | USA | IVD | JJY | Apolipoprotein Control Serum CHD | Multi-Analyte Controls, All Kinds (Assayed) | 1
Siemens Healthcare | USA | IVD | GJA | BC Thrombin Reagent | Test, Thrombin Time | 2
Siemens Healthcare | USA | IVD | KFF | Berichrom Heparin | Assay, Heparin | 2
Siemens Healthcare | USA | IVD | GJA | Test Thrombin Reagent | Test, Thrombin Time | 2
Siemens Healthcare | USA | IVD | JPA | Washing Solution for Coagulation Analyzers | System, Multipurpose For In Vitro Coagulation Studies | 2
Siemens Healthcare | USA | IVD | KFF | Dade Ci-Trol Heparin Control, Low;Dade Ci-Trol Heparin Control, High | Assay, Heparin | 2
Siemens Healthcare | USA | IVD | CFN | N Antiserum to Human a1-acid Glycoprotein;N Antiserum to Human Antithrombin III;N Antiserum to Human Haptoglobin;N Antiserum to Human Apolipoprotein B;N Antiserum to Human Plasminogen;N Reaction Buffer;N Supplementary Reagent/Precipitation;N Antiserum to Human Apolipoprotein A-I;N Diluent;N Antiserum to Human Fibrinogen | Method, Nephelometric, Immunoglobulins (G, A, M) | 2
Siemens Healthcare | USA | IVD | GJS | Dade Innovin | Test, Time, Prothrombin | 2
Siemens Healthcare | USA | IVD | DFH | N Antiserum to Human-Ig/L-chain, k type;N Antiserum to Human-Ig/L-chain, &#955; type | Kappa, Antigen, Antiserum, Control | 2
Siemens Healthcare | USA | IVD | JBQ | Enzygnost TAT micro | Antithrombin Iii Quantitation | 2
Siemens Healthcare | USA | IVD | GGP | Factor VIII Chromogenic Assay | Test, Qualitative And Quantitative Factor Deficiency | 2
Siemens Healthcare | USA | IVD | DDX | Berichrom Plasminogen | Plasminogen, Antigen, Antiserum, Control | 1
Siemens Healthcare | USA | IVD | GGW | Dade Actin FSL Activated PTT Reagent | Test, Time, Partial Thromboplastin | 2
Siemens Healthcare | USA | IVD | GGP | Berichrom Protein C | Test, Qualitative And Quantitative Factor Deficiency | 2
Siemens Healthcare | USA | IVD | JZG | N a1-Microglobulin Kit | System, Test, Beta-2-Microglobulin Immunological | 2
Siemens Healthcare | USA | IVD | GGP | Berichrom a2-Antiplasmin | Test, Qualitative And Quantitative Factor Deficiency | 2
Siemens Healthcare | USA | IVD | DCN | RapiTex CRP | System, Test, C-Reactive Protein | 2
Siemens Healthcare | USA | IVD | DCF | N Antiserum to Human Albumin | Albumin, Antigen, Antiserum, Control | 2
Siemens Healthcare | USA | IVD | KQJ | Dade Data-Fi Abnormal Control | System, Fibrinogen Determination | 2
Siemens Healthcare | USA | IVD | DHR | RapiTex RF | System, Test, Rheumatoid Factor | 2
Siemens Healthcare | USA | IVD | DDR | N Latex Myoglobin | Myoglobin, Antigen, Antiserum, Control | 2
Siemens Healthcare | USA | IVD | GGP | BC von Willebrand Reagent | Test, Qualitative And Quantitative Factor Deficiency | 2
Siemens Healthcare | USA | IVD | DAS | N AS IgG4;N AS IgG2;N AS IgG1;N AS IgG3 | Igg (Fc Fragment Specific), Antigen, Antiserum, Control | 1
Siemens Healthcare | USA | IVD | JJY | Dimension Vista IGG Flex | Multi-Analyte Controls, All Kinds (Assayed) | 1
Siemens Healthcare | USA | IVD | JJY | TRF, PROT3 CON | Multi-Analyte Controls, All Kinds (Assayed) | 1
Siemens Healthcare | USA | IVD | DAP | INNOVANCE D-Dimer Controls;INNOVANCE D-Dimer Sample Diluent | Fibrinogen And Fibrin Split Products, Antigen, Antiserum, Control | 2
Siemens Healthcare | USA | IVD | DEH | Dimension Vista PROT1 CON H;Dimension Vista KAPPA Flex;Dimension Vista LAMBDA Flex | Lambda, Antigen, Antiserum, Control | 2
Siemens Healthcare | USA | IVD | JBQ | Innovance Antithrombin | Antithrombin Iii Quantitation | 2
Siemens Healthcare | USA | IVD | CFN | Dimension Vista IGA Flex;Dimension Vista IGM Flex | Method, Nephelometric, Immunoglobulins (G, A, M) | 2
Siemens Healthcare | USA | IVD | DFZ | Dimension Vista IGG4 Flex;Dimension Vista IGG3 Flex;Dimension Vista IGG1 Flex;Dimension Vista IGG2 Flex | Igg (Gamma Chain Specific), Antigen, Antiserum, Control | 2
Siemens Healthcare | USA | IVD | DAP | INNOVANCE D-Dimer | Fibrinogen And Fibrin Split Products, Antigen, Antiserum, Control | 2
Siemens Healthcare | USA | IVD | JJX | Dimension Vista CDT Cal;Dimension Vista CDT CON H;Dimension Vista CDT CON L | Single (Specified) Analyte Controls (Assayed And Unassayed) | 1
Siemens Healthcare | USA | IVD | GGW | Factor V Leiden | Test, Time, Partial Thromboplastin | 2
Siemens Healthcare | USA | MD | JAK | SOMATOM SPIRIT | System, X-Ray, Tomography, Computed | 2
Siemens Healthcare | USA | MD | JAK | Emotion 16 slice (configuration);SOMATOM Emotion 16 | System, X-Ray, Tomography, Computed | 2
Siemens Healthcare | USA | MD | JAK | SOMATOM Emotion 6 | System, X-Ray, Tomography, Computed | 2
Siemens Healthcare | USA | MD | KPR | Multix Fusion | System, X-Ray, Stationary | 2
Siemens Healthcare | USA | MD | JAK | SOMATOM Emotion Systems - VC20 | System, X-Ray, Tomography, Computed | 2
Siemens Healthcare | USA | MD | KPR | Multix Select DR | System, X-Ray, Stationary | 2
Siemens Healthcare | USA | MD | JAK | Somatom Perspective 16 & 32 slice config | System, X-Ray, Tomography, Computed | 2
Siemens Healthcare | USA | MD | JAK | syngo® CT 2014A (SOMARIS/5 VB42) for SOMATOM Emotion & SOMATOM Sensation family CT systems | System, X-Ray, Tomography, Computed | 2
Siemens Healthcare | USA | MD | JAK | Somatom Scope;Somatom Scope Power | System, X-Ray, Tomography, Computed | 2
Siemens Healthcare | USA | MD | KPR | Multix Fusion VA30 and VA40;Multix Fusion | System, X-Ray, Stationary | 2
Siemens Healthcare | USA | MD | OXO | AXIOM ARTIS U | Image-Intensified Fluoroscopic X-Ray System, Mobile | 2
Siemens Healthcare | USA | MD | JAK | SOMATOM Emotion 6/16;SOMATOM Emotion 6 (with syngo® CT VC30-easyIQ version) | System, X-Ray, Tomography, Computed | 2
Siemens Healthcare | USA | MD | OXO | Cios Select VA10;Cios Select | Image-Intensified Fluoroscopic X-Ray System, Mobile | 2
Siemens Healthcare | USA | MD | JAK | SOMATOM Scope Power (with syngo® CT VC30-easyIQ version);SOMATOM Scope (with syngo® CT VC30- easyIQ version) | System, X-Ray, Tomography, Computed | 2
Siemens Healthcare | USA | MD | JAK | SOMATOM Perspective;SOMATOM Perspective (with syngo® CT VC30-easyIQ version) | System, X-Ray, Tomography, Computed | 2
Siemens Healthcare | USA | MD | KPR | Multix Fusion Max | System, X-Ray, Stationary | 2
Siemens Healthcare | USA | MD | JAK | SOMATOM go.Up;SOMATOM go.TOP;Scan&GO;SOMATOM go.All;SOMATOM go.Now | System, X-Ray, Tomography, Computed | 2
Siemens Healthcare | USA | MD | OXO | Cios Select (VA20);Cios Select | Image-Intensified Fluoroscopic X-Ray System, Mobile | 2
Siemens Healthcare | USA | MD | KPR | MULTIX Impact | System, X-Ray, Stationary | 2
Siemens Healthcare | USA | MD | JAK | SOMATOM CT Systems with VC50 SW - SOMATOM Perspective, SOMATOM Scope/Scope Power and SOMATOM Emotion 16 | System, X-Ray, Tomography, Computed | 2
Siemens Healthcare | USA | MD | KPR | Multix Fusion Max w/SW VF10 | System, X-Ray, Stationary | 2
Siemens Healthcare | USA | MD | KPR | MULTIX Impact;The MULTIX Impact (VA11) Radiography X-ray system | System, X-Ray, Stationary | 2
Siemens Healthcare | USA | MD | JAK | SOMATOM go.Up, with SOMARIS/10 syngo CT VA30 (Update);SOMATOM go. Now, with SOMARIS/10 syngo CT VA30 (Update);SOMATOM go. Open Pro, with SOMARIS/10 syngo CT VA30 (Update);SOMATOM go.Top, with SOMARIS/10 syngo CT VA30 (Update);SOMATOM go.Sim, with SOMARIS/10 syngo CT VA30 (Update);SOMATOM X.cite, with SOMARIS/10 syngo CT VA30 (Update);Scan&GO, with SOMARIS/10 syngo CT VA30 (Update);SOMATOM go.All, with SOMARIS/10 syngo CT VA30 (Update) | System, X-Ray, Tomography, Computed | 2
Siemens Healthcare | USA | MD | MQB | MULTIX Impact C | Solid State X-Ray Imager (Flat Panel/Digital Imager) | 2
Siemens Healthcare | USA | MD | OXO | Cios Select (VA21) Flat Panel | Image-Intensified Fluoroscopic X-Ray System, Mobile | 2
Siemens Healthcare | USA | MD | OXO | Cios Select (VA21) Image-Intensifier | Image-Intensified Fluoroscopic X-Ray System, Mobile | 2
Siemens Healthcare | USA | MD | MQB | MULTIX Impact E | Solid State X-Ray Imager (Flat Panel/Digital Imager) | 2
Siemens Healthcare | USA | MD | OXO | Cios Select (VA21) Image Intensifier | Image-Intensified Fluoroscopic X-Ray System, Mobile | 2
Siemens Healthcare | USA | MD | OXO | Cios Select (VA21) Flat Panel System | Image-Intensified Fluoroscopic X-Ray System, Mobile | 2
Siemens Healthcare | USA | IVD | JJW | Chek-Stix Combo Pak;Chek-Stix;Chek-Stix Control Strips;CLINITEK family | Urinalysis Controls (Assayed And Unassayed) | 1
Siemens Healthcare | USA | IVD | JJW | Chek-Stix Negative Control Strips;CLINITEK family | Urinalysis Controls (Assayed And Unassayed) | 1
Siemens Healthcare | USA | IVD | JIR | Clinistix Kidney Health Test Kit | Indicator Method, Protein Or Albumin (Urinary, Non-Quant.) | 1
Siemens Healthcare | USA | IVD | LJX | Clinistix UTI Test Strips | Test, Urine Leukocyte | 1
Siemens Healthcare | USA | IVD | JIR | DCA Systems Microalbumin/Creatinine;DCA Systems M/C Reagent Kit;DCA Systems;DCA Systems M/C Controls | Indicator Method, Protein Or Albumin (Urinary, Non-Quant.) | 1
Siemens Healthcare | USA | IVD | LCP | DCA HbA1c Normal and Abnormal Controls;DCA 2000;DCA 2000+;DCA Systems;DCA Systems HbA1c Controls;DCA Systems HbA1c Reagent Kit | Assay, Glycosylated Hemoglobin | 2
Siemens Healthcare | USA | IVD | KQO | CLINITEK Atlas Carosel;Clinitek Atlas;Atlas Positive Control;Atlas Clarity Calibrator;Atlas Cal Kit;Atlas Negative Control;Clinitek Family;Clinitek Atlas 10;CLINITEK Atlas Rack;Clinitek Atlas 12 | Automated Urinalysis System | 1
Siemens Healthcare | USA | IVD | JIN | Clinitek Atlas Pro 12 Reagent Pak | Nitroprusside, Ketones (Urinary, Non-Quant.) | 1
Siemens Healthcare | USA | IVD | KPA | Hematek 3000;Hematek;Hema-Tek Slide Stainer | Slide Stainer, Automated | 1
Siemens Healthcare | USA | IVD | JJE | Atellica CH A-LYTE IMT Cleaner;Dimension Vista® Acid Clean Flex® reagent cartridge;ANALYZER, CHEMISTRY (PHOTOMETRIC, DISCRETE), FOR CLINICAL USE | Analyzer, Chemistry (Photometric, Discrete), For Clinical Use | 1
Siemens Healthcare | USA | IVD | LXG | Reagent Management System;Sample Transfer Module Pipette Tips;Sample Transfer Module Aliquot Segment;Sample Transfer Module;Dimension® Reagent Management System for EXL;Sample Transfer Module Kit for EXL | Equipment, Laboratory, General Purpose, Labeled Or Promoted For A Specific Medical Use | 1
Siemens Healthcare | USA | IVD | JJQ | Probe Cleaning Kit;IMMULITE/IMMULITE 1000 Systems Sample Cups;IMMULITE/IMMULITE 1000 Probe Cleaning Kit;IMMULITE System (Automated Immunoassay Analyzer);IMMULITE 2000 Probe Wash Module;Probe Wash Module;IMMULITE/IMMULITE 1000 Probe Wash Module;IMMULITE 2000 Probe Cleaning Kit;IMMULITE System;IMMULITE/IMMULITE 1000 Systems Sample Cup Caps;Chemiluminescent Substrate Module | Colorimeter, Photometer, Spectrophotometer For Clinical Use | 1
Siemens Healthcare | USA | IVD | JLW | Atellica Tube Top Sample Cup;Atellica IM Thyroid Stimulating Hormone (TSH) assay;Atellica CH Reaction Cuvette Segment;Atellica CH Albumin BCP Reagent (Alb_P);Atellica SH Sampler Handler;Atellica CH Dilution Cuvette Segment;Atellica A-LYTE Integrated Multisensor (Na,K,CI);Atellica CH Vancomycin (Vanc) assay | Radioimmunoassay, Thyroid-Stimulating Hormone | 2
Siemens Healthcare | USA | IVD | JLW | Atellica IM Base;Atellica IM Wash;Atellica IM 1300 Analyzer;Atellica IM Acid/Base;Atellica IM Cleaner;Atellica IM 1600 Analyzer;Atellica IM Acid;Atellica IM Ancillary Seal Kit | Radioimmunoassay, Thyroid-Stimulating Hormone | 2
Siemens Healthcare | USA | MD | KPW | Collimator ML02 Family;Collimator ML03;Collimator N Family;Collimator RFU Family;Collimator N / N II Family;Collimator CARD Family;Collimator LFD Family;Collimator SFD Family;Collimator Angio Family;Collimator MFD Family | Device, Beam Limiting, X-Ray, Diagnostic | 2
Siemens Healthcare | USA | MD | JAK | SYMBIA;SYMBIA (AKA SIEMENS EN;Siemens EnhancedImaging System | System, X-Ray, Tomography, Computed | 2
Siemens Healthcare | USA | MD | IYN | ACUSON G40 Diagnostic Ultrasound System;Orchid;ACUSON;SONOLINE | System, Imaging, Pulsed Doppler, Ultrasonic | 2
Siemens Healthcare | USA | MD | LLZ | E.Soft Workstation;E.cam;E.CAM Computer;Syngo MI Applications | System, Image Processing, Radiological | 2
Siemens Healthcare | USA | MD | JAK | Symbia S;Symbia T6;Symbia E;Symbia T16;Symbia T;Symbia E Single;Symbia T2;Symbia 4.0;Symbia E Dual | System, X-Ray, Tomography, Computed | 2
Siemens Healthcare | USA | MD | KPS | Symbia E;Symbia E Single;Symbia E - Syngo MI Applications 2007B;Symbia E Dual | System, Tomography, Computed, Emission | 2
Siemens Healthcare | USA | MD | LLZ | Symbia.net;Symbia.net VA10B;Syngo MI Workplace;Symbia T sries Processing Workplace;Syngo MI Workplace Turbo;Symbia.net Select | System, Image Processing, Radiological | 2
Siemens Healthcare | USA | MD | LLZ | Symbia.net Select;Symbia.net - 2009A;Symbia.net | System, Image Processing, Radiological | 2
Siemens Healthcare | USA | MD | LLZ | syngo.MBF;syngo Circulation Dynamic PET;syngo.MBF - CFR 2.0;syngo.PET Myocardial Blood Flow | System, Image Processing, Radiological | 2
Siemens Healthcare | USA | MD | OBJ | ACUSON X700 Diagnostic Ultrasound System | Catheter, Ultrasound, Intravascular | 2
Siemens Healthcare | USA | MD | DQO | ACUSON X300PE Diagnostic Ultrasound System;ACUSON X300 Diagnostic Ultrasound System | Catheter, Intravascular, Diagnostic | 2
Siemens Healthcare | USA | MD | DQO | X300 Diagnostic Ultrasound System | Catheter, Intravascular, Diagnostic | 2
Siemens Healthcare | USA | MD | LLZ | syngo.via MI Taskflows;syngo.mCT oncology Engine Pro;syngo.MI Cardiology;syngo.NM Reading;syngo.via MI Workflows - VA20;syngo.PET Segmentation;syngo.MI Neurology;syngo.mCT Oncology Engine;syngo.PET&CT Oncology;syngo.MM Oncology | System, Image Processing, Radiological | 2
Siemens Healthcare | USA | MD | JAK | Biograph mCT Flow 20;Biograph mCT S (64)-4R;Biograph mCT Flow 64-3R;Biograph mCT S(40)-3R;Biograph mCT - VG50;Biograph mCT Flow 40;Biograph mCT Flow 64;Biograph mCT X-4R;Biograph mCT Flow 64-4R;Biograph mCT Flow 20-3R;Biograph mCT S(20)-4R;Biograph mCT S(64)-3R;Biograph mCT Flow 20-4R;Biograph mCT 20 Excel;Biograph mCT S(40)-4R;Biograph mCT-S (20);Biograph mCT X-3R;Biograph mCT-S (40);Biograph mCT Flow Edge;Biograph mCT Flow 40-4R;Biograph mCT-X;Biograph mCT-S (64);Biograph mCT S(20)-3R;Biograph mCT Flow Edge-4R;Biograph mCT Flow 40-3R;Biograph mCT Flow Edge-3R | System, X-Ray, Tomography, Computed | 2
Siemens Healthcare | USA | MD | JAK | Symbia T16 with IQ SPECT;Symbia Intevo;Symbia S;Symbia T6;Symbia S with IQ SPECT;Symbia T16;Symbia Intevo 2;Symbia T;Symbia T2 with IQ SPECT;Symbia 5.0 - VA70;Symbia Intevo Excel;Symbia T6 with IQ SPECT;Symbia Intevo 16;Symbia T with IQ SPECT;Symbia Intevo 6;Symbia E Single;Symbia T2;Symbia E Dual | System, X-Ray, Tomography, Computed | 2
Siemens Healthcare | USA | MD | IYN | ACUSON X300 Diagnostic Ultrasound System | System, Imaging, Pulsed Doppler, Ultrasonic | 2
Siemens Healthcare | USA | MD | DQO | ACUSON X300 Diagnostic Ultrasound System | Catheter, Intravascular, Diagnostic | 2
Siemens Healthcare | USA | MD | DQO | ACUSON X300 Diagnostic Ultrasound System | Catheter, Intravascular, Diagnostic | 2
Siemens Healthcare | USA | MD | DQO | ACUSON X300 Diagnostic Ultrasound System | Catheter, Intravascular, Diagnostic | 2
Siemens Healthcare | USA | MD | DQO | ACUSON X300 Diagnostic Ultrasound System | Catheter, Intravascular, Diagnostic | 2
Siemens Healthcare | USA | MD | OBJ | ACUSON X700 Diagnostic Ultrasound System;ACUSON X600 Diagnostic Ultrasound System | Catheter, Ultrasound, Intravascular | 2
Siemens Healthcare | USA | MD | KPS | Scenium;Scenium VD10 | System, Tomography, Computed, Emission | 2
Siemens Healthcare | USA | MD | KPS | e.cam;Symbia S;Symbia E;Symbia Evo Excel;Symbia T6;Symbia T16;Symbia 6.0 - VB10;Symbia Intevo 2;Symbia T;Symbia Intevo Excel;Symbia E Single;Symbia Intevo 6;Symbia Intevo 16;Symbia T2;Symbia Evo;Symbia E Dual | System, Tomography, Computed, Emission | 2
Siemens Healthcare | USA | MD | LLZ | syngo.PET&CT Oncology (VA30A);syngo.MI Neurology (VA30A);syngo.MM Oncology (VA30A);syngo.MI Taskflows;syngo.SPECT Reading (VA30A);syngo.via MI Wokflows (VA30A);syngo.MI Reading (VA30A);syngo.MI Cardiology (VA30A);syngo.MI Workplace;syngo.NM Reading (VA30A);syngo.CT LungCAD (VA30A) | System, Image Processing, Radiological | 2
Siemens Healthcare | USA | MD | LLZ | syngo.PET&CT Oncology;syngo.PET&CT Oncology VA10 | System, Image Processing, Radiological | 2
Siemens Healthcare | USA | MD | LLZ | syngo.via MI Workflows - VA11;syngo.via MI Workflows | System, Image Processing, Radiological | 2
Siemens Healthcare | USA | MD | IYN | Acuson P500 Diagnostic Ultrasound System | System, Imaging, Pulsed Doppler, Ultrasonic | 2
Siemens Healthcare | USA | MD | KPS | Scenium;Scenium VD20 | System, Tomography, Computed, Emission | 2
Siemens Healthcare | USA | MD | LLZ | syngo.via MI Taskflows;syngo.MI Neurology (VB10, VB10A);syngo.MI Reading (VB10, VB10A) (aka syngo.SPECT Reading and / or syngo.NM Reading);syngo.via MI Workflows VB10A;syngo.MI Cardiology (VB10, VB10A);syngo.MI Workplace;syngo.PET&CT Oncology (VB10, VB10A) (aka syngo.MM Oncology (VB10, VB10A)) | System, Image Processing, Radiological | 2
Siemens Healthcare | USA | MD | KPS | Biograph mCT Flow 20;Biograph mCT - VG60;Biograph mCT Flow 64-3R;Biograph mCT S(40)-3R;Biograph mCT Flow 40;Biograph mCT Flow 64;Biograph mCT X-4R;Biograph mCT;Biograph mCT Flow 64-4R;Biograph mCT Flow 20-3R;Biograph mCT Flow;Biograph mCT S (20)-3R;Biograph mCT Flow 20-4R;Biograph mCT S(64)-4R;Biograph mCT 20 Excel;Biograph mCT S(64)-3R;Biograph mCT S (20)-4R;Biograph mCT S(40)-4R;Biograph mCT X-3R;Biograph mCT S;Biograph mCT S 20 Excel;Biograph mCT Flow Edge;Biograph mCT Flow 40-4R;Biograph mCT X;Biograph mCT S(20)-3R (aka Biograph mCT Excel);Biograph mCT Flow Edge-4R;Biograph mCT Flow 40-3R;Biograph mCT Flow Edge-3R | System, Tomography, Computed, Emission | 2
Siemens Healthcare | USA | MD | IYN | ACUSON NX3 Diagnostic Ultrasound System; ACUSON NX3 Elite Diagnostic Ultrasound System | System, Imaging, Pulsed Doppler, Ultrasonic | 2
Siemens Healthcare | USA | MD | JAK | Biograph Horizon - 3R;Biograph Horizon;Biograph Horizon - 4R;Biograph Horizon - VJ10 | System, X-Ray, Tomography, Computed | 2
Siemens Healthcare | USA | MD | LLZ | syngo.PET&CT Oncology (VB10, VB10B);syngo.via MI Workflows (VB10B);syngo.MI Cardiology (VB10, VB10B);syngo MI Workplace;syngo.via MI Workflows VB10B - Lesion Glycolysis;syngo.via MI Workflows (VB10);syngo.MI Reading (VB10, VB10B);syngo.MM Oncology (VB10, VB10B);syngo.MI Neurology (VB10, VB10B);syngo.SPECT Reading (VB10, VB10B);syngo.NM Reading (VB10, VB10B);syngo MI Taskflows | System, Image Processing, Radiological | 2
Siemens Healthcare | USA | MD | LLZ | syngo.PET&CT Oncology (VB10, VB10B);syngo.MI Cardiology (VB10, VB10B);syngo.via MI Workflows(VB10);syngo MI Workplace;syngo.via MI Workflows(VB10B);syngo.MI Reading (VB10, VB10B);syngo.via MI Workflows VB10B - Organ Processing;syngo.MM Oncology (VB10, VB10B);syngo.MI Neurology (VB10, VB10B);syngo.SPECT Reading (VB10, VB10B);syngo.NM Reading (VB10, VB10B);syngo MI Taskflows | System, Image Processing, Radiological | 2
Siemens Healthcare | USA | MD | JAK | Symbia S;Symbia 6.5 - VB20;Symbia T6;Symbia Evo Excel;Symbia E;Symbia T16;Symbia Intevo 2;Symbia T;Symbia Intevo Excel;Symbia E Single;Symbia Intevo 16;Symbia Intevo 6;Symbia T2;Symbia Evo;Symbia E Dual | System, X-Ray, Tomography, Computed | 2
Siemens Healthcare | USA | MD | LLZ | Scenium;Scenium VE10 | System, Image Processing, Radiological | 2
Siemens Healthcare | USA | MD | OBJ | ACUSON SC2000 Diagnostic Ultrasound System | Catheter, Ultrasound, Intravascular | 2
Siemens Healthcare | USA | MD | IYN | ACUSON Juniper Diagnostic Ultrasound System | System, Imaging, Pulsed Doppler, Ultrasonic | 2
Siemens Healthcare | USA | MD | IYN | ACUSON NX3 Diagnostic Ultrasound System;ACUSON NX3 Elite Diagnostic Ultrasound System | System, Imaging, Pulsed Doppler, Ultrasonic | 2
Siemens Healthcare | USA | MD | IYN | ACUSON NX2 Elite Diagnostic Ultrasound System;ACUSON NX2 Diagnostic Ultrasound System | System, Imaging, Pulsed Doppler, Ultrasonic | 2
Siemens Healthcare | USA | MD | IYN | ACUSON Redwood Diagnostic Ultrasound System;ACUSON P200 Diagnostic Ultrasound System | System, Imaging, Pulsed Doppler, Ultrasonic | 2
Siemens Healthcare | USA | MD | IYN | ACUSON NX3 Diagnostic Ultrasound System;ACUSON NX3 Elite Diagnostic Ultrasound System | System, Imaging, Pulsed Doppler, Ultrasonic | 2
Siemens Healthcare | USA | MD | OIJ | ACUSON Juniper Diagnostic Ultrasound System;ACUSON Juniper Select Diagnostic Ultrasound System | Biopsy Needle Guide Kit | 2
Siemens Healthcare | USA | IVD | LOJ | IML 2000 Insulin;Albumin Control Module;IMMULITE/IMMULITE 1000 Systems Sample Cups;ACTH Control Module;IMMULITE Albumin Sample Diluent;Insulin Control Module;IMMULITE Insulin;IMMULITE 1000 System;IMMULITE/IMMULITE 1000 Chemiluminescent Substrate Module;IMMULITE Albumin;IMMULITE/IMMULITE 1000 Systems Sample Cup Caps;IML 2000 Albumin | Kit, Test,Alpha-Fetoprotein For Testicular Cancer | 2
Siemens Healthcare | USA | IVD | DHB | IML 2000 Mixed Allergen Panels | System, Test, Radioallergosorbent (Rast) Immunological | 2
Siemens Healthcare | USA | IVD | DHB | Vanilla (F234);Oregano (F283), Parsley (F86), Pine Nut (F253),;3gAllergy Specific Allergens: Basil (F269), Cacao (F93), | System, Test, Radioallergosorbent (Rast) Immunological | 2
Siemens Healthcare | USA | IVD | DHB | A89 (Native Bet v 1);A482 (Native Ole e 1);A753 (Native Art v 1);E220 (Cat Serum Albumin, Fel d 2);E221 (Dog Serum Albumin, Can f 3);Specific Allergens: | System, Test, Radioallergosorbent (Rast) Immunological | 2
Siemens Healthcare | USA | IVD | JLW | IMMULITE 2000 Systems Third Generation TSH | Radioimmunoassay, Thyroid-Stimulating Hormone | 2
Siemens Healthcare | USA | IVD | CGR | IMMULITE/IMMULITE 1000 Cortisol | Radioimmunoassay, Cortisol | 2
Siemens Healthcare | USA | IVD | DHB | rMal d 1 (A464 Apple, Malus domestica);n Pru p 3, (A603 Peach, Prunus persica);rMal d 4, (A796 Apple, Malus domestica);rPru av 4 (A600 Cherry, Prunus avium);rBet v 2, (A127 Birch pollen, Betula verrucose);rPru av 1, (A597 Cherry, Prunus avium);rPru av 3, (A599 Cherry, Prunus avium);IMMULITE® 2000 3gAllergyTM Specific IgE Universal Kit | System, Test, Radioallergosorbent (Rast) Immunological | 2
Siemens Healthcare | USA | IVD | JLS | Vista LOCI PROG Flex;ACS PROGESTERONE ASSAY;IMMULITE® / IMMULITE® 1000 Progesterone;IML 2500;IMMULITE 2000 Progesterone;ADVIA Centaur Progesterone (PRGE) | Radioimmunoassay, Progesterone | 1
Siemens Healthcare | USA | IVD | CFT | Vista PRL Flex;ACS PROLACTIN ASSAY | Radioimmunoassay, Prolactin (Lactogen) | 1
Siemens Healthcare | USA | IVD | JJC | MAGIC LITE ANALYZER;TECHNICON STAR SYSTEM | Analyzer, Chemistry (Sequential Multiple, Continuous Flow) Clinical Use | 1
Siemens Healthcare | USA | IVD | JJJ | THYRIMETER DIRECT RATI;GENESYS GAMMA COUNTE | Counter (Beta, Gamma) For Clinical Use | 1
Siemens Healthcare | USA | IVD | CDP | MAGIC LITE T3 100 TEST KIT;Dimension Vista FT3 Flex;Dimension FT3 Flex;IMMULITE TOTAL T3 | Radioimmunoassay, Total Triiodothyronine | 2
Siemens Healthcare | USA | IVD | KHQ | Dimension Vista TU Flex;MAGIC LITE T UPTAKE REFERENCE SERUM | Radioassay, Triiodothyronine Uptake | 2
Siemens Healthcare | USA | IVD | JMM | 180 DPD IMMUNOASSAY;ACS | Column Chromatography & Color Development, Hydroxyproline | 1
Siemens Healthcare | USA | IVD | LOL | Atellica IM Hepatitis A IgM (aHAVM);ADVIA Centaur;Atellica IM Hepatitis A IgM Quality Control (aHAVM QC);ADVIA CENTAUR ANTI HAV IGM | Hepatitis A Test (Antibody And Igm Antibody) | 2
Siemens Healthcare | USA | IVD | JFT | ADVIA Centaur;Atellica IM Cortisol Urine Reconstitution Buffer | Fluorometric, Cortisol | 2
Siemens Healthcare | USA | IVD | LGD | ADVIA Centaur;Atellica IM Toxoplasma IgM Quality Control (Toxo M QC);ADVIA CENTAUR TOXOPLASM;Atellica IM Toxoplasma IgM (Toxo M) | Enzyme Linked Immunoabsorbent Assay, Toxoplasma Gondii | 2
Siemens Healthcare | USA | IVD | NAF | Atellica IM CPSA Assay;ADVIA Centaur Complexed Prostate-specific Antigen (cPSA) Quality Control;ADVIA Centaur Complexed Prostate-specific Antigen (cPSA) Pretreatment Reagent;ADVIA Centaur Complexed Prostate-specific Antigen (cPSA);ADVIA Centaur Complexed Prostate-specific Antigen (cPSA) MCM;Atellica IM cPSA Pretreatment Reagent;Atellica IM CAL Y;Atellica IM cPSA MCM;Atellica IM cPSA Quality Control | Antigen(Complexed),Prostate Specific,(Cpsa) | 3
Siemens Healthcare | USA | IVD | LFM | ADVIA Centaur;Atellica IM | Enzyme Immunoassay, Digitoxin | 2
Siemens Healthcare | USA | IVD | CHP | ADVIA Centaur | Radioimmunoassay, Estradiol | 1
Siemens Healthcare | USA | IVD | DBF | ADVIA Centaur | Ferritin, Antigen, Antiserum, Control | 2
Siemens Healthcare | USA | IVD | CGN | ADVIA Centaur;Atellica IM RBC Folate Ascorbic Acid/Ascorbic Acid Diluent (RBC FOL) | Acid, Folic, Radioimmunoassay | 2
Siemens Healthcare | USA | IVD | MOI | ADVIA Centaur;Atellica IM CA 15-3® (CA 15-3®);Atellica IM CA 15-3® Calibrator (CA 15-3® CAL);Atellica IM CA 15-3® Master Curve Material (CA 15-3® MCM) | System, Test, Immunological, Antigen, Tumor | 2
Siemens Healthcare | USA | IVD | CDP | Atellica IM Free Triiodothyronine (FT3);ADVIA Centaur;Atellica IM Free Triiodothyronine Master Curve Material (FT3 MCM) | Radioimmunoassay, Total Triiodothyronine | 2
Siemens Healthcare | USA | IVD | JJX | ADVIA Centaur | Single (Specified) Analyte Controls (Assayed And Unassayed) | 1
Siemens Healthcare | USA | IVD | CGJ | ADVIA Centaur;Atellica IM Follicle Stimulating Hormone (FSH);Atellica IM Follicle Stimulating Hormone Master Curve Material (FSH MCM) | Radioimmunoassay, Follicle-Stimulating Hormone | 1
Siemens Healthcare | USA | IVD | LCD | ADVIA Centaur | Enzyme Immunoassay, Gentamicin | 2
Siemens Healthcare | USA | IVD | LOL | Atellica IM Hepatitis A Total (HAVT);ADVIA Centaur;Atellica IM Hepatitis A Total Quality Control (HAVT QC) | Hepatitis A Test (Antibody And Igm Antibody) | 2
Siemens Healthcare | USA | IVD | LOM | Atellica IM Hepatitis Core Antigen Quality Control (aHBcM QC);ADVIA Centaur Hepatitis B Core Antigen (aHBcM);Atellica IM Hepatitis B Core Antigen (aHBcM);ADVIA Centaur Hepatitis Core Antigen Quality Control (aHBcM QC) | Test, Hepatitis B (B Core, Be Antigen, Be Antibody, B Core Igm) | 3
Siemens Healthcare | USA | IVD | JHS | ADVIA Centaur;Atellica IM | Differential Rate Kinetic Method, Cpk Or Isoenzymes | 2
Siemens Healthcare | USA | IVD | DHX | Atellica IM Carcinoembryonic Master Curve Material (CEA MCM);ADVIA Centaur;Atellica IM Carcinoembryonic Antigen (CEA);Atellica IM Carcinoembryonic Diluent (CEA DIL) | System, Test, Carcinoembryonic Antigen | 2
Siemens Healthcare | USA | IVD | JZO | ADVIA Centaur;Atellica IM | System, Test, Thyroid Autoantibody | 2
Siemens Healthcare | USA | IVD | MZO | Atellica IM aHCV;ADVIA Centaur HCV | Assay, Enzyme Linked Immunosorbent, Hepatitis C Virus | 2
Siemens Healthcare | USA | IVD | NIG | ADVIA Centaur;Atellica IM CA 19-9 (CA 19-9);Atellica IM CA 19-9 Diluent (CA 19-9 DIL);Atellica IM CA 19-9 Master Curve Material (CA 19-9 MCM) | System, Test, Carbohydrate Antigen (Ca19-9), For Monitoring And Management Of Pancreatic Cancer | 2
Siemens Healthcare | USA | IVD | LTK | Atellica IM CA 125II (CA 125II);ADVIA Centaur;Atellica IM CA 125II Calibrator (CA 125II CAL);Atellica IM CA 125II Master Curve Material (CA 125II MCM) | Test, Epithelial Ovarian Tumor-Associated Antigen (Ca125) | 2
Siemens Healthcare | USA | IVD | MOI | Atellica IM BR 27.29 Calibrator (BR CAL);Atellica IM BR 27.29 Pretreatment Reagent (BR PRE);ADVIA Centaur;Atellica IM BR 27.29 (BR);Atellica IM BR 27.29 Master Curve Material (BR MCM) | System, Test, Immunological, Antigen, Tumor | 2
Siemens Healthcare | USA | IVD | LOM | ADVIA Centaur Anti-Hepatitis B core Total (HBcT);ADVIA Centaur Anti-Hepatitis B core Total (HBcT) Quality Control (HBcT QC);Atellica IM Anti-Hepatitis B core Total Quality Control (HBcT QC);Atellica IM Anti-Hepatitis B core Total (HBcT) | Test, Hepatitis B (B Core, Be Antigen, Be Antibody, B Core Igm) | 3
Siemens Healthcare | USA | IVD | JZO | ADVIA Centaur;Atellica IM | System, Test, Thyroid Autoantibody | 2
Siemens Healthcare | USA | IVD | CEP | ADVIA Centaur;Atellica IM Luteinizing Hormone (LH);Atellica IM Luteinizing Hormone Master Curve Material (LH MCM) | Radioimmunoassay, Luteinizing Hormone | 1
Siemens Healthcare | USA | IVD | NCW | ADVIA Centaur | System, Test, Her-2/Neu, Monitoring | 2
Siemens Healthcare | USA | IVD | MZF | ADVIA Centaur;Atellica IM | Test, Hiv Detection | 2
Siemens Healthcare | USA | IVD | LPS | ADVIA Centaur;Atellica IM | Urinary Homocystine (Nonquantitative) Test System | 2
Siemens Healthcare | USA | IVD | JJX | ADVIA Centaur | Single (Specified) Analyte Controls (Assayed And Unassayed) | 1
Siemens Healthcare | USA | IVD | DIS | ADVIA Centaur | Enzyme Immunoassay, Barbiturate | 2
Siemens Healthcare | USA | IVD | LGR | ADVIA Centaur | Fluorescence Polarization Immunoassay, Diphenylhydantoin (Total) | 2
Siemens Healthcare | USA | IVD | KLT | ADVIA Centaur | Enzyme Immunoassay, Carbamazepine | 2
Siemens Healthcare | USA | IVD | LOM | ADVIA Centaur | Test, Hepatitis B (B Core, Be Antigen, Be Antibody, B Core Igm) | 3
Siemens Healthcare | USA | IVD | CFT | ADVIA Centaur;Atellica IM Prolactin (PRL) | Radioimmunoassay, Prolactin (Lactogen) | 1
Siemens Healthcare | USA | IVD | JLS | Atellica IM Progesterone Master Curve Material (PRGE MCM);ADVIA Centaur;Atellica IM Progesterone (PRGE) | Radioimmunoassay, Progesterone | 1
Siemens Healthcare | USA | IVD | DDR | ADVIA Centaur;Atellica IM Myoglobin Master Curve Material (MYO MCM);Atellica IM Myoglobin (MYO) | Myoglobin, Antigen, Antiserum, Control | 2
Siemens Healthcare | USA | IVD | LOJ | ADVIA Centaur Calibrator D;ADVIA Centaur | Kit, Test,Alpha-Fetoprotein For Testicular Cancer | 2
Siemens Healthcare | USA | IVD | KXT | ADVIA Centaur;Atellica IM | Enzyme Immunoassay, Digoxin | 2
Siemens Healthcare | USA | IVD | CDD | Atellica IM Vitamin B12 DTT/Releasing Agent (VB12 DTT/REL);Atellica IM Vitamin B12 Master Curve Material (VB12 MCM);ADVIA Centaur;Atellica IM Vitamin B12 Diluent (VB12 DIL);Atellica IM Vitamin B12 (VB12) | Radioassay, Vitamin B12 | 2
Siemens Healthcare | USA | IVD | LEH | ADVIA Centaur | Radioimmunoassay, Vancomycin | 2
Siemens Healthcare | USA | IVD | DKB | ADVIA Centaur;ADVIA Centaur Valproic Acid Master Curve Material (VALP MCM) | Calibrators, Drug Mixture | 2
Siemens Healthcare | USA | IVD | KHQ | ADVIA Centaur;Atellica IM | Radioassay, Triiodothyronine Uptake | 2
Siemens Healthcare | USA | IVD | JLW | ADVIA Centaur | Radioimmunoassay, Thyroid-Stimulating Hormone | 2
Siemens Healthcare | USA | IVD | LGD | ADVIA Centaur;Atellica IM Toxoplasma IgG Quality Control (Toxo G QC);Atellica IM Toxoplasma IgG (Toxo G) | Enzyme Linked Immunoabsorbent Assay, Toxoplasma Gondii | 2
Siemens Healthcare | USA | IVD | MTG | ADVIA Centaur Prostate-specific Antigen (PSA);ADVIA Centaur Prostate-specific Antigen (PSA) MCM;Atellica IM Prostate-specific Antigen (PSA);Atellica IM CAL Q | Test, Prostate Specific Antigen, Free, (Noncomplexed) To Distinguish Prostate Cancer From Benign Conditions | 3
Siemens Healthcare | USA | IVD | JHI | ADVIA Centaur | Visual, Pregnancy Hcg, Prescription Use | 2
Siemens Healthcare | USA | IVD | LCR | ADVIA Centaur | Fluorescent Immunoassay, Tobramycin | 2
Siemens Healthcare | USA | IVD | MMI | ADVIA Centaur Troponin I Ultra (Tnl-Ultra);Atellica IM Troponin I Ultra (TnI Ultra) | Immunoassay Method, Troponin Subunit | 2
Siemens Healthcare | USA | IVD | KLS | ADVIA Centaur | Enzyme Immunoassay, Theophylline | 2
Siemens Healthcare | USA | IVD | CDX | ADVIA Centaur | Radioimmunoassay, Total Thyroxine | 2
Siemens Healthcare | USA | IVD | CDD | ADVIA Centaur;Atellica IM T3/T4/VB12 Ancillary Reagent | Radioassay, Vitamin B12 | 2
Siemens Healthcare | USA | IVD | LFX | ADVIA Centaur;Atellica IM Rubella IgM (Rub M);Atellica IM Rubella IgM Quality Control (Rub M QC) | Enzyme Linked Immunoabsorbent Assay, Rubella | 2
Siemens Healthcare | USA | IVD | LFX | ADVIA Centaur;Atellica IM Rubella IgG (Rub G);Atellica IM Rubella IgG Quality Control (Rub G QC) | Enzyme Linked Immunoabsorbent Assay, Rubella | 2
Siemens Healthcare | USA | IVD | DGC | ADVIA Centaur | Ige, Antigen, Antiserum, Control | 2
Siemens Healthcare | USA | IVD | JLW | ADVIA Centaur | Radioimmunoassay, Thyroid-Stimulating Hormone | 2
Siemens Healthcare | USA | IVD | JJE | ADVIA Centaur;Analyzer, ADVIA Centaur Classic | Analyzer, Chemistry (Photometric, Discrete), For Clinical Use | 1
Siemens Healthcare | USA | IVD | NBC | ADVIA Centaur | Test, Natriuretic Peptide | 2
Siemens Healthcare | USA | IVD | DIP | ADVIA Centaur | Enzyme Immunoassay, Diphenylhydantoin | 2
Siemens Healthcare | USA | IVD | JHX | ADVIA Centaur | Fluorometric Method, Cpk Or Isoenzymes | 2
Siemens Healthcare | USA | IVD | MMI | ADVIA Centaur | Immunoassay Method, Troponin Subunit | 2
Siemens Healthcare | USA | IVD | DKB | Advia Chemistry TDM Drug Cal II | Calibrators, Drug Mixture | 2
Siemens Healthcare | USA | IVD | JJH | VERSANT Lysis Buffer;VERSANT Tissue Preparation Reagents;VERSANT Sample Preparation 1.2 Reagents;VERSANT kPCR Molecular System SP VERSANT kPCR Sample Prep (SP);VERSANT Sample Preparation 1.0 Reag | Clinical Sample Concentrator | 1
Siemens Healthcare | USA | IVD | JLW | ADVIA Centaur;ADVIA;Atellica IM Thyroid Stimulating Hormone 3 Ultra Master Curve Material (TSH3-UL MCM);Atellica IM Thyroid Stimulating Hormone 3-Ultra (TSH3-UL) | Radioimmunoassay, Thyroid-Stimulating Hormone | 2
Siemens Healthcare | USA | IVD | JJX | ADVIA Centaur | Single (Specified) Analyte Controls (Assayed And Unassayed) | 1
Siemens Healthcare | USA | IVD | JJX | Atellica IM B-Type Natriuretic Peptide Quality Control (BNP QC);ADVIA Centaur;Atellica IM B-Type Natriuretic Peptide (BNP);Atellica IM B-Type Natriuretic Peptide Master Curve Material (BNP MCM) | Single (Specified) Analyte Controls (Assayed And Unassayed) | 1
Siemens Healthcare | USA | IVD | JIT | ADVIA Centaur;ADVIA;Atellica IM Calibrator 30 (CAL 30) | Calibrator, Secondary | 2
Siemens Healthcare | USA | IVD | JJX | ADVIA Centaur;Atellica IM Enhanced Estradiol Master Curve Material (eE2 MCM) | Single (Specified) Analyte Controls (Assayed And Unassayed) | 1
Siemens Healthcare | USA | IVD | JJX | ADVIA Centaur;Atellica IM DHEA-SO4 Master Curve Material (DHEAS MCM) | Single (Specified) Analyte Controls (Assayed And Unassayed) | 1
Siemens Healthcare | USA | IVD | CEP | ADVIA Centaur;ADVIA | Radioimmunoassay, Luteinizing Hormone | 1
Siemens Healthcare | USA | IVD | LIP | ADVIA Centaur;Atellica IM | Enzyme Linked Immunoabsorption Assay, Treponema Pallidum | 2
Siemens Healthcare | USA | IVD | LOM | Atellica IM Hepatitis B e Antigen Quality Control (HBeAg QC);Atellica IM Hepatitis B e Antigen (HBeAg);ADVIA Centaur Hepatitis B e Antigen Quality Control (HBeAg QC);ADVIA Centaur Hepatitis B e Antigen (HBeAg) | Test, Hepatitis B (B Core, Be Antigen, Be Antibody, B Core Igm) | 3
Siemens Healthcare | USA | IVD | MRG | ADVIA Centaur VitD;ADVIA Centaur | System, Test, Vitamin D | 2
Siemens Healthcare | USA | IVD | JIT | ADVIA Centaur;Atellica IM Calibrator 80 (CAL 80);ADVIA Centaur Calibrator 80 | Calibrator, Secondary | 2
Siemens Healthcare | USA | IVD | LOM | Atellica IM Anti-Hepatitis B surface Antigen 2 Quality Control;ADVIA Centaur Anti-Hepatitis B surface Antigen 2 (aHBs2);Atellica IM Anti-Hepatitis B surface Antigen 2 (aHBs2) | Test, Hepatitis B (B Core, Be Antigen, Be Antibody, B Core Igm) | 3
Siemens Healthcare | USA | IVD | CEW | ADVIA Centaur | Radioimmunoassay, Parathyroid Hormone | 2
Siemens Healthcare | USA | IVD | JJX | ADVIA Centaur | Single (Specified) Analyte Controls (Assayed And Unassayed) | 1
Siemens Healthcare | USA | IVD | JJX | ADVIA Centaur | Single (Specified) Analyte Controls (Assayed And Unassayed) | 1
Siemens Healthcare | USA | IVD | LOM | Atellica IM HBsAg Quality Control Material;Atellica IM HBsAgII (HBsII);Atellica IM HBsAgII Confirmatory;ADVIA Centaur HBsAgII (HBsII);ADVIA Centaur HBsAgII Confirmatory;ADVIA Centaur HBsAg Quality Control Material | Test, Hepatitis B (B Core, Be Antigen, Be Antibody, B Core Igm) | 3
Siemens Healthcare | USA | IVD | LOK | ADVIA Centaur AFP;Atellica IM Alpha Fetoprotein (AFP) | Kit, Test, Alpha-Fetoprotein For Neural Tube Defects | 3
Siemens Healthcare | USA | IVD | MRG | ADVIA Centaur;Atellica IM | System, Test, Vitamin D | 2
Siemens Healthcare | USA | IVD | JJX | ADVIA Centaur;Atellica IM Prolactin Master Curve Material (PRL MCM) | Single (Specified) Analyte Controls (Assayed And Unassayed) | 1
Siemens Healthcare | USA | IVD | JJX | ADVIA Centaur | Single (Specified) Analyte Controls (Assayed And Unassayed) | 1
Siemens Healthcare | USA | IVD | JJX | ADVIA Centaur | Single (Specified) Analyte Controls (Assayed And Unassayed) | 1
Siemens Healthcare | USA | IVD | KLI | ADVIA Centaur | Enzyme Immunoassay, Non-Radiolabeled, Total Thyroxine | 2
Siemens Healthcare | USA | IVD | CEW | ADVIA Centaur | Radioimmunoassay, Parathyroid Hormone | 2
Siemens Healthcare | USA | IVD | JKD | IMMULITE C-Peptide Sample Diluent;IMMULITE C-Peptide;IMMULITE C- Peptide Control Module;IMMULITE 2000 C-Peptide | Radioimmunoassay, C-Peptides Of Proinsulin | 1
Siemens Healthcare | USA | IVD | JZG | IMMULITE;IMMULITE 2000 Multi-Diluent 2;Beta-2 Microglobulin Control;IMMULITE 2000 Beta-2 Microglobulin;IMMULITE Beta-2 Microglobulin | System, Test, Beta-2-Microglobulin Immunological | 2
Siemens Healthcare | USA | IVD | MOI | IMMULITE BR-MA Sample Diluent;IMMULITE 2000 BR-MA (CA 15-3);IMMULITE/IMMULITE 1000 BR-MA;IMMULITE | System, Test, Immunological, Antigen, Tumor | 2
Siemens Healthcare | USA | IVD | DHX | IMMULITE CEA Sample Diluent;IMMULITE 1000 CEA | System, Test, Carcinoembryonic Antigen | 2
Siemens Healthcare | USA | IVD | LFM | IMMULITE Digitoxin;IMMULITE 2000 Digitoxin;IMMULITE | Enzyme Immunoassay, Digitoxin | 2
Siemens Healthcare | USA | IVD | JZO | IMMULITE Anti-TG Ab;IMMULITE Anti-Thyroglobulin;IMMULITE | System, Test, Thyroid Autoantibody | 2
Siemens Healthcare | USA | IVD | JMG | IMMULITE Ferritin;IMMULITE 2000 Ferritin;Ferritin Control Module | Radioimmunoassay (Two-Site Solid Phase), Ferritin | 2
Siemens Healthcare | USA | IVD | CGJ | IMMULITE FSH Sample Diluent;IMMULITE 2000 FSH;IMMULITE 2000 FSH Sample Diluent;IMMULITE FSH | Radioimmunoassay, Follicle-Stimulating Hormone | 1
Siemens Healthcare | USA | IVD | KXT | IMMULITE/IMMULITE 1000 Digoxin;IMMULITE 2000 Digoxin;IMMULITE | Enzyme Immunoassay, Digoxin | 2
Siemens Healthcare | USA | IVD | CEP | IMMULITE/IMMULITE 1000 LH Sample Diluent;IMMULITE 2000 LH;IMMULITE/IMMULITE 1000 LH | Radioimmunoassay, Luteinizing Hormone | 1
Siemens Healthcare | USA | IVD | LTK | IML 2500 OM-MA;IMMULITE;IMMULITE OM-MA | Test, Epithelial Ovarian Tumor-Associated Antigen (Ca125) | 2
Siemens Healthcare | USA | IVD | JFH | IMMULITE PAP Control Module;IMMULITE 2000 PAP | Acid Phosphatase (Prostatic), Tartrate Inhibited | 2
Siemens Healthcare | USA | IVD | CFT | IMMULITE 2000 Prolactin;IMMULITE 2000 Prolactin Sample Diluent;IMMULITE Prolactin Sample Diluent;IMMULITE/IMMULITE 1000 Prolactin | Radioimmunoassay, Prolactin (Lactogen) | 1
Siemens Healthcare | USA | IVD | JMM | IML 2500 PYRILINKS-D;IMMULITE;IMMULITE Pyrilinks D | Column Chromatography & Color Development, Hydroxyproline | 1
Siemens Healthcare | USA | IVD | CFL | IMMULITE;IML 1000;IMMULITE 2000 Human Growth Hormone (HGH);IMMULITE Human Growth Hormone;IMMULITE Human Growth Hormone (HGH) Sample Diluent | Radioimmunoassay, Human Growth Hormone | 1
Siemens Healthcare | USA | IVD | CKG | IMMULITE;IMMULITE ACTH;IMMULITE 2000 ACTH;ACTH Control;IMMULITE/IMMULITE 1000 ACTH Sample Diluent | Radioimmunoassay, Acth | 2
Siemens Healthcare | USA | IVD | JMM | IMMULITE Pyrilinks-D;IMMULITE | Column Chromatography & Color Development, Hydroxyproline | 1
Siemens Healthcare | USA | IVD | CHP | IMMULITE;IMMULITE/IMMULITE 1000 Estradiol;IMMULITE Estradiol Sample Diluent;IMMULITE 2000 Estradiol;IMMULITE 2000 Estradiol Sample Diluent | Radioimmunoassay, Estradiol | 1
Siemens Healthcare | USA | IVD | DDR | IML TURBO MYOGLOBIN;IMMULITE | Myoglobin, Antigen, Antiserum, Control | 2
Siemens Healthcare | USA | IVD | JJY | IML Calcitonin;IMMULITE;IML 1000;MMULITE Calcitonin Sample Diluent;IMMULITE 2000 Calcitonin;IMMULITE Calcitonin Control Module | Multi-Analyte Controls, All Kinds (Assayed) | 1
Siemens Healthcare | USA | IVD | GGT | IMMULITE;IMMULITE 2000 Erythropoietin (EPO);IMMULITE/IMMULITE 1000 Erythropoietin (EPO) Sample Diluent;IMMULITE EPO Control Module;IMMULITE EPO | Assay, Erythropoietin | 2
Siemens Healthcare | USA | IVD | DDR | IMMULITE 2000 Myoglobin;IML Myoglobin;IMMULITE;IMMULITE Myoglobin Sample Diluent | Myoglobin, Antigen, Antiserum, Control | 2
Siemens Healthcare | USA | IVD | JHX | IMMULITE;IMMULITE 2000 CKMB;IML TURBO CK-MB;IMMULITE CKMB;IMMULITE CKMB Sample Diluent | Fluorometric Method, Cpk Or Isoenzymes | 2
Siemens Healthcare | USA | IVD | JFH | IMMULITE PAP | Acid Phosphatase (Prostatic), Tartrate Inhibited | 2
Siemens Healthcare | USA | IVD | JZO | Anti-thyroglobulin antibody;IMMULITE 2000 Anti-TG Ab;IMMULITE | System, Test, Thyroid Autoantibody | 2
Siemens Healthcare | USA | IVD | JHR | IMMULITE Total IgE;IML 1000;IMMULITE Total IgE Sample Diluent | Radioimmunoassay, Immunoglobulins (D, E) | 2
Siemens Healthcare | USA | IVD | JKC | IMMULITE DHEA-SO4 Sample Diluent;IMMULITE 2000 Multi-Diluent 1;IMMULITE/IMMULITE 1000 DHEA-SO4;IMMULITE 2000 DHEA-SO4 | Radioimmunoassay, Dehydroepiandrosterone (Free And Sulfate) | 1
Siemens Healthcare | USA | IVD | KLT | IMMULITE Carbamazepine;IMMULITE;IMMULITE 2000 Carbamazepine | Enzyme Immunoassay, Carbamazepine | 2
Siemens Healthcare | USA | IVD | CEE | IMMULITE Thyroid Uptake;T-UPTAKE;IMMULITE;IMMULITE 2000 Thyroid Uptake | Radioimmunoassay, Thyroxine-Binding Globulin | 2
Siemens Healthcare | USA | IVD | DLZ | ADVIA Chemistry;ADVIA Centaur | Enzyme Immunoassay, Phenobarbital | 2
Siemens Healthcare | USA | IVD | MKW | ADVIA Centaur;Atellica IM | Cyclosporine | 2
Siemens Healthcare | USA | IVD | JFT | ADVIA Centaur;Atellica IM | Fluorometric, Cortisol | 2
Siemens Healthcare | USA | IVD | MZF | ADVIA Centaur;Atellica IM | Test, Hiv Detection | 2
Siemens Healthcare | USA | IVD | JJX | ADVIA Centaur;Atellica IM Total Thyroxine Master Curve Material (T4 MCM) | Single (Specified) Analyte Controls (Assayed And Unassayed) | 1
Siemens Healthcare | USA | IVD | CDZ | ADVIA Centaur;Atellica IM Testosterone II Master Curve Material (TSTII MCM);Atellica IM Testosterone II (TSTII) | Radioimmunoassay, Testosterones And Dihydrotestosterone | 1
Siemens Healthcare | USA | IVD | CEW | ADVIA Centaur Intact Parathyroid Hormone (PTH) Master Curve;ADVIA Centaur Intact Parathyroid Hormone (PTH);Atellica IM Intact Parathyroid Hormone Quality Control (PTH QC);ADVIA Centaur Intact Parathyroid Hormone (PTH) Quality Control;Atellica IM Intact Parathyroid Hormone Master Curve Material (PTH MCM);Atellica IM Intact Parathyroid Hormone (PTH) | Radioimmunoassay, Parathyroid Hormone | 2
Siemens Healthcare | USA | IVD | LOL | Atellica IM aHAVM;ADVIA Centaur aHAVM | Hepatitis A Test (Antibody And Igm Antibody) | 2
Siemens Healthcare | USA | IVD | JLW | ADVIA Centaur TSH3-UL;Atellica IM TSH3-UL | Radioimmunoassay, Thyroid-Stimulating Hormone | 2
Siemens Healthcare | USA | IVD | DBF | Atellica IM Ferritin Assay | Ferritin, Antigen, Antiserum, Control | 2
Siemens Healthcare | USA | IVD | JHI | Atellica IM Total hCG (ThCG) | Visual, Pregnancy Hcg, Prescription Use | 2
Siemens Healthcare | USA | IVD | CGN | Atellica IM Fol DTT/REL;Atellica IM Fol RBC;Atellica IM Folate Assay;Atellica IM Fol MCM;Atellica IM RBC Fol;Atellica IM Fol DIL | Acid, Folic, Radioimmunoassay | 2
Siemens Healthcare | USA | IVD | PMT | Atellica IM BRAHMS Procalcitonin (PCT) | Device To Detect And Measure Procalcitonin (Pct) In Human Clinical Specimens | 2
Siemens Healthcare | USA | IVD | JJX | Atellica IM High Sensitivity Troponin I Master Curve Material (TnIH MCM);ADVIA Centaur Troponin I Ultra Master Curve Material (TnI-Ultra MCM);ADVIA Centaur Herpes-2 IgG Quality Control (HSV2 QC);ADVIA Centaur Enhanced Liver Fibrosis Master Curve Material (ELF MCM);ADVIA Centaur EPO MCM (EPO MCM);Atellica IM Herpes-1 IgG Quality Control (HSV1 QC);Atellica IM Androstenedione MCM (ANDRO MCM);Atellica IM Enhanced Liver Fibrosis Quality Control (ELF QC);Atellica IM Active-B12 Master Curve Material (AB12 MCM);ADVIA Centaur Enhanced Liver Fibrosis Quality Control (ELF QC);Atellica IM EPO Controls (EPO QC);ADVIA Centaur Free Thyroxine Master Curve Material (FT4 MCM);ADVIA Centaur Androstenedione (ANDRO) Master Curve Material (ANDRO MCM);Atellica IM Herpes-2 IgG Quality Control (HSV2 QC);Atellica IM Enhanced Liver Fibrosis Master Curve Material (ELF MCM);Atellica IM B.R.A.H.M.S PCT QC (PCT QC);Atellica IM Ferritin MCM (FER MCM);ADVIA Centaur Ferritin Master Curve Material (FER MCM);Atellica IM B.R.A.H.M.S PCT MCM (PCT MCM);ADVIA Centaur aCCP QC (aCCP QC);Atellica IM Tg Master Curve Material (Tg MCM);Atellica IM Active-B12 QC (AB12 QC);Atellica IM Calcitonin MCM (CALCT MCM);Atellica IM Anti-HBe2 Quality Control (aHBe2 QC);ADVIA Centaur B-type Natriuretic Peptide Master Curve Material (BNP MCM);ADVIA Centaur EPO QC (EPO QC);ADVIA Centaur Prolactin Master Curve Material (PRL MCM);ADVIA Centaur Active-B12 Quality Control (AB12 QC);Atellica IM EPO MCM (EPO MCM);ADVIA Centaur Insulin Master Curve Material (IRI MCM);Atellica IM B-type Natriuretic Peptide Master Curve Material (BNP MCM);Atellica IM Cortisol Master Curve Material (Cor MCM);ADVIA Centaur C-peptide Master Curve Material (CpS MCM);ADVIA Centaur Active-B12 Master Curve Material (AB12 MCM);ADVIA Centaur Herpes-1 IgG Quality Control (HSV1 QC);ADVIA Centaur Digoxin Master Curve Material (Dig MCM);ADVIA Centaur Total Thyroxine Master Curve Material (T4 MCM);ADVIA Centaur Calcitonin MCM (CALCT MCM);ADVIA Centaur aCCP Master Curve Material (aCCP MCM);Atellica IM PSA MCM (PSA MCM) | Single (Specified) Analyte Controls (Assayed And Unassayed) | 1
Siemens Healthcare | USA | IVD | MMI | ADVIA Centaur;Atellica IM High-Sensitivity Troponin I (TnIH) | Immunoassay Method, Troponin Subunit | 2
Siemens Healthcare | USA | IVD | MMI | ADVIA Centaur High-Sensitivity Troponin I (TNIH) | Immunoassay Method, Troponin Subunit | 2
Siemens Healthcare | USA | IVD | LFZ | Atellica IM CMV IgG (CMV IgG) assay;Atellica IM CMV IgG QC;ADVIA Centaur CMV IgG (CMV IgG) assay;ADVIA Centaur CMV IgG (CMV IgG) Quality Control | Enzyme Linked Immunoabsorbent Assay, Cytomegalovirus | 2
Siemens Healthcare | USA | IVD | QCH | Atellica IM Zika IgM Controls/Ab Controls;ADVIA Centaur Zika Ab;Atellica IM Zika IgM 50T/100T;ADVIA Centaur Zika Ab Controls;ADVIA Centaur Zika IgM;ADVIA Centaur Zika IgM Controls | Assayed Quality Control Material For Clinical Microbiology Assays | 2
Siemens Healthcare | USA | IVD | CDZ | ADVIA Centaur® Testosterone II (TSTII), ADVIA Centaur® SHBG | Radioimmunoassay, Testosterones And Dihydrotestosterone | 1
Siemens Healthcare | USA | IVD | QKP | Atellica IM Sample Inactivation Media;Atellica IM SARS-CoV-2 Antigen Calibrator (CoV2Ag Cal);ADVIA Centaur SARS-CoV-2 Antigen Quality Control(CoV2Ag QC);ADVIA Centaur SARS-CoV-2 Antigen Calibrator (CoV2Ag Cal);Atellica IM SARS-CoV-2 Antigen Quality Control(CoV2Ag QC);ADVIA Centaur Sample Inactivation Media;ADVIA Centaur SARS-CoV-2 Antigen (CoV2Ag);Atellica IM SARS-CoV-2 Antigen (CoV2Ag) | Coronavirus Antigen Detection Test System. | N
Siemens Healthcare | USA | IVD | QQB | ADVIA Centaur Enhanced Liver Fibrosis (ELF);Atellica IM Enhanced Liver Fibrosis (ELF) | Prognostic Test For Assessment Of Liver Related Disease Progression | 2
Siemens Healthcare | USA | IVD | CEE | IMMULITE TBG;IMMULITE TBG Control Module;IMMULITE TBG Sample Diluent;IMMULITE 2000 TBG | Radioimmunoassay, Thyroxine-Binding Globulin | 2
Siemens Healthcare | USA | IVD | LFX | IMMULITE Rubella Quant IgG;IMMULITE | Enzyme Linked Immunoabsorbent Assay, Rubella | 2
Siemens Healthcare | USA | IVD | MSW | IMMULITE 2000 Thyroglobulin Sample Diluent;IMMULITE 2000 Thyroglobulin | System, Test, Thyroglobulin | 2
Siemens Healthcare | USA | IVD | LOM | IMMULITE 2000 XPi System (Automated Immunoassay Analyzer);IML 1000;IML 2000;IMMULITE Anti-Hepititis B Core;IMMULITE 2000 Anti-HBc IgM | Test, Hepatitis B (B Core, Be Antigen, Be Antibody, B Core Igm) | 3
Siemens Healthcare | USA | IVD | LOM | IML 1000;IMMULITE Anti-HBs;IMMULITE 2000 Anti-HBs | Test, Hepatitis B (B Core, Be Antigen, Be Antibody, B Core Igm) | 3
Siemens Healthcare | USA | IVD | CDZ | IML 1000;IML 2000;IMMULITE 2000 SHBG Sample Diluent;IMMULITE SHBG Control Module;IMMULITE SHBG;IMMULITE/IMMULITE 1000 SHBG Sample Diluent;IMMULITE SHBG Diluent Module | Radioimmunoassay, Testosterones And Dihydrotestosterone | 1
Siemens Healthcare | USA | IVD | DHB | IMMULITE 2000 Specific Allergens;IMMULITE 2000 3gAllergy Specific IgE | System, Test, Radioallergosorbent (Rast) Immunological | 2
Siemens Healthcare | USA | IVD | CEW | IMMULITE Intact PTH Control Module;IMMULITE 2000 Intact PTH;IMMULITE/IMMULITE 1000 Intact PTH;IMMULITE Intact PTH (M/P);IMMULITE 2000;IMMULITE 1000;IMMULITE 2000 Intact PTH Sample Diluent;IMMULITE Intact PTH Sample Diluent | Radioimmunoassay, Parathyroid Hormone | 2
Siemens Healthcare | USA | IVD | DHB | Sunflower;IMMULITE 2000 Allergens;Aspergillus niger;IMMULITE 2000 3gAllergy Specific IgE;Poplar;Careless weed;Cephalosporium acremonium;Saltbush | System, Test, Radioallergosorbent (Rast) Immunological | 2
Siemens Healthcare | USA | IVD | CEW | IMMULITE Turbo Intact PTH | Radioimmunoassay, Parathyroid Hormone | 2
Siemens Healthcare | USA | IVD | DHB | IMMULITE 2000 3gAllergy Specific IgE;IML 2000 Specific Allergens | System, Test, Radioallergosorbent (Rast) Immunological | 2
Siemens Healthcare | USA | IVD | JHR | Total IgE Control Module | Radioimmunoassay, Immunoglobulins (D, E) | 2
Siemens Healthcare | USA | IVD | LIP | IMMULITE Syphilis Screen Control Module;IMMULITE 2000 Syphilis Screen | Enzyme Linked Immunoabsorption Assay, Treponema Pallidum | 2
Siemens Healthcare | USA | IVD | DHB | Halibut (F303L2); Mushroom (F212L2);Brewer's Yeast (F403L2); Cantaloupe (F102L2);;IMMULITE 2000 3gAllergy Specific IgE;Cinnamon (F220L2); Flounder (F147L2);;Green Bean (F315L2); Green Pepper (F263L2);Sugar Cane (F21L2); Yogurt (F360L2);Pinto Beans (F300L2); Red Kidney Bean (F287L2) | System, Test, Radioallergosorbent (Rast) Immunological | 2
Siemens Healthcare | USA | IVD | JJX | CMV IgM;IMMULITE 2000 CMV IgM | Single (Specified) Analyte Controls (Assayed And Unassayed) | 1
Siemens Healthcare | USA | IVD | DHX | IMMULITE 2000 CEA-Carcinoembryonic Hormone | System, Test, Carcinoembryonic Antigen | 2
Siemens Healthcare | USA | IVD | CGR | Cortisol Control Module | Radioimmunoassay, Cortisol | 2
Siemens Healthcare | USA | IVD | JKD | IMMULITE C-Peptide;Double Antibody C-Peptide;IMMULITE 2000 C-Peptide | Radioimmunoassay, C-Peptides Of Proinsulin | 1
Siemens Healthcare | USA | IVD | DHA | HCG-Human chorionic gonadotropin;IMMULITE/IMMULITE 1000 HCG Sample Diluent;IMMULITE HCG Control Module;IMMULITE/IMMULITE 1000 HCG;IMMULITE 2000 HCG Sample Diluent;IMMULITE 2000 HCG | System, Test, Human Chorionic Gonadotropin | 2
Siemens Healthcare | USA | IVD | JHR | Total IgE;IMMULITE 2000 Total IgE | Radioimmunoassay, Immunoglobulins (D, E) | 2
Siemens Healthcare | USA | IVD | CDZ | Sex Hormone Bind Globulin (SHBG);IRMA Count SHBG (Sex Hormone Bind Globulin);IMMULITE SHBG (Sex Hormone Bind Globulin) | Radioimmunoassay, Testosterones And Dihydrotestosterone | 1
Siemens Healthcare | USA | IVD | LEH | Vancomycin;IMMULITE 2000 Vancomycin;IMMULITE 2000 Vancomycin Sample Diluent | Radioimmunoassay, Vancomycin | 2
Siemens Healthcare | USA | IVD | JHX | IMMULITE Turbo CK-MB | Fluorometric Method, Cpk Or Isoenzymes | 2
Siemens Healthcare | USA | IVD | JJX | ACTH Control Module | Single (Specified) Analyte Controls (Assayed And Unassayed) | 1
Siemens Healthcare | USA | IVD | JJX | Third Generation TSH Control Module | Single (Specified) Analyte Controls (Assayed And Unassayed) | 1
Siemens Healthcare | USA | IVD | JJX | Thyroid Control Module | Single (Specified) Analyte Controls (Assayed And Unassayed) | 1
Siemens Healthcare | USA | IVD | JJX | Progesterone Calibration Verification Material (CVM) | Single (Specified) Analyte Controls (Assayed And Unassayed) | 1
Siemens Healthcare | USA | IVD | JJX | Third Generation PSA CVM | Single (Specified) Analyte Controls (Assayed And Unassayed) | 1
Siemens Healthcare | USA | IVD | JJX | IMMULITE 2000 PSA Calibration Verification Material | Single (Specified) Analyte Controls (Assayed And Unassayed) | 1
Siemens Healthcare | USA | IVD | JJX | IMMULITE 2000 Total T3 CVM;IMMULITE 2000 TBG CVM;IMMULITE 2000 Estradiol CVM;IMMULITE 2000 Total T4 CVM;IMMULITE 2000 FSH CVM | Single (Specified) Analyte Controls (Assayed And Unassayed) | 1
Siemens Healthcare | USA | IVD | JJX | IMMULITE 2000 Homocysteine CVM;IMMULITE 2000 Insulin CVM;IMMULITE 2000 Pyrilinks-D CVM;IMMULITE 2000 HCG CVM;IMMULITE 2000 Growth Hormone CVM | Single (Specified) Analyte Controls (Assayed And Unassayed) | 1
Siemens Healthcare | USA | IVD | JJX | IMMULITE 2000 3gAllergy Specific IgE;IMMULITE 2000 Total IgE | Single (Specified) Analyte Controls (Assayed And Unassayed) | 1
Siemens Healthcare | USA | IVD | JJX | IMMULITE 2000 AFP Calibration Verification Material;IMMULITE 2000 BR-MA Calibration Verification Material;IMMULITE 2000 OM-MA Calibration Verification Material | Single (Specified) Analyte Controls (Assayed And Unassayed) | 1
Siemens Healthcare | USA | IVD | JJX | IMMULITE 2000 ACTH Calibrator Verification Material | Single (Specified) Analyte Controls (Assayed And Unassayed) | 1
Siemens Healthcare | USA | IVD | JJX | IMMULITE 2000 Intact PTH;IMMULITE 2000 Third Generation TSH;IMMULITE 2000 DHEA-SO4 | Single (Specified) Analyte Controls (Assayed And Unassayed) | 1
Siemens Healthcare | USA | IVD | JJX | IMMULITE 2000 Anti-TPO Ab Calibration Verification Material (CVM);IMMULITE 2000 Thyroglobulin Calibration Verification Material (CVM);IMMULITE 2000 Anti-TG Ab Calibration Verification Material (CVM) | Single (Specified) Analyte Controls (Assayed And Unassayed) | 1
Siemens Healthcare | USA | IVD | JJX | IMMULITE 2000 C-Peptide Calibrator Verification Material (CVM);IMMULITE 2000 Total Testosterone Calibrator Verification Material (CVM);IMMULITE 2000 SHBG Calibrator Verification Material (CVM) | Single (Specified) Analyte Controls (Assayed And Unassayed) | 1
Siemens Healthcare | USA | IVD | JJX | IMMULITE 2000 Free T4 Calibrator Verification Material (CVM);IMMULITE 2000 Prolactin Calibrator Verification Material (CVM);IMMULITE 2000 IGF-I Calibration Verification Material (CVM) | Single (Specified) Analyte Controls (Assayed And Unassayed) | 1
Siemens Healthcare | USA | IVD | JJX | IMMULITE 2000 Free PSA Calibration Verification Material (CVM) | Single (Specified) Analyte Controls (Assayed And Unassayed) | 1
Siemens Healthcare | USA | IVD | JJX | IMMULITE 2000 Cortisol Calibration Verification Material;IMMULITE 2000 Vitamin B12 Calibration Verification Material;IMMULITE 2000 Folic Acid Calibration Verification Material | Single (Specified) Analyte Controls (Assayed And Unassayed) | 1
Siemens Healthcare | USA | IVD | JJX | IMMULITE 2000 Rubella Quantitative IgG Calibration Verification Material;IMMULITE 2000 H.Pylori IgG Calibration Verification Material;IMMULITE 2000 Toxoplasma Quantitative IgG Calibration Verification Material | Single (Specified) Analyte Controls (Assayed And Unassayed) | 1
Siemens Healthcare | USA | IVD | JJX | IMMULITE 2000 High Sensitivity CRP Calibration Verification Material (CVM);IMMULITE 2000 Beta-2 Microglobulin Calibration Verification Material (CVM) | Single (Specified) Analyte Controls (Assayed And Unassayed) | 1
Siemens Healthcare | USA | IVD | JJX | IMMULITE 2000 Free T3 Calibration Verification Material (CVM);IMMULITE 2000 Gastrin Calibration Verification Material (CVM);IMMULITE 2000 LH Calibrator Verification Material (CVM) | Single (Specified) Analyte Controls (Assayed And Unassayed) | 1
Siemens Healthcare | USA | IVD | JJX | IMMULITE 2000 Myoglobin Calibration Verification Material (CVM);IMMULITE 2000 Albumin Calibration Verification Material (CVM) | Single (Specified) Analyte Controls (Assayed And Unassayed) | 1
Siemens Healthcare | USA | IVD | JJX | IMMULITE 2000 Troponin I Calibration Verification Material (CVM);IMMULITE 2000 Androstenedione Calibration Verification Material (CVM) | Single (Specified) Analyte Controls (Assayed And Unassayed) | 1
Siemens Healthcare | USA | IVD | JJX | IMMULITE 2000 Calcitonin Calibration Verification Material (CVM);IMMULITE 2000 Prostatic Acid Phosphatase (PAP) Calibration Verification Material (CVM) | Single (Specified) Analyte Controls (Assayed And Unassayed) | 1
Siemens Healthcare | USA | IVD | JJX | IMMULITE 2000 Ferritin Calibration Verification Material (CVM);IMMULITE 2000 IGFBP-3 Calibration Verification Material (CVM) | Single (Specified) Analyte Controls (Assayed And Unassayed) | 1
Siemens Healthcare | USA | IVD | JJX | IMMULITE 2000 CEA Calibration Verification Material (CVM) | Single (Specified) Analyte Controls (Assayed And Unassayed) | 1
Siemens Healthcare | USA | IVD | JJX | IMMULITE IgF Control Module;IMMULITE Gastrin Control Module | Single (Specified) Analyte Controls (Assayed And Unassayed) | 1
Siemens Healthcare | USA | IVD | JZO | IMMULITE 2000 TSI IMMULITE 2000 TSI Calibration Verification Material | System, Test, Thyroid Autoantibody | 2
Siemens Healthcare | USA | IVD | JKD | IML 1000;IML 2000;IML 2500;ADVIA Centaur;IMMULITE C-Peptide | Radioimmunoassay, C-Peptides Of Proinsulin | 1
Siemens Healthcare | USA | IVD | LGD | IMMULITE / IMMULITE 1000 Toxoplasma Quantitative IgG;IMMULITE 2000 Systems Toxoplasma Quantitative IgG | Enzyme Linked Immunoabsorbent Assay, Toxoplasma Gondii | 2
Siemens Healthcare | USA | IVD | LOM | IMMULITE 2000 HBsAg Confirmatory;IMMULITE HBsAg Sample Diluent;IMMULITE;IML 2000 HEPATITIS B SURFACE ANTIGEN | Test, Hepatitis B (B Core, Be Antigen, Be Antibody, B Core Igm) | 3
Siemens Healthcare | USA | IVD | CEW | Immulite Intact PTH;IMMULITE;IML TURBO PTH (INTACT) | Radioimmunoassay, Parathyroid Hormone | 2
Siemens Healthcare | USA | IVD | JIR | DOUBLE ANTIBODY ALBUMIN | Indicator Method, Protein Or Albumin (Urinary, Non-Quant.) | 1
Siemens Healthcare | USA | IVD | LOK | IMMULITE AFP;IMMULITE AFP Control Module;IMMULITE 2000 AFP | Kit, Test, Alpha-Fetoprotein For Neural Tube Defects | 3
Siemens Healthcare | USA | IVD | CEW | IML 2500;IMMULITE Turbo Intact PTH | Radioimmunoassay, Parathyroid Hormone | 2
Siemens Healthcare | USA | IVD | DHB | IMMULITE 2000 Specific Allergens | System, Test, Radioallergosorbent (Rast) Immunological | 2
Siemens Healthcare | USA | IVD | DHB | T43 - Loblolly Pine;M305 - Penicillium brevi-compactum;A174 - nCan f 1;A295 - nDer f 1;A316 - nDer p 2;A302 - nDer f 2;E7 - Pigeon Droppings;A345 - nFel d 1;E89 - Turkey Feathers;A3050 - nAsp r 1;D201 - Blomia tropicalis;O201 - Tobacco;E91 - Parrot Feathers;A310 - nDer p 1;M12 - Aureobasidium pullulans;E78 - Budgerigar Feathers;T401 Brazilian Peppertree;W36 Rabbit Bush;E85 - Chicken Feathers;E201 - Canary Feathers;F351 - nPen m 1 | System, Test, Radioallergosorbent (Rast) Immunological | 2
Siemens Healthcare | USA | IVD | DHB | Allergen - F237 Apricot, F261 Asparagus, F288 Blueberry;F270 Ginger, F306 Lime, F65 Perch, F236 Whey;F291 Cauliflower, F279 Chili Pepper, F50 Chub Mackerel | System, Test, Radioallergosorbent (Rast) Immunological | 2
Siemens Healthcare | USA | IVD | CGR | IMMULITE® 2000 Cortisol | Radioimmunoassay, Cortisol | 2
Siemens Healthcare | USA | MD | LLZ | Syngo Dynamics VA30 | System, Image Processing, Radiological | 2
Siemens Healthcare | USA | MD | LLZ | Syngo Dynamics | System, Image Processing, Radiological | 2
Siemens Healthcare | USA | MD | LLZ | syngo Dynamics VA40E | System, Image Processing, Radiological | 2
Siemens Healthcare | USA | MD | QIH | syngo Dynamics VA40F | Automated Radiological Image Processing Software | 2
Siemens Healthcare | USA | MD | LLZ | Syngo via protoNeo(Version VA20) | System, Image Processing, Radiological | 2
Siemens Healthcare | USA | MD | LLZ | syngo®.plaza | System, Image Processing, Radiological | 2
Siemens Healthcare | USA | MD | OWB | Artis zee / zeego;Artis Q and Artis Q.zen | Interventional Fluoroscopic X-Ray System | 2
Siemens Healthcare | USA | MD | LLZ | AI-Rad Companion (Engine) | System, Image Processing, Radiological | 2
Siemens Healthcare | USA | MD | JAK | AI-Rad Companion (Pulmonary) | System, X-Ray, Tomography, Computed | 2
Siemens Healthcare | USA | MD | LLZ | syngo.via (Version VB40A) | System, Image Processing, Radiological | 2
Siemens Healthcare | USA | MD | JAK | AI-Rad Companion (Cardiovascular) | System, X-Ray, Tomography, Computed | 2
Siemens Healthcare | USA | MD | JAK | ARTIS icono (VE2) | System, X-Ray, Tomography, Computed | 2
Siemens Healthcare | USA | MD | LLZ | syngo Application Software | System, Image Processing, Radiological | 2
Siemens Healthcare | USA | MD | JAK | Scan&GO with SOMARIS/10 syngo CT VA 30;SOMATOM X.cite with SOMARIS/10 syngo CT VA 30 | System, X-Ray, Tomography, Computed | 2
Siemens Healthcare | USA | MD | JAK | SOMATOM Force with SOMARIS/7 syngo CT VB20;SOMATOM Drive with SOMARIS/7 syngo CT VB20;SOMATOM Definition AS/AS+ with SOMARIS/7 syngo CT VB20;SOMATOM Edge Plus with SOMARIS/7 syngo CT VB20;SOMATOM Definition AS Open with SOMARIS/7 syngo CT VB20;SOMATOM Confidence with SOMARIS/7 syngo CT VB20;SOMATOM Definition Flash with SOMARIS/7 syngo CT VB20;SOMATOM Definition Edge with SOMARIS/7 syngo CT VB20 | System, X-Ray, Tomography, Computed | 2
Siemens Healthcare | USA | MD | JAK | SOMATOM go.Up, with SOMARIS/10 syngo CT VA30;SOMATOM go.Now, with SOMARIS/10 syngo CT VA30;SOMATOM go.Top, with SOMARIS/10 syngo CT VA30;SOMATOM go.All, with SOMARIS/10 syngo CT VA30;Scan&Go, with SOMARIS/10 syngo CT VA30;SOMATOM go.Open Pro, with SOMARIS/10 syngo CT VA30;SOMATOM go.Sim, with SOMARIS/10 syngo CT VA30 | System, X-Ray, Tomography, Computed | 2
Siemens Healthcare | USA | MD | JAK | syngo.CT CaScoring with software SOMARIS/8 VB40 | System, X-Ray, Tomography, Computed | 2
Siemens Healthcare | USA | MD | OEB | Syngo.CT Lung CAD | Lung Computed Tomography System, Computer-Aided Detection | 2
Siemens Healthcare | USA | MD | JAK | AI Rad Companion (Musculoskeletal) | System, X-Ray, Tomography, Computed | 2
Siemens Healthcare | USA | MD | JAK | ARTIS icono (VE2) System | System, X-Ray, Tomography, Computed | 2
Siemens Healthcare | USA | MD | JAK | syngo.CT CaScoring;syngo.CT CaScoring SOMARIS/8 VB50 | System, X-Ray, Tomography, Computed | 2
Siemens Healthcare | USA | MD | MUE | MAMMOMAT Revelation (VC20) | Full Field Digital, System, X-Ray, Mammographic | 2
Siemens Healthcare | USA | MD | OWB | ARTIS pheno (VE2) | Interventional Fluoroscopic X-Ray System | 2
Siemens Healthcare | USA | MD | LLZ | syngo.via View&GO (VA20A) | System, Image Processing, Radiological | 2
Siemens Healthcare | USA | MD | JAK | SOMATOM On.site and On.scene | System, X-Ray, Tomography, Computed | 2
Siemens Healthcare | USA | MD | MUJ | syngo.via RT Image Suite;software version SOMARIS/8 VB50 | System, Planning, Radiation Therapy Treatment | 2
Siemens Healthcare | USA | MD | KPR | YSIO X.pree | System, X-Ray, Stationary | 2
Siemens Healthcare | USA | MD | OEB | Syngo.CT Lung CAD;syngo.CT Lung CAD (VD20) | Lung Computed Tomography System, Computer-Aided Detection | 2
Siemens Healthcare | USA | MD | JAK | syngo.CT Skull Unfolding | System, X-Ray, Tomography, Computed | 2
Siemens Healthcare | USA | MD | MUJ | syngo.via RT Image Suite | System, Planning, Radiation Therapy Treatment | 2
Siemens Healthcare | USA | MD | JAK | SOMATOM go.Up;SOMATOM go.Sim;SOMATOM go.All;SOMATOM go.Now;SOMATOM go.Open Pro;SOMATOM X.ceed;SOMATOM X.cite;Scan&GO Software;SOMATOM go.Top | System, X-Ray, Tomography, Computed | 2
Siemens Healthcare | USA | MD | JAK | syngo.CT Dual Energy | System, X-Ray, Tomography, Computed | 2
Siemens Healthcare | USA | MD | JAK | syngo.CT Extended Functionality | System, X-Ray, Tomography, Computed | 2
Siemens Healthcare | USA | MD | JAK | syngo.CT Neuro Perfusion | System, X-Ray, Tomography, Computed | 2
Siemens Healthcare | USA | MD | JAK | syngo.CT Cardiac Planning | System, X-Ray, Tomography, Computed | 2
Siemens Healthcare | USA | MD | MUJ | syngo.RT Image Suite | System, Planning, Radiation Therapy Treatment | 2
Siemens Healthcare | USA | MD | JAK | NAEOTOM Alpha | System, X-Ray, Tomography, Computed | 2
Siemens Healthcare | USA | MD | LLZ | MAMMOVISTA B.smart | System, Image Processing, Radiological | 2
Siemens Healthcare | USA | MD | JAK | AI-Rad Companion (Pulmonary) | System, X-Ray, Tomography, Computed | 2
Siemens Healthcare | USA | MD | JAK | syngo.CT Extended Functionality | System, X-Ray, Tomography, Computed | 2
Siemens Healthcare | USA | MD | QAS | syngo.CT Brain Hemorrhage | Radiological Computer-Assisted Triage And Notification Software | 2
Siemens Healthcare | USA | MD | OWB | Multitom Rax with True2scale Body Scan Option | Interventional Fluoroscopic X-Ray System | 2
Siemens Healthcare | USA | MD | JAK | syngo.CT Applications | System, X-Ray, Tomography, Computed | 2
Siemens Healthcare | USA | MD | JAK | syngo.CT Dual Energy | System, X-Ray, Tomography, Computed | 2
Siemens Healthcare | USA | MD | OWB | ARTIS pheno (VE21) | Interventional Fluoroscopic X-Ray System | 2
Siemens Healthcare | USA | MD | OWB | ARTIS icono (VE21) | Interventional Fluoroscopic X-Ray System | 2
Siemens Healthcare | USA | MD | JAK | NAEOTOM Alpha, Scan&Go VA50 | System, X-Ray, Tomography, Computed | 2
Siemens Healthcare | USA | MD | JAK | ARTIS icono (VE23) | System, X-Ray, Tomography, Computed | 2
Siemens Healthcare | USA | MD | LLZ | syngo Application Software (VE21) | System, Image Processing, Radiological | 2
Siemens Healthcare | USA | MD | MUJ | syngo.via RT Image Suite (VB70) | System, Planning, Radiation Therapy Treatment | 2
Siemens Healthcare | USA | MD | LLZ | syngo Carbon Space (VA20A) | System, Image Processing, Radiological | 2
Siemens Healthcare | USA | MD | LLZ | syngo.via View&Go (VA30A) | System, Image Processing, Radiological | 2
Siemens Healthcare | USA | MD | JAK | Multitom Rax | System, X-Ray, Tomography, Computed | 2
Siemens Healthcare | USA | MD | QIH | syngo Dynamics (VA40F) | Automated Radiological Image Processing Software | 2
Siemens Healthcare | USA | MD | IZZ | MULTIX TOP/PRO RADIOGRAPHIC X-RAY TABLE | Table, Radiographic, Non-Tilting, Powered | 2
Siemens Healthcare | USA | MD | JAK | SOMATOM SENSATION 64 AND SENSATION CARDIAC | System, X-Ray, Tomography, Computed | 2
Siemens Healthcare | USA | MD | IZI | MODULAR ANGIOGRAPHY SYSTEM AXIOM ARTIS | System, X-Ray, Angiographic | 2
Siemens Healthcare | USA | MD | DQK | NEWCOR;Sensis | Computer, Diagnostic, Programmable | 2
Siemens Healthcare | USA | MD | IZI | DIGITAL IMAGING SYSTEM (BSR);Artis | System, X-Ray, Angiographic | 2
Siemens Healthcare | USA | MD | IZI | AXIOM ARTIS MODULAR ANGIOGRAPHY SYSTEM | System, X-Ray, Angiographic | 2
Siemens Healthcare | USA | MD | IZI | TOP ACOM STATION | System, X-Ray, Angiographic | 2
Siemens Healthcare | USA | MD | LLZ | AX Workstation | System, Image Processing, Radiological | 2
Siemens Healthcare | USA | MD | IZI | Dyna CT | System, X-Ray, Angiographic | 2
Siemens Healthcare | USA | MD | JAK | IN SPACE 3D | System, X-Ray, Tomography, Computed | 2
Siemens Healthcare | USA | MD | LLZ | AX WORKSTATION DR-VIEWER SOFTWARE OPTION | System, Image Processing, Radiological | 2
Siemens Healthcare | USA | MD | LLZ | Syngo Colonography | System, Image Processing, Radiological | 2
Siemens Healthcare | USA | MD | OEB | LUNGCARE CT SOFTWARE PACKAGE WITH EXTENDED FUNCTIONALITY | Lung Computed Tomography System, Computer-Aided Detection | 2
Siemens Healthcare | USA | MD | JAK | 3D-ANGIO | System, X-Ray, Tomography, Computed | 2
Siemens Healthcare | USA | MD | LLZ | syngo.Interventional;X-Leonardo | System, Image Processing, Radiological | 2
Siemens Healthcare | USA | MD | OWB | AXIOM ARTIS - MODULAR ANGIOGRAPHIC SYSTEM | Interventional Fluoroscopic X-Ray System | 2
Siemens Healthcare | USA | MD | JAK | SOMATOM RESPIRATORY GATING | System, X-Ray, Tomography, Computed | 2
Siemens Healthcare | USA | MD | JAK | SOMATOM CARE CONTRAST CT | System, X-Ray, Tomography, Computed | 2
Siemens Healthcare | USA | MD | JAK | SYNGO BODY PERFUSION-CT | System, X-Ray, Tomography, Computed | 2
Siemens Healthcare | USA | MD | JAK | SYNGO CIRCULATION | System, X-Ray, Tomography, Computed | 2
Siemens Healthcare | USA | MD | JAK | syngo expert I | System, X-Ray, Tomography, Computed | 2
Siemens Healthcare | USA | MD | JAK | syngo dual energy | System, X-Ray, Tomography, Computed | 2
Siemens Healthcare | USA | MD | JAK | SYNGO CT ONCOLOGY SOFTWARE PACKAGE | System, X-Ray, Tomography, Computed | 2
Siemens Healthcare | USA | MD | JAK | OSTEO CT FOR THE SOMATOM AR FAMILY AND PLUS 4 CT SYSTEMS | System, X-Ray, Tomography, Computed | 2
Siemens Healthcare | USA | MD | JAK | PERFUSION CT (COMPUTED TOMOGRAPHY) SOFTWARE PACKAGE | System, X-Ray, Tomography, Computed | 2
Siemens Healthcare | USA | MD | JAK | CALCIUM SCORING | System, X-Ray, Tomography, Computed | 2
Siemens Healthcare | USA | MD | OXO | Luminos dRF Max;AXIOM LUMINOS DRF | Image-Intensified Fluoroscopic X-Ray System, Mobile | 2
Siemens Healthcare | USA | MD | JAK | SOMATOM P30 CT SYSTEMS ( Emotion MS- multislice) | System, X-Ray, Tomography, Computed | 2
Siemens Healthcare | USA | MD | JAK | SOMATOM RADIATION TREATMENT PLANNING (RTP) PACKAGE | System, X-Ray, Tomography, Computed | 2
Siemens Healthcare | USA | MD | NWE | COLONGRAPHY SOFTWARE PACKAGE WITH EXTENDED FUNCTIONALITY | Colon Computed Tomography System, Computer Aided Detection | 2
Siemens Healthcare | USA | MD | JAK | SOMATOM DEFINITION FLASH | System, X-Ray, Tomography, Computed | 2
Siemens Healthcare | USA | MD | JAK | SOMATOM Definition Flash with Stellar Detector | System, X-Ray, Tomography, Computed | 2
Siemens Healthcare | USA | MD | JAK | SOMATOM P47;SOMATOM Flash DS | System, X-Ray, Tomography, Computed | 2
Siemens Healthcare | USA | MD | JAK | SOMATOM Definition AS Open | System, X-Ray, Tomography, Computed | 2
Siemens Healthcare | USA | MD | IYN | ACUSON Sequoia Diagnostic Ultrasound System | System, Imaging, Pulsed Doppler, Ultrasonic | 2
Siemens Healthcare | USA | MD | IYN | ACUSON Sequoia Plus Diagnostic Ultrasound System | System, Imaging, Pulsed Doppler, Ultrasonic | 2
Siemens Healthcare | USA | MD | OBJ | Acuson AcuNav Diagnostic Catheter | Catheter, Ultrasound, Intravascular | 2
Siemens Healthcare | USA | MD | OBJ | Acuson AcuNav Diagnostic Catheter | Catheter, Ultrasound, Intravascular | 2
Siemens Healthcare | USA | MD | IYN | ACUSON P50 Diagnostic Ultrasound System | System, Imaging, Pulsed Doppler, Ultrasonic | 2
Siemens Healthcare | USA | MD | IYN | ACUSON Antares Diagnostic Ultrasound System | System, Imaging, Pulsed Doppler, Ultrasonic | 2
Siemens Healthcare | USA | MD | IYN | ACUSON G60 Diagnostic Ultrasound System;ACUSON G50 Diagnostic Ultrasound System | System, Imaging, Pulsed Doppler, Ultrasonic | 2
Siemens Healthcare | USA | MD | IYO | ACUSON S2000 Diagnostic Ultrasound System | System, Imaging, Pulsed Echo, Ultrasonic | 2
Siemens Healthcare | USA | MD | IYN | ACUSON P10 Diagnostic Ultrasound System | System, Imaging, Pulsed Doppler, Ultrasonic | 2
Siemens Healthcare | USA | MD | OBJ | ACUSON S3000 Diagnostic Ultrasound System | Catheter, Ultrasound, Intravascular | 2
Siemens Healthcare | USA | MD | IYO | ACUSON SC2000 Diagnostic Ultrasound System | System, Imaging, Pulsed Echo, Ultrasonic | 2
Siemens Healthcare | USA | MD | OBJ | ACUSON S2000 Diagnostic Ultrasound System;ACUSON S3000 Diagnostic Ultrasound System | Catheter, Ultrasound, Intravascular | 2
Siemens Healthcare | USA | MD | OBJ | ACUSON AcuNav V Diagnostic Ultrasound Catheter | Catheter, Ultrasound, Intravascular | 2
Siemens Healthcare | USA | MD | OBJ | ACUSON S2000 Diagnostic Ultrasound System;ACUSON S3000 Diagnostic Ultrasound System | Catheter, Ultrasound, Intravascular | 2
Siemens Healthcare | USA | MD | IYN | ACUSON Antares Diagnostic Ultrasound System | System, Imaging, Pulsed Doppler, Ultrasonic | 2
Siemens Healthcare | USA | MD | IYN | ACUSON S3000 Diagnostic Ultrasound System | System, Imaging, Pulsed Doppler, Ultrasonic | 2
Siemens Healthcare | USA | MD | IYN | ACUSON S2000 Diagnostic Ultrasound System | System, Imaging, Pulsed Doppler, Ultrasonic | 2
Siemens Healthcare | USA | MD | IYN | ACUSON P50 Diagnostic Ultrasound System | System, Imaging, Pulsed Doppler, Ultrasonic | 2
Siemens Healthcare | USA | MD | IYN | ACUSON Sequoia Diagnostic Ultrasound System | System, Imaging, Pulsed Doppler, Ultrasonic | 2
Siemens Healthcare | USA | MD | IYN | ACUSON X500 Diagnostic Ultrasound System | System, Imaging, Pulsed Doppler, Ultrasonic | 2
Siemens Healthcare | USA | MD | IYN | ACUSON S2000 Diagnostic Ultrasound System | System, Imaging, Pulsed Doppler, Ultrasonic | 2
Siemens Healthcare | USA | MD | IYN | ACUSON S2000 Diagnostic Ultrasound System | System, Imaging, Pulsed Doppler, Ultrasonic | 2
Siemens Healthcare | USA | MD | IYN | ACUSON S2000 Diagnostic Ultrasound System | System, Imaging, Pulsed Doppler, Ultrasonic | 2
Siemens Healthcare | USA | MD | IYN | ACUSON Antares Diagnostic Ultrasound System | System, Imaging, Pulsed Doppler, Ultrasonic | 2
Siemens Healthcare | USA | MD | IYN | ACUSON Antares Diagnostic Ultrasound System | System, Imaging, Pulsed Doppler, Ultrasonic | 2
Siemens Healthcare | USA | MD | DQO | ACUSON Sequoia Diagnostic Ultrasound System | Catheter, Intravascular, Diagnostic | 2
Siemens Healthcare | USA | MD | IYN | ACUSON S2000 Diagnostic Ultrasound System | System, Imaging, Pulsed Doppler, Ultrasonic | 2
Siemens Healthcare | USA | MD | OBJ | ACUSON AcuNav Diagnostic Catheter | Catheter, Ultrasound, Intravascular | 2
Siemens Healthcare | USA | MD | DQO | ACUSON Sequoia Diagnostic Ultrasound System | Catheter, Intravascular, Diagnostic | 2
Siemens Healthcare | USA | MD | IYN | ACUSON X150 Diagnostic Ultrasound System | System, Imaging, Pulsed Doppler, Ultrasonic | 2
Siemens Healthcare | USA | MD | IYN | ACUSON X150 Diagnostic Ultrasound System | System, Imaging, Pulsed Doppler, Ultrasonic | 2
Siemens Healthcare | USA | MD | IYN | ACUSON SC2000 Diagnostic Ultrasound System | System, Imaging, Pulsed Doppler, Ultrasonic | 2
Siemens Healthcare | USA | MD | IYN | ACUSON SC2000 Diagnostic Ultrasound System | System, Imaging, Pulsed Doppler, Ultrasonic | 2
Siemens Healthcare | USA | MD | IYN | ACUSON S2000 Diagnostic Ultrasound System;ACUSON S3000 Diagnostic Ultrasound System;ACUSON S1000 Diagnostic Ultrasound System | System, Imaging, Pulsed Doppler, Ultrasonic | 2
Siemens Healthcare | USA | MD | OBJ | SC2000 Workplace;SC2000 Diagnostic Ultrasound System | Catheter, Ultrasound, Intravascular | 2
Siemens Healthcare | USA | MD | OBJ | X300 Diagnostic Ultrasound System;SC2000 Diagnostic Ultrasound System | Catheter, Ultrasound, Intravascular | 2
Siemens Healthcare | USA | MD | IYN | Acuson S3000 Diagnostic Ultrasound System;Acuson S1000 Diagnostic Ultrasound System;Acuson S2000 Diagnostic Ultrasound System | System, Imaging, Pulsed Doppler, Ultrasonic | 2
Siemens Healthcare | USA | MD | OBJ | ACUSON Oxana Diagnostic Ultrasound System;ACUSON S2000 Diagnostic Ultrasound System;ACUSON S3000 Diagnostic Ultrasound System;ACUSON S1000 Diagnostic Ultrasound System | Catheter, Ultrasound, Intravascular | 2
Siemens Healthcare | USA | MD | IYN | Aspen Diagnostic Ultrasound System | System, Imaging, Pulsed Doppler, Ultrasonic | 2
Siemens Healthcare | USA | MD | IYN | G60 Diagnostic Ultrasound System | System, Imaging, Pulsed Doppler, Ultrasonic | 2
Siemens Healthcare | USA | MD | IYN | Elegra Diagnostic Ultrasound System | System, Imaging, Pulsed Doppler, Ultrasonic | 2
Siemens Healthcare | USA | MD | IYN | ACUSON NX2 Diagnostic Ultrasound System | System, Imaging, Pulsed Doppler, Ultrasonic | 2
Siemens Healthcare | USA | MD | LLZ | syngo Dynamics (Version VA40E) | System, Image Processing, Radiological | 2
Siemens Healthcare | USA | MD | LLZ | MAMMOVISTA B.smart;VB70 | System, Image Processing, Radiological | 2
Siemens Healthcare | USA | MD | LLZ | syngo.via View&Go (VA40A) | System, Image Processing, Radiological | 2
Siemens Healthcare | USA | MD | OWB | Uroskop;U04 endourological R/F system | Interventional Fluoroscopic X-Ray System | 2
Siemens Healthcare | USA | MD | LNS | Lithotriptor;LITHOSKOP | Lithotriptor, Extracorporeal Shock-Wave, Urological | 2
Siemens Healthcare | USA | MD | MQB | UROSKOP OMNIA / Omnia Max | Solid State X-Ray Imager (Flat Panel/Digital Imager) | 2
Siemens Healthcare | USA | MD | MUE | MAMMOMAT INSPIRATION | Full Field Digital, System, X-Ray, Mammographic | 2
Siemens Healthcare | USA | MD | OWB | ARTIS Q AND Q.ZEN- MODULAR ANGIOGRAPHIC SYSTEM | Interventional Fluoroscopic X-Ray System | 2
Siemens Healthcare | USA | MD | LLZ | syngo DynaPBV Body Software | System, Image Processing, Radiological | 2
Siemens Healthcare | USA | MD | JAK | SYNGO, CT CARDIAC FUNCTION | System, X-Ray, Tomography, Computed | 2
Siemens Healthcare | USA | MD | JAK | SYNGO, CT BONE READING | System, X-Ray, Tomography, Computed | 2
Siemens Healthcare | USA | MD | JAK | SOMATOM DEFINITION EDGE | System, X-Ray, Tomography, Computed | 2
Siemens Healthcare | USA | MD | IZI | Luminos Agile;Luminos Agile (Max) | System, X-Ray, Angiographic | 2
Siemens Healthcare | USA | MD | KPR | Ysio | System, X-Ray, Stationary | 2
Siemens Healthcare | USA | MD | OWB | Artis zee and Artis zeego with CSX 10 Detector VC21 | Interventional Fluoroscopic X-Ray System | 2
Siemens Healthcare | USA | MD | MUE | MAMMOMAT INSPIRATION PRIME | Full Field Digital, System, X-Ray, Mammographic | 2
Siemens Healthcare | USA | MD | JAK | syngo.CT Neuro | System, X-Ray, Tomography, Computed | 2
Siemens Healthcare | USA | MD | JAK | sungo.CT Pulmo 3D | System, X-Ray, Tomography, Computed | 2
Siemens Healthcare | USA | MD | DQK | Sensis Lite;Sensis | Computer, Diagnostic, Programmable | 2
Siemens Healthcare | USA | MD | LLZ | syngo Neuro PBV IR | System, Image Processing, Radiological | 2
Siemens Healthcare | USA | MD | JAK | Somatom Definition AS Open (Somaris/7 VA46A) | System, X-Ray, Tomography, Computed | 2
Siemens Healthcare | USA | MD | KPR | Ysio Max;Ysio Max Rad X-ray system (modular system of X-Ray) | System, X-Ray, Stationary | 2
Siemens Healthcare | USA | MD | JAK | Somatom Force | System, X-Ray, Tomography, Computed | 2
Siemens Healthcare | USA | MD | JAK | Admire | System, X-Ray, Tomography, Computed | 2
Siemens Healthcare | USA | MD | JAK | ARTIS ZEE/ZEEGO SW VC21 (with CARE claims) | System, X-Ray, Tomography, Computed | 2
Siemens Healthcare | USA | MD | IZI | ARTIS ZEE / ZEEGO WITH SW VC14 | System, X-Ray, Angiographic | 2
Siemens Healthcare | USA | MD | JAK | iterative Metal Artifact Reconstruction Software;iMAR software | System, X-Ray, Tomography, Computed | 2
Siemens Healthcare | USA | MD | LLZ | syngo X-Workplace SW VD10 | System, Image Processing, Radiological | 2
Siemens Healthcare | USA | MD | JAK | SOMATOM Definition Edge VA48 software;SOMATOM Definition Edge | System, X-Ray, Tomography, Computed | 2
Siemens Healthcare | USA | MD | JAK | Siemens SOMATOM Definition AS/AS+ with software version syngo ® VA48 (SOMARIS/7 VA48);SOMATOM Definition AS/AS+ | System, X-Ray, Tomography, Computed | 2
Siemens Healthcare | USA | MD | JAK | SOMATOM Definition Flash;SOMATOM Definition Flash with SOMARIS/7 VA48 | System, X-Ray, Tomography, Computed | 2
Siemens Healthcare | USA | MD | OTE | Mammomat Revelation with Tomosynthesis option;Mammomat Inspiration with Tomosynthesis option | Digital Breast Tomosynthesis | 3
Siemens Healthcare | USA | MD | JAK | SOMATOM Definition AS Open;SOMATOM Definition AS Open VA48 | System, X-Ray, Tomography, Computed | 2
Siemens Healthcare | USA | MD | JAK | MODIFICATION TO SYNGO INSPACE 4D | System, X-Ray, Tomography, Computed | 2
Siemens Healthcare | USA | MD | JAK | SYNGO CIRCULATION SOFTWARE PACKAGE WITH EXTENDED FUNCTIONALITY | System, X-Ray, Tomography, Computed | 2
Siemens Healthcare | USA | MD | JAK | syngo.CT Dental | System, X-Ray, Tomography, Computed | 2
Siemens Healthcare | USA | MD | JAK | syngo.CT Single Source Dual Energy;syngo.CT Single Source Dual Energy (VB10) | System, X-Ray, Tomography, Computed | 2
Siemens Healthcare | USA | MD | JAK | syngo.CT Dual Energy;syngo.CT Dual Energy (VB10) | System, X-Ray, Tomography, Computed | 2
Siemens Healthcare | USA | MD | MUJ | syngo.via RT Image Suite | System, Planning, Radiation Therapy Treatment | 2
Siemens Healthcare | USA | MD | DQK | Sensis Vibe;Sensis | Computer, Diagnostic, Programmable | 2
Siemens Healthcare | USA | MD | MUE | Mammomat Fusion | Full Field Digital, System, X-Ray, Mammographic | 2
Siemens Healthcare | USA | MD | JAK | syngo.CT Myocardial Perfusion | System, X-Ray, Tomography, Computed | 2
Siemens Healthcare | USA | MD | OWB | Multitom Rax | Interventional Fluoroscopic X-Ray System | 2
Siemens Healthcare | USA | MD | JAK | SOMATOM Force;Low Dose Lung Cancer Screening for Siemens Computed Tomography (CT) Systems.;Low Dose Lung Cancer Screening | System, X-Ray, Tomography, Computed | 2
Siemens Healthcare | USA | MD | LLZ | syngo Application Software VD11 | System, Image Processing, Radiological | 2
Siemens Healthcare | USA | MD | JAK | Somatom Drive | System, X-Ray, Tomography, Computed | 2
Siemens Healthcare | USA | MD | LLZ | syngo Application Software (VD11) | System, Image Processing, Radiological | 2
Siemens Healthcare | USA | MD | JAK | SOMATOM Confidence® RT Pro | System, X-Ray, Tomography, Computed | 2
Siemens Healthcare | USA | MD | JAK | syngo.CT Extended Functionality;VB20 Extended Functionality | System, X-Ray, Tomography, Computed | 2
Siemens Healthcare | USA | MD | JAK | SYNGO INSPACE 4D | System, X-Ray, Tomography, Computed | 2
Siemens Healthcare | USA | MD | JAK | syngo.CT Single Source Dual Energy (twin beam) | System, X-Ray, Tomography, Computed | 2
Siemens Healthcare | USA | MD | JAK | ADMIRE;ADMIRE Quantitative Dose Reduction | System, X-Ray, Tomography, Computed | 2
Siemens Healthcare | USA | MD | MUE | Mammomat Fusion with Stereotactic Biopsy | Full Field Digital, System, X-Ray, Mammographic | 2
Siemens Healthcare | Singapore | IVD |  | Siemens ADVIA Centaur BNP Reagent system | Immunology | Class C IVD
Siemens Healthcare | Singapore | IVD |  | Siemens IMMULITE 2000 Toxoplasma IgM (μ-Capture) | Microbiology | Class C IVD
Siemens Healthcare | Singapore | IVD |  | Siemens IMMULITE 2000 CEA | Immunology | Class C IVD
Siemens Healthcare | Singapore | IVD |  | Siemens IMMULITE 2000 Troponin I | Immunology | Class C IVD
Siemens Healthcare | Singapore | IVD |  | Siemens IMMULITE 2000 CK-MB | Clinical chemistry | Class C IVD
Siemens Healthcare | Singapore | IVD |  | Siemens IMMULITE® 2000 Anti-HBc | Microbiology | Class D IVD
Siemens Healthcare | Singapore | IVD |  | Siemens IMMULITE 2000 CMV IgM/ CMV IgM Controls | Immunology | Class C IVD
Siemens Healthcare | Singapore | IVD |  | IMMULITE®/IMMULITE® 1000 CMV IgM and IMMULITE® CMV IgM Controls | Microbiology | Class C IVD
Siemens Healthcare | Singapore | IVD |  | Siemens ADVIA Centaur CKMB Reagent system | Immunology | Class C IVD
Siemens Healthcare | Singapore | MD |  | Siemens Symbia System T Series | Radiology / Imaging | Class C medical device
Siemens Healthcare | Singapore | IVD |  | Siemens Healthcare Diagnostics VERSANT® HCV Genotype Assay (LiPA) | Microbiology | Class C IVD
Siemens Healthcare | Singapore | IVD |  | Rapidlab® 348 /pO2 Sensor | Clinical chemistry | Class C IVD
Siemens Healthcare | Singapore | IVD |  | Siemens IMMULITE 2000 Anti-HBs and IMMULITE Anti-HBs Controls | Immunology | Class D IVD
Siemens Healthcare | Singapore | IVD |  | Siemens IMMULITE 2000 OM-MA | Immunology | Class C IVD
Siemens Healthcare | Singapore | IVD |  | Siemens IMMULITE 2000 HBsAg | Immunology | Class D IVD
Siemens Healthcare | Singapore | IVD |  | Siemens IMMULITE 2000 Anti-HBc IgM | Immunology | Class D IVD
Siemens Healthcare | Singapore | IVD |  | Siemens ADVIA Centaur® free PSA (fPSA) assay | Immunology | Class C IVD
Siemens Healthcare | Singapore | IVD |  | Siemens ADVIA Centaur, CP, XP TnI Ultra Reagent | Immunology | Class C IVD
Siemens Healthcare | Singapore | IVD |  | IMMULITE®/IMMULITE® 1000 Rubella Quantitative IgG | Microbiology | Class C IVD
Siemens Healthcare | Singapore | IVD |  | Siemens Cellognost® Amoebiasis | Microbiology | Class B IVD
Siemens Healthcare | Singapore | IVD |  | Siemens Syva® Emit® 2000 Valproic Acid Assay and Syva® Emit® 2000 Valproic Acid Calibrators | Clinical chemistry | Class C IVD
Siemens Healthcare | Singapore | IVD |  | Siemens ADVIA Centaur Digoxin Reagent system | Clinical toxicology | Class C IVD
Siemens Healthcare | Singapore | IVD |  | Siemens ADVIA Chemistry 1800, 2400, XPT Lipoprotein(a) (LPA) Reagent | Clinical chemistry | Class B IVD
Siemens Healthcare | Singapore | MD |  | Siemens Somatom Definition Edge System | Radiology / Imaging | Class C medical device
Siemens Healthcare | Singapore | MD |  | Siemens Acuson Freestyle Diagnostic Ultrasound System | Radiology / Imaging | Class B medical device
Siemens Healthcare | Singapore | IVD |  | Siemens IMMULITE 2000 C-Peptide | Clinical chemistry | Class B IVD
Siemens Healthcare | Singapore | IVD |  | Siemens IMMULITE 2000 Insulin | Clinical chemistry | Class B IVD
Siemens Healthcare | Singapore | IVD |  | Siemens IMMULITE®/IMMULITE® 1000 C-Peptide | Clinical chemistry | Class B IVD
Siemens Healthcare | Singapore | IVD |  | Siemens IMMULITE®/IMMULITE® 1000 Insulin | Clinical chemistry | Class B IVD
Siemens Healthcare | Singapore | IVD |  | Siemens IMMULITE®/IMMULITE® 1000 BR-MA | Immunology | Class C IVD
Siemens Healthcare | Singapore | IVD |  | Siemens IMMULITE 2000 BR-MA | Immunology | Class C IVD
Siemens Healthcare | Singapore | IVD |  | Siemens ADVIA Centaur® Anti-HBs2 (aHBs2) | Immunology | Class D IVD
Siemens Healthcare | Singapore | MD |  | Siemens Luminos Fusion | Radiology / Imaging | Class C medical device
Siemens Healthcare | Singapore | IVD |  | Siemens HEMASTIX Reagent Strips for Urinalysis | Clinical chemistry | Class B IVD
Siemens Healthcare | Singapore | IVD |  | Siemens IMMULITE® 2000 EPO | Hematology | Class B IVD
Siemens Healthcare | Singapore | IVD |  | Siemens IMMULITE® 1000 EPO | Hematology | Class B IVD
Siemens Healthcare | Russia | MD |  | Аппараты слуховые внутриушные Music Pro в собранном и несобранном виде
Siemens Healthcare | Russia | MD |  | Аппараты слуховые внутриушные Phoenix в собранном и несобранном виде
Siemens Healthcare | Russia | MD |  | Аппараты слуховые внутриушные INFINITI Pro в собранном и несобранном виде
Siemens Healthcare | Russia | MD |  | Аппараты слуховые внутриушные Acuris в собранном и несобранном виде
Siemens Healthcare | Russia | MD |  | Аппарат для нервной стимуляции и обезболивающей терапии мод. Sonocur Plus Sonocur Basic в комплектации (см. на обороте)
Siemens Healthcare | Russia | MD |  | Томограф медицинский компьютерный EVOLUTION
Siemens Healthcare | Russia | MD |  | Установки диагностические рентгеновские серии SOMATOM модификаций SOMATOM Balance SOMATOM Emotion SOMATOM Esprit SOMATOM Volume Zoom SOMATOM Volume Access в комплектации (см. Приложения на 12 листах)
Siemens Healthcare | Singapore | MD |  | Siemens SOMATOM Definition AS | Radiology / Imaging | Class C medical device
Siemens Healthcare | Singapore | MD |  | Siemens NAEOTOM Alpha | Radiology / Imaging | Class C medical device
Siemens Healthcare | Singapore | MD |  | Siemens Cios Fit | Radiology / Imaging | Class C medical device
Siemens Healthcare | Singapore | IVD |  | Siemens Atellica CH Total Protein_2 (TP_2) | Clinical chemistry | Class B IVD
Siemens Healthcare | Singapore | IVD |  | Siemens Atellica CH Revised C-Reactive Protein (RCRP) | Clinical chemistry | Class B IVD
Siemens Healthcare | Singapore | IVD |  | Siemens Atellica CH Lactate_3 (Lac_3) | Clinical chemistry | Class B IVD
Siemens Healthcare | Singapore | MD |  | Siemens AI-Rad Companion Prostate MR | Radiology / Imaging | Class B medical device
Siemens Healthcare | Singapore | MD |  | Siemens Al-Rad Companion (Musculoskeletal) | Radiology / Imaging | Class B medical device
Siemens Healthcare | Singapore | MD |  | Siemens Al-Rad Companion (Pulmonary) | Radiology / Imaging | Class B medical device
Siemens Healthcare | Singapore | IVD |  | Siemens Atellica IM Anti-Thyroglobulin II (aTgII) | Immunology | Class B IVD
Siemens Healthcare | Singapore | IVD |  | Siemens Atellica CH Lithium_2 (LITH_2) | Clinical chemistry | Class C IVD
Siemens Healthcare | Singapore | IVD |  | Siemens Atellica CH Anti-Streptolysin-O_3 (ASO_3) | Clinical chemistry | Class B IVD
Siemens Healthcare | Singapore | IVD |  | Siemens Atellica CH Iron3 (Iron3) | Clinical chemistry | Class B IVD
Siemens Healthcare | Singapore | IVD |  | Siemens Atellica CH Cholinesterase_2 (CHE_2) | Clinical chemistry | Class B IVD
Siemens Healthcare | Singapore | IVD |  | Siemens Atellica CH Haptoglobin_2 (Hapt_2) | Clinical chemistry | Class B IVD
Siemens Healthcare | Singapore | MD |  | Siemens Syngo Carbon Space | Radiology / Imaging | Class B medical device
Siemens Healthcare | Singapore | IVD |  | Siemens Atellica CH Enzymatic Creatinine_3 (ECre3) | Clinical chemistry | Class B IVD
Siemens Healthcare | Singapore | IVD |  | Siemens Atellica CH HDL Cholesterol (HDLC) | Clinical chemistry | Class B IVD
Siemens Healthcare | Singapore | IVD |  | Siemens Atellica CH Triglycerides_2 (Trig_2) | Clinical chemistry | Class B IVD
Siemens Healthcare | Singapore | IVD |  | Siemens Atellica CH LDL Cholesterol (LDLC) | Clinical chemistry | Class B IVD
Siemens Healthcare | Singapore | MD |  | Siemens AI-Rad Companion Organs RT | Radiology / Imaging | Class C medical device
Siemens Healthcare | Singapore | MD |  | Siemens Al-Rad Companion Chest X-ray | Radiology / Imaging | Class B medical device
Siemens Healthcare | Singapore | IVD |  | Siemens Atellica IM CMV IgM | Immunology | Class C IVD
Siemens Healthcare | Singapore | IVD |  | Siemens Atellica IM Quantitative HBsAg (QHBs) | Immunology | Class C IVD
Siemens Healthcare | Singapore | MD |  | BC Validation Kit |  | Class A
Siemens Healthcare | Singapore | MD |  | BCS System Cuvette Rotors |  | Class A
Siemens Healthcare | Singapore | MD |  | BC vials (10x15ml) |  | Class A
Siemens Healthcare | Singapore | MD |  | Detector holder,movable |  | Class A
Siemens Healthcare | Singapore | MD |  | Grid 115cm with accessories |  | Class A
Siemens Healthcare | Singapore | MD |  | Grid 150cm with accessories |  | Class A
Siemens Healthcare | Singapore | MD |  | APTIO ALIQUOT TUBE LABELS (1700) |  | Class A
Siemens Healthcare | Singapore | MD |  | ADVIA CHEM XPT - MECH CONN KIT APTIO |  | Class A
Siemens Healthcare | Singapore | MD |  | VC X3 Kit IMM XPi Right C0352 & Up |  | Class A
Siemens Healthcare | Singapore | MD |  | AUTOM'N COVER APTIO G801 UP REAR - Aptio IMMULITE |  | Class A
Siemens Healthcare | Singapore | MD |  | ADVIA 120 LABCELL INTERFACE KIT |  | Class A
Siemens Healthcare | Singapore | MD |  | COMPRESSOR APTIO 12.5CFM-50HZ |  | Class A
Siemens Healthcare | Singapore | MD |  | UPS APTIO 10KVA 1 PHASE 60HZ |  | Class A
Siemens Healthcare | Singapore | MD |  | CentraLink System Software Upgrade Kit |  | Class A
Siemens Healthcare | Singapore | MD |  | CentraLink v13.0.1 Upgrade Kit |  | Class A
Siemens Healthcare | Singapore | MD |  | Bulk Input Module w/o Slot |  | Class A
Siemens Healthcare | Singapore | MD |  | Slot-Bulk Input Module-TIM |  | Class A
Siemens Healthcare | Singapore | MD |  | Track Module (1 Meter) |  | Class A
Siemens Healthcare | Singapore | MD |  | Automation System Software |  | Class A
Siemens Healthcare | Singapore | MD |  | CentraLink v16 Software Installation Kit |  | Class A
Siemens Healthcare | Singapore | MD |  | Atellica Magline End Cover Kit |  | Class A
Siemens Healthcare | Singapore | MD |  | IM SVK |  | Class A
Siemens Healthcare | Singapore | MD |  | Tischverbreiterung (Tabletop extension) |  | Class A
Siemens Healthcare | Singapore | MD |  | Kissenset Schädellagerung 7tlg. (Cushion set head support 7pcs.) |  | Class A
Siemens Healthcare | Singapore | MD |  | RAPIDComm v5.0 UA/DCA NEW INSTALL |  | Class A
Siemens Healthcare | Singapore | MD |  | Aptio Rack Input Module |  | Class A
Siemens Healthcare | Singapore | MD |  | Aptio Aliquoter Module |  | Class A
Siemens Healthcare | Singapore | MD |  | Aptio Track T Module |  | Class A
Siemens Healthcare | Singapore | MD |  | Aptio Rack Input Module Slot (RIM) |  | Class A
Siemens Healthcare | Singapore | MD |  | Aptio Aliquot Capper Module w/o slot |  | Class A
Siemens Healthcare | Singapore | MD |  | Aptio 15000 Refrig Storage Module (RSM) |  | Class A
Siemens Healthcare | Singapore | MD |  | Aptio EXL Interface |  | Class A
Siemens Healthcare | Singapore | MD |  | Aptio 1800/2400 Interface w/o Slot |  | Class A
Siemens Healthcare | Singapore | MD |  | Biograph CareVision Ceiling Support |  | Class A
Siemens Healthcare | Singapore | MD |  | CareVision Flat Screen |  | Class A
Siemens Healthcare | Singapore | MD |  | Biograph CareVision Ceiling kit – Dual Mon. |  | Class A
Siemens Healthcare | Singapore | MD |  | Table Rad CM |  | Class A
Siemens Healthcare | Singapore | MD |  | BABIX retainer, U-shape 700 mm |  | Class A
Siemens Healthcare | Singapore | MD |  | Cassette holder without retain |  | Class A
Siemens Healthcare | Singapore | MD |  | Behring Coagulation Cups 500ST |  | Class A
Siemens Healthcare | Singapore | MD |  | APTIO 2120 INTERFACE W/O SLOT |  | Class A
Siemens Healthcare | Singapore | MD |  | KIT AUTOMATION CONNECTIVITY DIMN VISTA - Aptio Vista |  | Class A
Siemens Healthcare | Singapore | MD |  | AUTOMATION COVER APTIO G801 UP - Aptio IMMULITE |  | Class A
Siemens Healthcare | Singapore | MD |  | TUBE RACK, MODIFIED - ADVIA 2120I |  | Class A
Siemens Healthcare | Singapore | MD |  | Sysmex CS-5100 LAS Connectivity Kit No. 238 |  | Class A
Siemens Healthcare | Singapore | MD |  | COMPRESSOR APTIO 7.2CFM-60HZ |  | Class A
Siemens Healthcare | Singapore | MD |  | North America - Transformers AC Three Phase |  | Class A
Siemens Healthcare | Singapore | MD |  | APTIO EXL INTERFACE W/STAT |  | Class A
Siemens Healthcare | Singapore | MD |  | ADVIA 120/2120 Connection Kit |  | Class A
Siemens Healthcare | Singapore | MD |  | Track Head – Standard |  | Class A
Siemens Healthcare | Singapore | MD |  | RAPIDComm v6.0 Diabetes Modality License |  | Class A
Siemens Healthcare | Singapore | MD |  | RAPIDComm v7.0 Blood Gas Modality License |  | Class A
Siemens Healthcare | Singapore | MD |  | RAPIDComm v7.0 Blood Gas Modality License |  | Class A
Siemens Healthcare | Singapore | MD |  | Atellica Magline Analyzer Add. Kit |  | Class A
Siemens Healthcare | Singapore | IVD |  | Atellica IM Multi-Diluent 12 |  | Class A
Siemens Healthcare | Singapore | MD |  | IMMULITE 2000 Nesting Cups 2 mL |  | Class A
Siemens Healthcare | Singapore | MD |  | syngo Workflow MLR |  | Class A
Siemens Healthcare | Singapore | MD |  | Aptio Decapper Module |  | Class A
Siemens Healthcare | Singapore | MD |  | Aptio Track L-Turn Module |  | Class A
Siemens Healthcare | Singapore | MD |  | Aptio Track U-Turn Module |  | Class A
Siemens Healthcare | Singapore | MD |  | Aptio Aliquoter Module w/o Slot |  | Class A
Siemens Healthcare | Singapore | MD |  | Aptio IMMULITE Interface |  | Class A
Siemens Healthcare | Singapore | MD |  | Aptio IMMULITE Interface Slot |  | Class A
Siemens Healthcare | Singapore | MD |  | Aptio Centaur XP Interface w/o Slot |  | Class A
Siemens Healthcare | Singapore | MD |  | ECG Cables |  | Class A
Siemens Healthcare | Singapore | MD |  | Biograph CareVision Monitor Cart |  | Class A
Siemens Healthcare | Singapore | MD |  | Acquisition Workplace Ext (B16) |  | Class A
Siemens Healthcare | Singapore | MD |  | ECG Cables |  | Class A
Siemens Healthcare | Singapore | MD |  | Compression belt |  | Class A
Siemens Healthcare | Singapore | MD |  | VersaCell Expansion Pack (VersaCell® X3 Solution) |  | Class A
Siemens Healthcare | Singapore | MD |  | APTIO ADDITIONAL INPUT OUTPUT MODULE W/O SLOT |  | Class A
Siemens Healthcare | Singapore | MD |  | POCcelerator™ POC data manager - Upgrade Next Price Range |  | Class A
Siemens Healthcare | Singapore | MD |  | Ribbon Printer 2.32"X295ft qty 24 |  | Class A
Siemens Healthcare | Singapore | MD |  | Holder Tube Capillary False Bottom |  | Class A
Siemens Healthcare | Singapore | MD |  | Atellica IM SMT 5PK BAG |  | Class A
Siemens Healthcare | Singapore | MD |  | CIO2 Test Strips - 1 bottle (100 strips) |  | Class A
Siemens Healthcare | Singapore | MD |  | Körpergurtsatz (Set of body straps) |  | Class A
Siemens Healthcare | Singapore | MD |  | RAPIDComm v6.0 IT Care Plan |  | Class A
Siemens Healthcare | Singapore | MD |  | CentraLink SRS CD Only |  | Class A
Siemens Healthcare | Singapore | MD |  | Atellica Magline End Kit |  | Class A
Siemens Healthcare | Singapore | IVD |  | VERSANT kPCR Molecular System AD |  | Class A
Siemens Healthcare | Singapore | IVD |  | VERSANT MiPLX AD Software V1.0 |  | Class A
Siemens Healthcare | Singapore | IVD |  | Test Definition EX-US V4.0 |  | Class A
Siemens Healthcare | Singapore | MD |  | IMMULITE 2000 Nesting Cups 1mL for 12-mm and 13-mm sample tubes |  | Class A
Siemens Healthcare | Singapore | MD |  | Aptio Tube Desealer Module w/o Slot |  | Class A
Siemens Healthcare | Singapore | MD |  | Aptio Vista Interface Slot |  | Class A
Siemens Healthcare | Singapore | MD |  | Aptio 1800/2400 Interface Slot |  | Class A
Siemens Healthcare | Singapore | MD |  | ECG Cables |  | Class A
Siemens Healthcare | Singapore | MD |  | Knee-Leg Support |  | Class A
Siemens Healthcare | Singapore | MD |  | Headrest |  | Class A
Siemens Healthcare | Singapore | MD |  | ORTHO Support |  | Class A
Siemens Healthcare | Singapore | MD |  | CareVision Flat Screen |  | Class A
Siemens Healthcare | Singapore | MD |  | APTIO ALIQUOT TIPS (1000) |  | Class A
Siemens Healthcare | Singapore | MD |  | KIT SYNGO LCM SOFTWARE –VA10C |  | Class A
Siemens Healthcare | Singapore | MD |  | VC X3 Kit IMM |  | Class A
Siemens Healthcare | Singapore | MD |  | COMPRESSOR APTIO 12.5CFM-60HZ |  | Class A
Siemens Healthcare | Singapore | MD |  | COMPRESSOR APTIO 23.9CFM-50HZ |  | Class A
Siemens Healthcare | Singapore | MD |  | UPS APTIO 15KVA 3 PHASE 50HZ |  | Class A
Siemens Healthcare | Singapore | MD |  | UPS APTIO 30KVA 3 PHASE 50HZ |  | Class A
Siemens Healthcare | Singapore | MD |  | APTIO DECAPPER MODULE SLOT |  | Class A
Siemens Healthcare | Singapore | MD |  | APTIO 15000 REFRIG STORAGE MODULE W/O SLOT |  | Class A
Siemens Healthcare | Singapore | MD |  | APTIO AUTOMATION SYSTEM SOFTWARE |  | Class A
Siemens Healthcare | Singapore | MD |  | POCcelerator™ POC data manager - Medium |  | Class A
Siemens Healthcare | Singapore | MD |  | KIT SYNGO LCM SOFTWARE –-VA20A |  | Class A
Siemens Healthcare | Singapore | MD |  | ADVIA SYSTEM VERFICATION KIT (1 Pkt) |  | Class A
Siemens Healthcare | Singapore | MD |  | Atellica Magline Loop Cover CH 1st (2 units) |  | Class A
Siemens Healthcare | Singapore | MD |  | Holder Tube Capillary |  | Class A
Siemens Healthcare | Singapore | MD |  | CentraLink v12.0.6 Upgrade Kit |  | Class A
Siemens Healthcare | Singapore | MD |  | Slot-Decapper Module |  | Class A
Siemens Healthcare | Singapore | MD |  | Track L-Turn |  | Class A
Siemens Healthcare | Singapore | MD |  | RAPIDComm V4.0 BG/UA/DCA Install |  | Class A
Siemens Healthcare | Singapore | MD |  | RAPIDComm v5.0 UA/DCA ADD KIT |  | Class A
Siemens Healthcare | Singapore | MD |  | RAPIDComm v6.0 Urinalysis Modality License |  | Class A
Siemens Healthcare | Singapore | MD |  | ADVIA 2120i Hematology System Automation Kit |  | Class A
Siemens Healthcare | Singapore | MD |  | Atellica Left Turn IM Rear Cover |  | Class A
Siemens Healthcare | Singapore | MD |  | TRUMPF Patient Transport Table MR |  | Class A
Siemens Healthcare | Singapore | MD |  | KIT SYNGO LCM HARDWARE |  | Class A
Siemens Healthcare | Singapore | MD |  | ADVIA CENTAUR XP GENERIC INSTALLATION KIT |  | Class A
Siemens Healthcare | Singapore | MD |  | LANGUAGE KIT XP ENGLISH |  | Class A
Siemens Healthcare | Singapore | MD |  | CENTAUR START UP KIT |  | Class A
Siemens Healthcare | Singapore | MD |  | Install kit -SRS on Centralink |  | Class A
Siemens Healthcare | Singapore | MD |  | Atellica Barcode Printer |  | Class A
Siemens Healthcare | Singapore | MD |  | Atellica IM SMT 5PK BOX |  | Class A
Siemens Healthcare | Singapore | MD |  | Tube Top Sample Cup 1ml |  | Class A
Siemens Healthcare | Singapore | MD |  | CIO2 Microclean 2L 100A - 1 Pouch |  | Class A
Siemens Healthcare | Singapore | MD |  | IMMULITE 2000 Systems Microsampling Tubes |  | Class A
Siemens Healthcare | Singapore | IVD |  | ADVIA Centaur Multi-Diluent 12 |  | Class A
Siemens Healthcare | Singapore | MD |  | Demonstration Measurement Cartridge (RP400/RP405/RP500) |  | Class A
Siemens Healthcare | Singapore | IVD |  | Atellica IM sCOVG Diluent |  | Class A
Siemens Healthcare | Singapore | IVD |  | VERSANT Sample Preparation 1.0 Reagents 1 of 2 |  | Class A
Siemens Healthcare | Singapore | MD |  | ADVIA Centaur Probe Wash 3 |  | Class A
Siemens Healthcare | Singapore | MD |  | Aptio Bulk Input Module Slot |  | Class A
Siemens Healthcare | Singapore | MD |  | Aptio Aliquot Capper Module Slot |  | Class A
Siemens Healthcare | Singapore | MD |  | Aptio Desealer Module Slot |  | Class A
Siemens Healthcare | Singapore | MD |  | Aptio EXL Interface w/STAT |  | Class A
Siemens Healthcare | Singapore | MD |  | CareVision Flat Screen |  | Class A
Siemens Healthcare | Singapore | MD |  | Head-Arm Support |  | Class A
Siemens Healthcare | Singapore | MD |  | APTIO RACK OUTPUT MODULE SLOT |  | Class A
Siemens Healthcare | Singapore | MD |  | ADVIA CHEM XPT - SWITCH 16-PORT 10/100 MBPS RACK MOU |  | Class A
Siemens Healthcare | Singapore | MD |  | ADVIA CENTAUR XPT - AUTOMATION COVER ASSEMBLY |  | Class A
Siemens Healthcare | Singapore | MD |  | DUAL ASPIRATE AUTOSAMPLER ASSY - ADVIA 2120I |  | Class A
Siemens Healthcare | Singapore | MD |  | COMPRESSOR APTIO 7.2CFM-50HZ |  | Class A
Siemens Healthcare | Singapore | MD |  | COMPRESSOR APTIO 16.1CFM-60HZ |  | Class A
Siemens Healthcare | Singapore | MD |  | COMPRESSOR APTIO 48.3CFM-60HZ |  | Class A
Siemens Healthcare | Singapore | MD |  | UPS APTIO 20KVA 3 PHASE 60HZ |  | Class A
Siemens Healthcare | Singapore | MD |  | APTIO BULK INPUT MODULE SLOT W/ TIM |  | Class A
Siemens Healthcare | Singapore | MD |  | APTIO ADVIA CHEM XPT INTERFACE |  | Class A
Siemens Healthcare | Singapore | MD |  | APTIO VISTA 500 INTERFACE |  | Class A
Siemens Healthcare | Singapore | MD |  | APTIO 2120I TABLE |  | Class A
Siemens Healthcare | Singapore | MD |  | APTIO RACK OUTPUT MODULE W/O SLOT |  | Class A
Siemens Healthcare | Singapore | MD |  | KIT, LAB AUTOMATION COVERS - Aptio Centaur XP |  | Class A
Siemens Healthcare | Singapore | MD |  | CENTAUR SLAB RISER KIT - Aptio Centaur XP |  | Class A
Siemens Healthcare | Singapore | MD |  | VersaCell X3 Automation cover |  | Class A
Siemens Healthcare | Singapore | MD |  | Demonstration AQC Cartridge (RP400/RP405/RP500) |  | Class A
Siemens Healthcare | Singapore | MD |  | ADVIA® Chemistry Systems 70-mL Wedges -Yellow |  | Class A
Siemens Healthcare | Singapore | IVD |  | VERSANT kPCR Molecular System SP |  | Class A
Siemens Healthcare | Singapore | MD |  | IMMULITE/ IMMULITE 1000 Chemiluminescent Substrate Module |  | Class A
Siemens Healthcare | Singapore | MD |  | ADVIA Centaur Ancillary Probe Wash 1 |  | Class A
Siemens Healthcare | Singapore | MD |  | IMMULITE Probe Cleaning Kit |  | Class A
Siemens Healthcare | Singapore | MD |  | Aptio Bulk Input Module (BIM) |  | Class A
Siemens Healthcare | Singapore | MD |  | Aptio Puck Management Node |  | Class A
Siemens Healthcare | Singapore | MD |  | Aptio IMMULITE Interface w/o Slot |  | Class A
Siemens Healthcare | Singapore | MD |  | AMC (Aptio Monitoring Component) |  | Class A
Siemens Healthcare | Singapore | MD |  | Infant Cradle |  | Class A
Siemens Healthcare | Singapore | MD |  | Coronal Supine Head Holder |  | Class A
Siemens Healthcare | Singapore | MD |  | Table Rad DST |  | Class A
Siemens Healthcare | Singapore | MD |  | Grid 180cm with accessories |  | Class A
Siemens Healthcare | Singapore | MD |  | r10 N80 F300 |  | Class A
Siemens Healthcare | Singapore | MD |  | FILM MARK E G821 B26, right |  | Class A
Siemens Healthcare | Singapore | MD |  | APTIO ADVIA SLIDE MAKER TABLE |  | Class A
Siemens Healthcare | Singapore | MD |  | DIRECT PLUMBING 2.0 XP KIT - Aptio Centaur XP (OPTIONAL) |  | Class A
Siemens Healthcare | Singapore | MD |  | ADVIA CENTAUR XPT - Kit, Slab/Aptio Risers |  | Class A
Siemens Healthcare | Singapore | MD |  | IMM 2000 XPi, Right For XPi C0351 and Down |  | Class A
Siemens Healthcare | Singapore | MD |  | Kit IMM 2000, Right |  | Class A
Siemens Healthcare | Singapore | MD |  | ADVIA 2120 Modified Instrument Queues |  | Class A
Siemens Healthcare | Singapore | MD |  | COMPRESSOR APTIO 16.1CFM-50HZ |  | Class A
Siemens Healthcare | Singapore | MD |  | UPS APTIO 30KVA 3 PHASE 60HZ |  | Class A
Siemens Healthcare | Singapore | MD |  | Aptio Bulk Input Module w/o Slot |  | Class A
Siemens Healthcare | Singapore | MD |  | Aptio 1800/2400 Interface |  | Class A
Siemens Healthcare | Singapore | MD |  | Aptio Centaur XP Interface |  | Class A
Siemens Healthcare | Singapore | MD |  | Aptio Instr connection SW license |  | Class A
Siemens Healthcare | Singapore | MD |  | Aptio System Alignment Kit |  | Class A
Siemens Healthcare | Singapore | MD |  | Biograph Foot Switch |  | Class A
Siemens Healthcare | Singapore | MD |  | Biograph CareVision Monitor Cart |  | Class A
Siemens Healthcare | Singapore | MD |  | Detector stand lateral |  | Class A
Siemens Healthcare | Singapore | MD |  | Grid N50 r8:1 f0 140 assy |  | Class A
Siemens Healthcare | Singapore | MD |  | FILM MARK E, LEFT |  | Class A
Siemens Healthcare | Singapore | MD |  | BABIX, U-shape 700mm |  | Class A
Siemens Healthcare | Singapore | MD |  | APTIO 2120 INTERFACE SLOT |  | Class A
Siemens Healthcare | Singapore | MD |  | APTIO GENERIC INSTRUMENT INTERFACE SLOT |  | Class A
Siemens Healthcare | Singapore | MD |  | APTIO 1800/2400 CONNECTIVITY KIT |  | Class A
Siemens Healthcare | Singapore | MD |  | COMPRESSOR APTIO 23.9CFM-60HZ |  | Class A
Siemens Healthcare | Singapore | MD |  | UPS APTIO 10KVA 1 PHASE 50HZ |  | Class A
Siemens Healthcare | Singapore | MD |  | North America - Transformers AC Single Phase |  | Class A
Siemens Healthcare | Singapore | MD |  | APTIO INPUT OUTPUT MODULE SLOT W/ BARCODE |  | Class A
Siemens Healthcare | Singapore | MD |  | APTIO BLANK TRACK (COSTED / 10 CM) |  | Class A
Siemens Healthcare | Singapore | MD |  | Monitor 22 " LCD NEC |  | Class A
Siemens Healthcare | Singapore | MD |  | Atellica Magline SH Primary Kit |  | Class A
Siemens Healthcare | Singapore | MD |  | Atellica Magline Analyzer 1st Kit |  | Class A
Siemens Healthcare | Singapore | MD |  | Atellica Magline Analyzer Add. Kit |  | Class A
Siemens Healthcare | Singapore | MD |  | Atellica Magline Cover Kit IM Add. |  | Class A
Siemens Healthcare | Singapore | MD |  | LABEL 2" X 1" THERM/TRANS 8ROLL/CA (2 units) |  | Class A
Siemens Healthcare | Singapore | MD |  | Atellica Magline R. T. Cover Kit IM |  | Class A
Siemens Healthcare | Singapore | MD |  | APTIO INPUT OUTPUT MODULE W/O SLOT |  | Class A
Siemens Healthcare | Singapore | MD |  | APTIO RACK INPUT MODULE W/O SLOT |  | Class A
Siemens Healthcare | Singapore | MD |  | APTIO REFRIG STORAGE MODULE SLOT |  | Class A
Siemens Healthcare | Singapore | MD |  | APTIO SYSTEM ALIGNMENT KIT |  | Class A
Siemens Healthcare | Singapore | MD |  | Non ADVIA 2120/120 Connection Kit |  | Class A
Siemens Healthcare | Singapore | MD |  | VersaCell Third Connection Kit |  | Class A
Siemens Healthcare | Singapore | MD |  | ADVIA Centaur XPT Interface |  | Class A
Siemens Healthcare | Singapore | MD |  | Abbott i2000SR Interface |  | Class A
Siemens Healthcare | Singapore | MD |  | Slot-Abbott i2000SR Interface |  | Class A
Siemens Healthcare | Singapore | MD |  | LCD 19" Monitor, Eizo |  | Class A
Siemens Healthcare | Singapore | MD |  | Atellica Magline End Kit |  | Class A
Siemens Healthcare | Singapore | MD |  | Atellica Magline SHC |  | Class A
Siemens Healthcare | Singapore | MD |  | Tube Top Sample Cup 2ml |  | Class A
Siemens Healthcare | Singapore | MD |  | RAPIDComm v5.0 BLOOD GAS, NEW INSTALL |  | Class A
Siemens Healthcare | Singapore | MD |  | RAPIDComm v5.0 BLOOD GAS /UA/DCA, NEW INSTALL |  | Class A
Siemens Healthcare | Singapore | MD |  | RAPIDComm v5.0 BLOOD GAS ADD KIT |  | Class A
Siemens Healthcare | Singapore | MD |  | Atellica Decapper |  | Class A
Siemens Healthcare | Singapore | IVD |  | iCa++ Quick Sampler |  | Class A
Siemens Healthcare | Singapore | MD |  | APTIO RACK INPUT MODULE SLOT W/ TIM |  | Class A
Siemens Healthcare | Singapore | MD |  | APTIO TRACK T MODULE W/ ATR |  | Class A
Siemens Healthcare | Singapore | MD |  | APTIO TRACK U-TURN MODULE W/ ATR |  | Class A
Siemens Healthcare | Singapore | MD |  | CentraLink v13.0.2 Upgrade Kit |  | Class A
Siemens Healthcare | Singapore | MD |  | ADVIA Chemistry XPT Interface |  | Class A
Siemens Healthcare | Singapore | MD |  | DMS Lic.-Conn. Analyzer |  | Class A
Siemens Healthcare | Singapore | MD |  | Aptio Automation Track Module |  | Class A
Siemens Healthcare | Singapore | MD |  | Teamplay Images |  | Class A
Siemens Healthcare | Singapore | MD |  | Atellica Magline R.T. Kit |  | Class A
Siemens Healthcare | Singapore | MD |  | Hematology Module Kit |  | Class A
Siemens Healthcare | Singapore | MD |  | IMMULITE Probe Wash Module |  | Class A
Siemens Healthcare | Singapore | MD |  | ADVIA Centaur Ancillary Probe Wash 3 |  | Class A
Siemens Healthcare | Singapore | MD |  | ADVIA Centaur Probe Wash 4 |  | Class A
Siemens Healthcare | Singapore | MD |  | Demonstration Wash/Waste Cartridge (RP400/RP405/RP500) |  | Class A
Siemens Healthcare | Singapore | IVD |  | VERSANT Sample Preparation 1.0 Reagents 2 of 2 |  | Class A
Siemens Healthcare | Singapore | MD |  | Aptio Centrifuge Module (CFM) |  | Class A
Siemens Healthcare | Singapore | MD |  | Aptio Aliquoter Module Slot |  | Class A
Siemens Healthcare | Singapore | MD |  | Aptio Tube Desealer Module |  | Class A
Siemens Healthcare | Singapore | MD |  | Aptio Centaur XP Interface Slot |  | Class A
Siemens Healthcare | Singapore | MD |  | Sealer Starting Kit (Included with Tube Sealer Module) |  | Class A
Siemens Healthcare | Singapore | MD |  | Atellica Magline SH Primary Kit |  | Class A
Siemens Healthcare | Singapore | MD |  | Atellica Magline Analyzer 1st Kit |  | Class A
Siemens Healthcare | Singapore | MD |  | Atellica Left Turn CH Rear Cover |  | Class A
Siemens Healthcare | Singapore | MD |  | IMMULITE 2000 Systems Reaction Tubes |  | Class A
Siemens Healthcare | Singapore | MD |  | DirectBrachy Positioning Board |  | Class A
Siemens Healthcare | Singapore | MD |  | IMMULITE 2000 Chemiluminescent Substrate Module |  | Class A
Siemens Healthcare | Singapore | MD |  | Aptio Input/Output Module (I/O Module) |  | Class A
Siemens Healthcare | Singapore | MD |  | Aptio Aliquot Capper Module |  | Class A
Siemens Healthcare | Singapore | MD |  | Aptio Blank Track (costed / meter) |  | Class A
Siemens Healthcare | Singapore | MD |  | Aptio Tube Sealer Module |  | Class A
Siemens Healthcare | Singapore | MD |  | Aptio 9000 Refrig Storage Module (RSM) |  | Class A
Siemens Healthcare | Singapore | MD |  | Aptio RSM Tool Kit |  | Class A
Siemens Healthcare | Singapore | MD |  | Additional racks (kits of 10 pcs) |  | Class A
Siemens Healthcare | Singapore | MD |  | ECG Cables |  | Class A
Siemens Healthcare | Singapore | MD |  | r10 N80 F150 |  | Class A
Siemens Healthcare | Singapore | MD |  | Cassette holder with retainer |  | Class A
Siemens Healthcare | Singapore | MD |  | StreamLAB Analytical Workcell |  | Class A
Siemens Healthcare | Singapore | MD |  | APTIO INPUT OUTPUT MODULE SLOT W/ TIM |  | Class A
Siemens Healthcare | Singapore | MD |  | APTIO DECAPPER MODULE W/O SLOT |  | Class A
Siemens Healthcare | Singapore | MD |  | APTIO CS 5100 INTERFACE |  | Class A
Siemens Healthcare | Singapore | MD |  | APTIO TUBE SEALER MODULE W/O SLOT |  | Class A
Siemens Healthcare | Singapore | MD |  | STM FOR EXL UPGRADE KIT - Aptio EXL |  | Class A
Siemens Healthcare | Singapore | MD |  | Kit IMM 2000 XPi, Right, XPi C0352 and Up |  | Class A
Siemens Healthcare | Singapore | MD |  | POCcelerator™ POC data manager - Very Large |  | Class A
Siemens Healthcare | Singapore | MD |  | COMPRESSOR APTIO 48.3CFM-50HZ |  | Class A
Siemens Healthcare | Singapore | MD |  | UPS APTIO 15KVA 3 PHASE 60HZ |  | Class A
Siemens Healthcare | Singapore | MD |  | Aptio Automation Operator's Guide - English |  | Class A
Siemens Healthcare | Singapore | IVD |  | Siemens ADVIA Centaur Myoglobin Reagent system | Cardiovascular | Class C IVD
Siemens Healthcare | Singapore | IVD |  | Rapidlab® 248 System/ 248 6.8/7.3 Buffer/248 Wash | Hematology | Class B IVD
Siemens Healthcare | Singapore | IVD |  | Siemens ADVIA Centaur HBeAg and HBeAg Control | Microbiology | Class D IVD
Siemens Healthcare | Singapore | IVD |  | Siemens IMMULITE 2000 PSA | Immunology | Class C IVD
Siemens Healthcare | Singapore | IVD |  | Siemens IMMULITE 2000 Free PSA | Immunology | Class C IVD
Siemens Healthcare | Singapore | IVD |  | Siemens ADVIA Centaur Anti-HBe and Anti-HBe Control | Microbiology | Class D IVD
Siemens Healthcare | Singapore | IVD |  | Siemens IMMULITE 2000 Third Generation PSA | Immunology | Class C IVD
Siemens Healthcare | Singapore | IVD |  | IMMULITE®/IMMULITE® 1000 Rubella IgM and IMMULITE Rubella IgM Controls | Microbiology | Class C IVD
Siemens Healthcare | Singapore | IVD |  | Siemens IMMULITE 2000 Toxoplasma Quantitative IgG | Immunology | Class C IVD
Siemens Healthcare | Singapore | IVD |  | Siemens IMMULITE 2000 Herpes I & II IgG | Immunology | Class C IVD
Siemens Healthcare | Singapore | MD |  | BCS XP System |  | Class A
Siemens Healthcare | Singapore | MD |  | Washing Solution for Coagulation Analyzers |  | Class A
Siemens Healthcare | Singapore | MD |  | BC vials (10x5ml) |  | Class A
Siemens Healthcare | Korea | MD |  | Advia Centaur XP | Immunoabsorbance analyzer | class 1
Siemens Healthcare | Korea | MD |  | MAGNETOM Espree | MRI system, full-body, superconducting magnet | class 2
Siemens Healthcare | Korea | MD |  | MAGNETOM C! | MRI system, full-body, permanent magnet | class 2
Siemens Healthcare | Korea | MD |  | Biograph 40 TruePoint Positron Emission Tomography(PET)/Computed Tomography(CT) Scanner | Nuclear medicine system, positron emission tomography, combination | class 2
Siemens Healthcare | Korea | MD |  | Somatom Definition | CT system, full-body | class 2
Siemens Healthcare | Korea | MD |  | CW2외 2건 | Probe for medical use | class 1
Siemens Healthcare | Korea | MD |  | Rapidpoint 405 System | analyzer, blood gases | class 1
Siemens Healthcare | Korea | MD |  | Somatom Emotion 16 | CT system, full-body | class 2
Siemens Healthcare | Korea | MD |  | Siemens Infiniti Pro SP BTE | Hearing aid | class 2
Siemens Healthcare | Korea | MD |  | AXIOM Artis dBC | Fluoroscopic x-ray system, angiography, stationary, digital | class 3
Siemens Healthcare | Korea | MD |  | MAGNETOM Prisma fit | MRI system, full-body, superconducting magnet | class 2
Siemens Healthcare | Korea | MD |  | PFA-100 System | Aggregrometer, platelet | class 1
Siemens Healthcare | Korea | MD |  | Somatom Sensation Open | CT system, full-body | class 2
Siemens Healthcare | Korea | MD |  | ECAT HRRT Positron Emission Tomography (PET) Scanner | PET system | class 2
Siemens Healthcare | Korea | MD |  | Somatom Sensation Cardiac 64 |  | class 2
Siemens Healthcare | Korea | MD |  | ARCADIS Orbic 3D | Fluoroscopic x-ray system, general-purpose, mobile, digital | class 3
Siemens Healthcare | Korea | MD |  | ARCADIS Orbic | Fluoroscopic x-ray system, general-purpose, mobile, digital | class 3
Siemens Healthcare | Korea | MD |  | Somatom Spirit | CT system, full-body | class 2
Siemens Healthcare | Korea | MD |  | ACUSON Antares Ultrasound System | Ultrasound imaging system, general-purpose | class 2
Siemens Healthcare | Korea | MD |  | SONOLINE Adara Diagnostic Ultrasound System | Ultrasonic imaging system | class 3
Siemens Healthcare | Korea | MD |  | ARCADIS Varic | Fluoroscopic x-ray system, general-purpose, mobile, digital | class 3
Siemens Healthcare | Japan | MD |  | CorPath GRX system | Cardiac/Central Circulatory System Catheter Manipulator
Siemens Healthcare | Japan | MD |  | viral infection swab | medical roll cotton
Siemens Healthcare | Japan | IVD |  | Siemens blood gas analysis capillary blood collection kit | open blood collection tube
Siemens Healthcare | Japan | IVD |  | rapid light | arterial blood collection kit
Siemens Healthcare | Russia | MD |  | Аппараты слуховые серии Cielo модели: Cielo Cielo SP Cielo P Cielo Dir Cielo S Cielo Life в собранном и несобранном виде
Siemens Healthcare | Russia | MD |  | Аппараты слуховые серии ARTIS модели: Artis Artis SP Artis SP e2e Artis S Artis S e2e Artis P Artis P e2e Artis Life в собранном и несобранном виде
Siemens Healthcare | Russia | MD |  | Аппараты слуховые серии TRIANO моделей: TRIANO S TRIANO 3 TRIANO SP
Siemens Healthcare | Russia | MD |  | Аппарат слуховой модели MUSIC PRO
Siemens Healthcare | Russia | MD |  | Аппарат слуховой INFINITI PRO
Siemens Healthcare | Russia | MD |  | Аппараты слуховые серии MUSIC Pro модели: MUSIC Pro S MUSIC Pro SP MUSIC Pro Dir
Siemens Healthcare | Russia | MD |  | Аппараты слуховые серии INFINITI Pro моделей INFINITI Pro S INFINITI Pro SP
Siemens Healthcare | Russia | MD |  | Аппараты слуховые серии Phoenix модели: Phoenix 113 Phoenix 213 Phoenix 313
Siemens Healthcare | Russia | MD |  | Аппараты рентгеновские ангиографические для диагностики моделей:AXIOM Artis TA AXIOM Artis dTA AXIOM Artis TC AXIOM Artis dTC AXIOM Artis dBC AXIOM Artis dFC AXIOM Artis dFC MN с системой магнитной навигации (см.Приложение на 10 Базовый блок: 1.Систем... (см. в карточке полное описание)
Siemens Healthcare | Russia | MD |  | Аппараты слуховые ACURIS моделей ACURIS S ACURIS P
Siemens Healthcare | Russia | MD |  | Аппараты слуховые непрограммируемые: Phoenix 103 Phoenix 203 Phoenix 303 Phoenix 304
Siemens Healthcare | Russia | MD |  | Аппарат слуховой DIGITRIM
Siemens Healthcare | Russia | IVD |  | Микродвигатели стоматологические для наконечников серии T1 TITAN (Ausbausatz System T1 TITAN Sirona Motor SL Sirona Luftmotor Luftmotor TIL mit Licht с принадлежностями (см.Примечание)
Siemens Healthcare | Japan | MD |  | AI-Rad Companion OrgansRT | Program for general-purpose diagnostic imaging equipment workstations
Siemens Healthcare | Japan | MD |  | AI-Rad Companion MR | Program for general-purpose diagnostic imaging equipment workstations
Siemens Healthcare | Japan | MD |  | Program Synthetic CT for general-purpose diagnostic imaging workstations | Program for general-purpose diagnostic imaging equipment workstations
Siemens Healthcare | Japan | MD |  | AI-Rad Companion | Program for general-purpose diagnostic imaging equipment workstations
Siemens Healthcare | Japan | MD |  | advia 2120i | flow cytometer
Siemens Healthcare | Japan | MD |  | advia 120 | flow cytometer
Siemens Healthcare | Japan | MD |  | DCA Vantage | General purpose spectrophotometer
Siemens Healthcare | Japan | MD |  | Imrise 2000 | Immunoluminescence analyzer
Siemens Healthcare | Japan | MD |  | Kemirumi ADVIA Centaur XP | Immunoluminescence analyzer
Siemens Healthcare | Japan | MD |  | Adobe 360 | blood cell counter
Siemens Healthcare | Japan | MD |  | advia 2120 | flow cytometer
Siemens Healthcare | Japan | MD |  | Imlite 2000XPi | Immunoluminescence analyzer
Siemens Healthcare | Japan | MD |  | Viva-E system | Discrete clinical chemistry automatic analyzer
Siemens Healthcare | Japan | MD |  | Kemirumi ADVIA Centaur XPT | Immunoluminescence analyzer
Siemens Healthcare | Japan | MD |  | Expressia Stride | Blood coagulation analysis device
Siemens Healthcare | Japan | MD |  | Dimension Vista 1500 | Discrete clinical chemistry automatic analyzer
Siemens Healthcare | Japan | MD |  | Dimension Vista 500 | Discrete clinical chemistry automatic analyzer
Siemens Healthcare | Japan | MD |  | Dimension EXL 200 | Discrete clinical chemistry automatic analyzer
Siemens Healthcare | Japan | MD |  | Behring ELISA Processor III | microtiter plate reader
Siemens Healthcare | Japan | MD |  | Adobe 560 | blood cell counter
Siemens Healthcare | Japan | MD |  | advia autoslide | Blood smear preparation device
Siemens Healthcare | Japan | MD |  | Stratus CS | immunofluorescence analyzer
Siemens Healthcare | Japan | MD |  | Viva-ProE system | Discrete clinical chemistry automatic analyzer
Siemens Healthcare | Japan | MD |  | Atellica CH930 Biochemical Automatic Analyzer | Discrete clinical chemistry automatic analyzer
Siemens Healthcare | Japan | MD |  | Atellica HEMA 580 Comprehensive Hematology Analyzer | blood cell counter
Siemens Healthcare | Japan | MD |  | Stratus CS 200 | immunofluorescence analyzer
Siemens Healthcare | Japan | MD |  | Bering Nephelometer II | Immunoturbidimetric analysis device
Siemens Healthcare | Japan | MD |  | Dimension EXL LM | Discrete clinical chemistry automatic analyzer
Siemens Healthcare | Japan | MD |  | Atellica IM1600 Immune Automatic Analyzer | Immunoluminescence analyzer
Siemens Healthcare | Japan | MD |  | Atellica NEPH630 Immunochemical Automatic Analyzer | Immunoturbidimetric analysis device
Siemens Healthcare | Japan | MD |  | Atellica IM1300 Immune Automatic Analyzer | Immunoluminescence analyzer
Siemens Healthcare | Japan | MD |  | Atellica DCA general-purpose spectrophotometer | General purpose spectrophotometer
Siemens Healthcare | Japan | MD |  | Atellica HEMA 570 Comprehensive Hematology Analyzer | blood cell counter
Siemens Healthcare | Japan | MD |  | Atellica HEMA SMS Blood Smear Preparation Device | Blood smear preparation device
Siemens Healthcare | Japan | MD |  | Clinitech Novus | urine chemical analysis device
Siemens Healthcare | Japan | MD |  | CLINITECH ADVANTUS | urine chemical analysis device
Siemens Healthcare | Japan | MD |  | Atellica UAS800 urine formed component analysis device | Urine Sediment Analysis Device
Siemens Healthcare | Japan | MD |  | Rapid Lab 348EX | General-purpose blood gas analyzer
Siemens Healthcare | Japan | MD |  | CLINITECH STATUS PLUS | urine chemical analysis device
Siemens Healthcare | Singapore | MD |  | Siemens Somatom go.Open Pro System | Radiology / Imaging | Class C medical device
Siemens Healthcare | Singapore | MD |  | Siemens Somatom X.cite System | Radiology / Imaging | Class C medical device
Siemens Healthcare | Singapore | MD |  | Siemens Somatom go.Sim System | Radiology / Imaging | Class C medical device
Siemens Healthcare | Singapore | MD |  | Siemens Artis Icono Systems | Radiology / Imaging | Class C medical device
Siemens Healthcare | Singapore | IVD |  | Siemens Atellica IM Calcitonin (CALCT) | Immunology | Class C IVD
Siemens Healthcare | Singapore | IVD |  | Siemens Atellica CH Enzymatic Hemoglobin A1c (A1c_E) | Clinical chemistry | Class B IVD
Siemens Healthcare | Singapore | IVD |  | Siemens Advia Centaur HBc Total 2 (HBcT2) | Immunology | Class D IVD
Siemens Healthcare | Singapore | MD |  | Siemens AI-Rad Companion Brain MR | Radiology / Imaging | Class B medical device
Siemens Healthcare | Singapore | IVD |  | Siemens Atellica IM HBc Total 2 (HBcT2) | Immunology | Class D IVD
Siemens Healthcare | Singapore | IVD |  | Siemens Atellica IM Interleukin-6 (IL6) | Immunology | Class B IVD
Siemens Healthcare | Singapore | IVD |  | Siemens Atellica Urinary/Cerebrospinal Fluid Protein (UCFP) | Clinical chemistry | Class B IVD
Siemens Healthcare | Singapore | IVD |  | Siemens Advia Centaur Rubella G II (RbGII) | Immunology | Class C IVD
Siemens Healthcare | Singapore | IVD |  | Siemens Atellica IM Free Beta Human Chorionic Gonadotropin (FBHCG) | Immunology | Class C IVD
Siemens Healthcare | Singapore | IVD |  | Siemens Atellica IM Androstenedione (ANDRO) | Clinical chemistry | Class B IVD
Siemens Healthcare | Singapore | IVD |  | Siemens Atellica IM Rubella G II (RbGII) | Immunology | Class C IVD
Siemens Healthcare | Singapore | MD |  | Siemens Shanghai Somatom go.Open Pro System | Radiology / Imaging | Class C medical device
Siemens Healthcare | Singapore | MD |  | Siemens Al-Rad Companion (Cardiovascular) | Radiology / Imaging | Class B medical device
Siemens Healthcare | Singapore | MD |  | Siemens Cios Flow System | Radiology / Imaging | Class C medical device
Siemens Healthcare | Singapore | IVD |  | Siemens Atellica IM Active-B12 (Holotranscobalamin) (AB12) | Immunology | Class B IVD
Siemens Healthcare | Singapore | IVD |  | Siemens Atellica CH Lactate_2 (Lac_2) | Clinical chemistry | Class B IVD
Siemens Healthcare | Singapore | IVD |  | Siemens Atellica IM CMV IgG (CMV IgG) | Immunology | Class C IVD
Siemens Healthcare | Singapore | MD |  | Siemens Ysio X.pree System | Radiology / Imaging | Class C medical device
Siemens Healthcare | Singapore | MD |  | Siemens Shanghai Somatom go.Sim | Radiology / Imaging | Class C medical device
Siemens Healthcare | Singapore | IVD |  | Siemens Atellica IM Pregnancy-Associated Plasma Protein-A (PAPP-A) | Immunology | Class C IVD
Siemens Healthcare | Korea | IVD |  | VERSANT Sample Preparation 1.0 Reagents | IVD reagents for extracting nucleic acids | class 1
Siemens Healthcare | Korea | IVD |  | VERSANT Sample Preparation 1.2 Reagents | IVD reagents for extracting nucleic acids | class 1
Siemens Healthcare | Korea | IVD |  | A-LYTE Integrated Multisensor (IMT Na K Cl) | IVD reagents for electrolyte tests | class 2
Siemens Healthcare | Korea | IVD |  | Atellica CH Lactate_3 (Lac_3) | Other Reagents, classⅡ, for clinical chemistry | class 2
Siemens Healthcare | Korea | MD |  | Cios Flow | Fluoroscopic x-ray system, general-purpose, mobile, digital | class 3
Siemens Healthcare | Korea | IVD |  | Atellica CH Phenytoin(Phny) | IVD reagents for Cardiovascular, central nervous system TDM tests | class 3
Siemens Healthcare | Korea | IVD |  | IMMULITE 1000 Total T4 | IVD Reagents for thyroid function hormone tests | class 2
Siemens Healthcare | Korea | IVD |  | Atellica CH HDL Cholesterol(HDLC) | Other Reagents, classⅡ, for clinical chemistry | class 2
Siemens Healthcare | Korea | IVD |  | ADVIA Centaur HBc Total 2 (HBcT2) assay외 1건 | IVD reagents for diagnosis of HIV, HBV, HCV, HTLV, immunological method | class 4
Siemens Healthcare | Korea | MD |  | MAGNETOM Sola | MRI system, full-body, superconducting magnet | class 2
Siemens Healthcare | Singapore | MD |  | Siemens Sensis Vibe | General Hospital | Class C medical device
Siemens Healthcare | Singapore | IVD |  | Siemens Atellica IM Hepatitis A IgM (aHAVM) | Immunology | Class C IVD
Siemens Healthcare | Singapore | IVD |  | Siemens Atellica CH Fructosamine (Fruc) | Clinical chemistry | Class B IVD
Siemens Healthcare | Singapore | IVD |  | Siemens Atellica CH Gentamicin (Gent) | Clinical toxicology | Class C IVD
Siemens Healthcare | Singapore | IVD |  | Siemens Atellica CH Carbamazepine (Carb) | Clinical toxicology | Class C IVD
Siemens Healthcare | Singapore | IVD |  | Siemens vWF Ag | Hematology | Class B IVD
Siemens Healthcare | Singapore | IVD |  | Siemens Atellica IM Troponin I Ultra (TnI‑Ultra) | Immunology | Class C IVD
Siemens Healthcare | Singapore | IVD |  | Siemens Atellica CH Alpha-1-acid Glycoprotein (AAG) | Clinical chemistry | Class B IVD
Siemens Healthcare | Singapore | IVD |  | Siemens Atellica CH Transferrin (Trf) | Clinical chemistry | Class B IVD
Siemens Healthcare | Singapore | IVD |  | Siemens Atellica CH β2-Microglobulin (B2M) | Clinical chemistry | Class B IVD
Siemens Healthcare | Singapore | IVD |  | Siemens Atellica CH Alpha-1-antitrypsin (AAT) | Clinical chemistry | Class B IVD
Siemens Healthcare | Singapore | IVD |  | Siemens Atellica CH C-Reactive Protein_2 (CRP_2) | Clinical chemistry | Class B IVD
Siemens Healthcare | Singapore | IVD |  | Siemens Atellica CH Vancomycin (Vanc) | Clinical toxicology | Class C IVD
Siemens Healthcare | Singapore | IVD |  | Siemens Atellica IM Myoglobin (MYO) | Immunology | Class C IVD
Siemens Healthcare | Singapore | IVD |  | Siemens Atellica CH Total Protein_2 (Urine) (UPro) | Clinical toxicology | Class B IVD
Siemens Healthcare | Singapore | IVD |  | Siemens Atellica CH Total Protein II (TP) | Clinical toxicology | Class B IVD
Siemens Healthcare | Singapore | IVD |  | Siemens Atellica CH Valproic Acid (VPA) | Clinical toxicology | Class C IVD
Siemens Healthcare | Singapore | IVD |  | Siemens Atellica IM Carcinoembryonic Antigen (CEA) | Immunology | Class C IVD
Siemens Healthcare | Singapore | IVD |  | Siemens Atellica CH A‑LYTE Integrated Multisensor (IMT Na K Cl) | Clinical chemistry | Class B IVD
Siemens Healthcare | Singapore | IVD |  | Siemens Atellica CH Apolipoprotein A‑1 (APO A1) | Clinical chemistry | Class B IVD
Siemens Healthcare | Singapore | IVD |  | Siemens Atellica CH Apolipoprotein B (APO B) | Clinical chemistry | Class B IVD
Siemens Healthcare | Singapore | IVD |  | Siemens Atellica IM CA 125II (CA 125II) | Immunology | Class C IVD
Siemens Healthcare | Singapore | IVD |  | Siemens Atellica IM Creatine Kinase MB (CKMB) | Immunology | Class C IVD
Siemens Healthcare | Singapore | IVD |  | Siemens Atellica CH Tobramycin (Tob) | Clinical toxicology | Class C IVD
Siemens Healthcare | Singapore | MD |  | Siemens Magnetom Terra MR System | Radiology / Imaging | Class B medical device
Siemens Healthcare | Singapore | IVD |  | Siemens Atellica™ IM Syphilis (Syph) | Immunology | Class C IVD
Siemens Healthcare | Singapore | IVD |  | Siemens Atellica IM Toxoplasma IgG (Toxo G) | Immunology | Class C IVD
Siemens Healthcare | Singapore | IVD |  | Siemens Atellica UAS 800 Analyzer | Gastroenterology & Urology | Class B IVD
Siemens Healthcare | Singapore | IVD |  | Siemens Atellica IM Total IgE (tIgE) | Immunology | Class B IVD
Siemens Healthcare | Singapore | IVD |  | Siemens Atellica IM CA 15-3 | Immunology | Class C IVD
Siemens Healthcare | Singapore | IVD |  | Siemens Atellica CH Haptoglobin (Hapt) | Immunology | Class B IVD
Siemens Healthcare | Singapore | IVD |  | Siemens Atellica IM BR 27.29 (BR) | Immunology | Class C IVD
Siemens Healthcare | Singapore | IVD |  | Siemens Atellica IM BRAHMS Procalcitonin (PCT) | Immunology | Class C IVD
Siemens Healthcare | Singapore | IVD |  | Siemens Atellica IM Thyroid Uptake (TUp) | Immunology | Class B IVD
Siemens Healthcare | Singapore | IVD |  | Siemens Atellica IM Homocysteine (HCY) | Immunology | Class B IVD
Siemens Healthcare | Singapore | IVD |  | Siemens Atellica IM Total Triiodothyronine (T3) | Immunology | Class B IVD
Siemens Healthcare | Singapore | IVD |  | Siemens Atellica IM Total Thyroxine (T4) | Immunology | Class B IVD
Siemens Healthcare | Singapore | IVD |  | Siemens Atellica IM Thyroid Stimulating Hormone 3-Ultra (TSH3‑UL) | Immunology | Class B IVD
Siemens Healthcare | Singapore | IVD |  | Siemens Atellica IM Intact Parathyroid Hormone (PTH) | Immunology | Class B IVD
Siemens Healthcare | Singapore | IVD |  | Siemens CLINITEK Novus® 10 Urinalysis Cassette | General Hospital | Class B IVD
Siemens Healthcare | Singapore | IVD |  | Siemens CLINITEK Novus® PRO 12 Urinalysis Cassette | General Hospital | Class B IVD
Siemens Healthcare | Singapore | IVD |  | Siemens Atellica IM Anti-Thyroglobulin (aTG) | Immunology | Class B IVD
Siemens Healthcare | Singapore | IVD |  | Siemens Atellica IM Free Thyroxine (FT4) | Immunology | Class B IVD
Siemens Healthcare | Singapore | IVD |  | Siemens Atellica IM Free Triiodothyronine (FT3) | Immunology | Class B IVD
Siemens Healthcare | Singapore | IVD |  | Siemens Atellica IM Anti‑Thyroid Peroxidase (aTPO) | Immunology | Class B IVD
Siemens Healthcare | Singapore | IVD |  | Siemens Atellica IM Toxoplasma IgM (Toxo M) | Immunology | Class C IVD
Siemens Healthcare | Singapore | IVD |  | Siemens Atellica IM CA 19-9 (CA 19-9) | Immunology | Class C IVD
Siemens Healthcare | Singapore | IVD |  | Siemens Atellica IM Cortisol (Cor) | Immunology | Class B IVD
Siemens Healthcare | Singapore | IVD |  | Siemens Atellica CH 930 Analyzer | Clinical chemistry | Class C IVD
Siemens Healthcare | Singapore | MD |  | Siemens Acuson Sequoia Ultrasound System | Radiology / Imaging | Class B medical device
Siemens Healthcare | Singapore | IVD |  | Siemens Emit® 2000 Gentamicin Plus Assay | Immunology | Class C IVD
Siemens Healthcare | Singapore | IVD |  | Siemens Emit® tox™ Acetaminophen Assay | Clinical chemistry | Class B IVD
Siemens Healthcare | Singapore | IVD |  | Siemens Atellica IM Ferritin (Fer) | Immunology | Class B IVD
Siemens Healthcare | Singapore | IVD |  | Siemens Atellica IM Vitamin B12 (VB12) | Immunology | Class B IVD
Siemens Healthcare | Singapore | IVD |  | Siemens Atellica IM Folate (Fol) | Immunology | Class B IVD
Siemens Healthcare | Singapore | MD |  | Siemens Acuson Juniper Diagnostic Ultrasound System | Radiology / Imaging | Class B medical device
Siemens Healthcare | Singapore | MD |  | Siemens Magnetom Sola MR System | Radiology / Imaging | Class B medical device
Siemens Healthcare | Singapore | IVD |  | Siemens Atellica IM Luteinizing Hormone (LH) | Immunology | Class B IVD
Siemens Healthcare | Singapore | IVD |  | Siemens Atellica IM Follicle Stimulating Hormone (FSH) | Immunology | Class B IVD
Siemens Healthcare | Singapore | IVD |  | Siemens Atellica IM Testosterone II (TSTII) | Immunology | Class B IVD
Siemens Healthcare | Singapore | IVD |  | Siemens Atellica IM Total hCG (ThCG) | Immunology | Class B IVD
Siemens Healthcare | Singapore | IVD |  | Siemens Atellica IM Prolactin (PRL) | Immunology | Class B IVD
Siemens Healthcare | Singapore | IVD |  | Siemens Atellica IM Sex Hormone Binding Globulin (SHBG) | Immunology | Class B IVD
Siemens Healthcare | Singapore | IVD |  | Siemens Atellica IM Progesterone (PRGE) | Immunology | Class B IVD
Siemens Healthcare | Singapore | IVD |  | Siemens Atellica IM Enhanced Estradiol (eE2) | Immunology | Class B IVD
Siemens Healthcare | Singapore | IVD |  | Siemens Atellica IM DHEA‑SO4 (DHEAS) | Immunology | Class B IVD
Siemens Healthcare | Singapore | IVD |  | Siemens Atellica IM Hepatitis C (aHCV) | Immunology | Class D IVD
Siemens Healthcare | Singapore | MD |  | Siemens Mammomat Revelation | Radiology / Imaging | Class C medical device
Siemens Healthcare | Singapore | IVD |  | Siemens Atellica IM Digitoxin (Dgtn) | Immunology | Class C IVD
Siemens Healthcare | Singapore | IVD |  | Siemens Atellica CH Immunoglobulin A_2 (IgA_2) | Immunology | Class B IVD
Siemens Healthcare | Singapore | IVD |  | Siemens Atellica CH Immunoglobulin M_2 (IgM_2) | Immunology | Class B IVD
Siemens Healthcare | Singapore | IVD |  | Siemens Atellica CH Immunoglobulin G_2 (IgG_2) | Immunology | Class B IVD
Siemens Healthcare | Singapore | IVD |  | Siemens Atellica™ CH Cannabinoids THC (Thc) | Clinical toxicology | Class B IVD
Siemens Healthcare | Singapore | IVD |  | Siemens Atellica™ CH Benzodiazepine (Bnz) | Clinical toxicology | Class B IVD
Siemens Healthcare | Singapore | IVD |  | Siemens Atellica™ CH Amphetamines (Amp) | Clinical toxicology | Class B IVD
Siemens Healthcare | Singapore | IVD |  | Siemens Atellica™ CH Barbiturates (Brb) | Clinical toxicology | Class B IVD
Siemens Healthcare | Singapore | IVD |  | Siemens Atellica CH Direct HDL Cholesterol (D‑HDL) | Clinical chemistry | Class B IVD
Siemens Healthcare | Singapore | IVD |  | Siemens Atellica CH Direct Bilirubin 2 (DBil_2) | Clinical chemistry | Class B IVD
Siemens Healthcare | Singapore | IVD |  | Siemens Atellica CH Cholesterol_2 (Chol_2) | Clinical chemistry | Class B IVD
Siemens Healthcare | Singapore | IVD |  | Siemens Atellica CH Creatinine_2 (Crea_2) | Clinical chemistry | Class B IVD
Siemens Healthcare | Singapore | IVD |  | Siemens Atellica CH LDL Cholesterol Direct (DLDL) | Clinical chemistry | Class B IVD
Siemens Healthcare | Singapore | IVD |  | Siemens Atellica CH Enzymatic Creatinine_2 (ECre_2) | Clinical chemistry | Class B IVD
Siemens Healthcare | Singapore | IVD |  | Siemens Atellica CH Total Bilirubin_2 (TBil_2) | Clinical chemistry | Class B IVD
Siemens Healthcare | Singapore | IVD |  | Siemens Atellica CH Triglycerides (concentrated) (Trig) | Clinical chemistry | Class B IVD
Siemens Healthcare | Singapore | IVD |  | Siemens Atellica CH Urea Nitrogen (UN_c) | Clinical chemistry | Class B IVD
Siemens Healthcare | Singapore | IVD |  | Siemens Atellica CH Uric Acid (UA) | Clinical chemistry | Class B IVD
Siemens Healthcare | Singapore | IVD |  | Siemens Atellica™ CH Phencyclidine (Pcp) | Clinical toxicology | Class B IVD
Siemens Healthcare | Singapore | IVD |  | Siemens Atellica™ CH Opiates (Op) | Clinical toxicology | Class B IVD
Siemens Healthcare | Singapore | IVD |  | Siemens Atellica™ CH Methadone (Mdn) | Clinical toxicology | Class B IVD
Siemens Healthcare | Singapore | IVD |  | Siemens Atellica™ CH Cocaine Metabolite (Coc) | Clinical toxicology | Class B IVD
Siemens Healthcare | Singapore | IVD |  | Siemens Atellica™ CH Ecstasy (Xtc) | Clinical toxicology | Class B IVD
Siemens Healthcare | Singapore | IVD |  | Siemens Atellica™ CH Propoxyphene (Ppx) | Clinical toxicology | Class B IVD
Siemens Healthcare | Singapore | MD |  | Siemens Somatom go.Now | Radiology / Imaging | Class C medical device
Siemens Healthcare | Singapore | MD |  | Siemens Somatom go.Up | Radiology / Imaging | Class C medical device
Siemens Healthcare | Singapore | IVD |  | Siemens Atellica CH Creatine Kinase (CK_L) | Clinical chemistry | Class B IVD
Siemens Healthcare | Singapore | IVD |  | Siemens Atellica CH Lipoprotein(a) (Lp(a)) | Clinical chemistry | Class B IVD
Siemens Healthcare | Singapore | IVD |  | Siemens Atellica CH Ammonia (Amm) | Clinical chemistry | Class B IVD
Siemens Healthcare | Singapore | IVD |  | Siemens Atellica CH Glucose Oxidase (GluO) | Clinical chemistry | Class B IVD
Siemens Healthcare | Singapore | IVD |  | Siemens Atellica CH Glucose Hexokinase_3 (GluH_3) | Clinical chemistry | Class B IVD
Siemens Healthcare | Singapore | IVD |  | Siemens Atellica CH Albumin BCP (AlbP) | Clinical chemistry | Class B IVD
Siemens Healthcare | Singapore | IVD |  | Siemens Atellica CH Albumin (Alb) | Clinical chemistry | Class B IVD
Siemens Healthcare | Singapore | IVD |  | Siemens Atellica CH Rheumatoid Factor (RF) | Clinical chemistry | Class B IVD
Siemens Healthcare | Singapore | IVD |  | Siemens Atellica CH Microalbumin_2 (μALB_2) | Clinical chemistry | Class B IVD
Siemens Healthcare | Singapore | IVD |  | Siemens Atellica CH Phenobarbital (Phnb) | Clinical toxicology | Class C IVD
Siemens Healthcare | Singapore | IVD |  | Siemens Atellica CH Iron_2 (Iron_2) | Clinical chemistry | Class B IVD
Siemens Healthcare | Singapore | IVD |  | Siemens ADVIA Centaur Testosterone II (TSTII) | Immunology | Class B IVD
Siemens Healthcare | Singapore | MD |  | Siemens Biograph Horizon Systems | Radiology / Imaging | Class C medical device
Siemens Healthcare | Singapore | IVD |  | Siemens IMMULITE 2000 TSI | Immunology | Class B IVD
Siemens Healthcare | Singapore | IVD |  | Siemens ADVIA 360 Hematology System | Hematology | Class B IVD
Siemens Healthcare | Singapore | MD |  | Siemens Somatom Confidence Computed Tomography X-Ray System | Radiology / Imaging | Class C medical device
Siemens Healthcare | Singapore | MD |  | Siemens Multix Fusion Max system | Radiology / Imaging | Class C medical device
Siemens Healthcare | Singapore | IVD |  | Siemens N Latex FLC kappa/ N Latex FLC lambda | Immunology | Class C IVD
Siemens Healthcare | Singapore | IVD |  | Siemens N Antiserum to Human Apolipoprotein A-I | Immunology | Class B IVD
Siemens Healthcare | Singapore | IVD |  | Siemens N Antiserum to Human Apolipoprotein B | Immunology | Class B IVD
Siemens Healthcare | Singapore | IVD |  | Siemens N Antisera to Human Complement Factors (C3c, C4) | Immunology | Class B IVD
Siemens Healthcare | Singapore | IVD |  | Siemens Syva® RapidTest d.a.u.® Drug of Abuse Test Kit | Clinical toxicology | Class B IVD
Siemens Healthcare | Singapore | IVD |  | Siemens N Antisera to Human Immunoglobulins (IgG, IgA and IgM) | Immunology | Class B IVD
Siemens Healthcare | Singapore | IVD |  | Siemens Syva® Emit® II Plus Benzodiazepine Assay | Clinical toxicology | Class B IVD
Siemens Healthcare | Singapore | IVD |  | Siemens N Latex IgE mono | Immunology | Class B IVD
Siemens Healthcare | Singapore | IVD |  | Siemens N Latex Lp(a) Reagent | Immunology | Class B IVD
Siemens Healthcare | Singapore | IVD |  | Siemens BN Systems N Latex RF Kit | Immunology | Class B IVD
Siemens Healthcare | Singapore | IVD |  | Siemens BN Systems N Latex sTfR | Immunology | Class B IVD
Siemens Healthcare | Singapore | IVD |  | Siemens N Antiserum to Human α2-Macroglobulin | Immunology | Class B IVD
Siemens Healthcare | Singapore | MD |  | Siemens Shanghai Somatom go.Up | Radiology / Imaging | Class C medical device
Siemens Healthcare | Singapore | MD |  | Siemens Shanghai Somatom go.Now | Radiology / Imaging | Class C medical device
Siemens Healthcare | Singapore | IVD |  | Siemens ADVIA Chemistry 1800, 2400, XPT Creatine Kinase (CK_L) | Clinical chemistry | Class B IVD
Siemens Healthcare | Singapore | IVD |  | Siemens Emit® 2000 Vancomycin Assay | Clinical chemistry | Class C IVD
Siemens Healthcare | Singapore | IVD |  | Siemens IMMULITE 1000 Immunoassay System | Immunology | Class D IVD
Siemens Healthcare | Singapore | IVD |  | Siemens IMMULITE 2000 Immunoassay Systems | Immunology | Class D IVD
Siemens Healthcare | Singapore | IVD |  | Siemens Emit® 2000 Phenytoin Assay | Clinical chemistry | Class C IVD
Siemens Healthcare | Singapore | IVD |  | Siemens Atellica IM Anti-Hepatitis B e Antigen (aHBe) | Immunology | Class D IVD
Siemens Healthcare | Singapore | IVD |  | Siemens Atellica IM Insulin (IRI) | Immunology | Class B IVD
Siemens Healthcare | Singapore | IVD |  | Siemens Atellica IM Anti-Hepatitis B surface Antigen 2 (aHBs2) | Immunology | Class D IVD
Siemens Healthcare | Singapore | IVD |  | Siemens Emit® 2000 Theophylline Assay | Immunology | Class C IVD
Siemens Healthcare | Singapore | IVD |  | Siemens Atellica IM C‑peptide (CpS) | Immunology | Class B IVD
Siemens Healthcare | Singapore | IVD |  | Siemens Atellica IM HIV Ag/Ab Combo (CHIV) | Immunology | Class D IVD
Siemens Healthcare | Singapore | IVD |  | Siemens Atellica IM High Sensitivity Troponin I (TnIH) | Immunology | Class C IVD
Siemens Healthcare | Singapore | IVD |  | Siemens Atellica IM NT‑proBNP (PBNP) | Immunology | Class C IVD
Siemens Healthcare | Singapore | IVD |  | Siemens Atellica IM Alpha Fetoprotein (AFP) | Immunology | Class C IVD
Siemens Healthcare | Singapore | MD |  | Siemens Magnetom Vida MR System | Radiology / Imaging | Class B medical device
Siemens Healthcare | Singapore | IVD |  | Siemens Atellica CH Digoxin (Dgn) | Clinical toxicology | Class C IVD
Siemens Healthcare | Singapore | IVD |  | Siemens Atellica CH High Sensitivity C‑Reactive Protein (hsCRP) | Clinical chemistry | Class C IVD
Siemens Healthcare | Singapore | IVD |  | Siemens Atellica IM B‑Type Natriuretic Peptide (BNP) | Immunology | Class C IVD
Siemens Healthcare | Singapore | IVD |  | Siemens Atellica IM Free Prostate‑Specific Antigen (fPSA) | Immunology | Class C IVD
Siemens Healthcare | Singapore | IVD |  | Siemens Atellica IM Prostate‑Specific Antigen (PSA) | Immunology | Class C IVD
Siemens Healthcare | Singapore | IVD |  | Siemens Atellica IM Hepatitis A Total (aHAVT) | Immunology | Class B IVD
Siemens Healthcare | Singapore | MD |  | Siemens Atellica IM Vitamin D Total (VitD) | Immunology | Class B medical device
Siemens Healthcare | Singapore | IVD |  | Siemens Atellica CH Alkaline Phosphatase, Concentrated (ALP_2c) | Clinical chemistry | Class B IVD
Siemens Healthcare | Singapore | IVD |  | Siemens Atellica CH Alanine Aminotransferase (ALT) | Clinical chemistry | Class B IVD
Siemens Healthcare | Singapore | IVD |  | Siemens Atellica CH Aspartate Aminotransferase (AST) | Clinical chemistry | Class B IVD
Siemens Healthcare | Singapore | IVD |  | Siemens Atellica CH Gamma-Glutamyl Transferase (GGT) | Clinical chemistry | Class B IVD
Siemens Healthcare | Singapore | IVD |  | Siemens Atellica CH Lactate Dehydrogenase L‑P (LDLP) | Clinical chemistry | Class B IVD
Siemens Healthcare | Singapore | IVD |  | Siemens Atellica CH Lipase (Lip) | Clinical chemistry | Class B IVD
Siemens Healthcare | Singapore | IVD |  | Siemens Atellica CH Cholinesterase (CHE) | Clinical chemistry | Class B IVD
Siemens Healthcare | Singapore | MD |  | Siemens Artis Pheno System | Radiology / Imaging | Class C medical device
Siemens Healthcare | Singapore | IVD |  | Siemens Atellica CH Anti-Streptolysin-O_2 (ASO_2) | Clinical chemistry | Class B IVD
Siemens Healthcare | Singapore | IVD |  | Siemens Atellica CH Hemoglobin A1c_3 (A1c_3) | Clinical chemistry | Class B IVD
Siemens Healthcare | Singapore | IVD |  | Siemens Atellica CH Phenytoin (Phny) | Clinical toxicology | Class C IVD
Siemens Healthcare | Singapore | IVD |  | Siemens Atellica CH Complement C4 (C4) | Clinical chemistry | Class B IVD
Siemens Healthcare | Singapore | IVD |  | Siemens Atellica CH Complement C3 (C3) | Clinical chemistry | Class B IVD
Siemens Healthcare | Singapore | IVD |  | Siemens Atellica CH Carbon Dioxide, Concentrated (CO2_c) | Clinical chemistry | Class B IVD
Siemens Healthcare | Singapore | IVD |  | Siemens Atellica CH Magnesium (Mg) | Clinical chemistry | Class B IVD
Siemens Healthcare | Singapore | IVD |  | Siemens Atellica CH Inorganic Phosphorus (IP) | Clinical chemistry | Class B IVD
Siemens Healthcare | Singapore | IVD |  | Siemens Atellica CH Calcium (Ca) | Clinical chemistry | Class B IVD
Siemens Healthcare | Singapore | IVD |  | Siemens Atellica CH Prealbumin (PreAlb) | Clinical toxicology | Class B IVD
Siemens Healthcare | Singapore | IVD |  | Siemens Atellica CH Theophylline (Theo) | Clinical toxicology | Class C IVD
Siemens Healthcare | Singapore | IVD |  | Siemens Atellica™ CH Salicylate (Sal) | Clinical toxicology | Class B IVD
Siemens Healthcare | Singapore | IVD |  | Siemens Atellica™ CH Ethyl Alcohol (ETOH) | Clinical toxicology | Class B IVD
Siemens Healthcare | Singapore | IVD |  | Siemens Atellica™ CH Acetaminophen (Acet) | Clinical toxicology | Class B IVD
Siemens Healthcare | Singapore | IVD |  | Siemens Atellica CH Total Iron Binding Capacity (TIBC) | Clinical chemistry | Class B IVD
Siemens Healthcare | Singapore | IVD |  | Siemens Atellica IM Rubella IgG (Rub G) | Immunology | Class C IVD
Siemens Healthcare | Singapore | IVD |  | Siemens Atellica IM Rubella IgM (Rub M) | Immunology | Class C IVD
Siemens Healthcare | Korea | IVD |  | IMMULITE 1000 Troponin I | IVD reagents for cardiac marker | class 3
Siemens Healthcare | Korea | IVD |  | IMMULITE 2000 HCG | IVD Reagents for pregnancy/childbirth hormone and protein tests | class 2
Siemens Healthcare | Korea | IVD |  | IMMULITE 1000 AFP | IVD reagents for tumor marker | class 3
Siemens Healthcare | Korea | IVD |  | IMMULITE 2000 PAPP-A | IVD Reagents for congenital anomaly screening | class 3
Siemens Healthcare | Korea | IVD |  | OUHP29외 1건 | IVD reagents for diagnostic blood coagulation test | class 3
Siemens Healthcare | Korea | IVD |  | Dimension Mass Creatine Kinase MB Isoenzyme | IVD reagents for cardiac marker | class 3
Siemens Healthcare | Korea | IVD |  | Dimension Vista Mass Creatine Kinase MB Isoenzyme | IVD reagents for cardiac marker | class 3
Siemens Healthcare | Korea | IVD |  | Dimension Vista Cardiac Troponin I | IVD reagents for cardiac marker | class 3
Siemens Healthcare | Korea | IVD |  | Dimension NT-proBNP | IVD reagents for cardiac marker | class 3
Siemens Healthcare | Korea | IVD |  | ADVIA Centaur HER-2/neu (H2n)외 1건 | IVD reagents for tumor marker | class 3
Siemens Healthcare | Korea | IVD |  | ADVIA Centaur CA 125II외 1건 | IVD reagents for tumor marker | class 3
Siemens Healthcare | Korea | IVD |  | ADVIA Centaur Cyclosporine (CsA)외 1건 | IVD reagents for Cardiovascular, central nervous system TDM tests | class 3
Siemens Healthcare | Korea | IVD |  | ADVIA Centaur Toxoplasma G (Toxo G)외 1건 | IVD reagents for infectious disease marker(Diagnosis of Sexually transmitted disease, Legally designated infectious pathogens other than ‘high risk pathogens’, Infectious agents with moderate infectivity), immunological method | class 3
Siemens Healthcare | Korea | IVD |  | ADVIA Centaur Rubella M (Rub M)외 1건 | IVD reagents for infectious disease marker(Diagnosis of Sexually transmitted disease, Legally designated infectious pathogens other than ‘high risk pathogens’, Infectious agents with moderate infectivity), immunological method | class 3
Siemens Healthcare | Korea | IVD |  | ADVIA Centaur CA 19-9외 1건 | IVD reagents for tumor marker | class 3
Siemens Healthcare | Korea | IVD |  | ADVIA Centaur Rubella G (Rub G)외 1건 | IVD reagents for infectious disease marker(Diagnosis of Sexually transmitted disease, Legally designated infectious pathogens other than ‘high risk pathogens’, Infectious agents with moderate infectivity), immunological method | class 3
Siemens Healthcare | Korea | IVD |  | ADVIA Centaur Vancomycin (VANC) | IVD Reagents for antibiotic and antiviral TDM tests | class 3
Siemens Healthcare | Korea | IVD |  | ADVIA Centaur Syphilis (SYPH)외 1건 | IVD reagents for infectious disease marker(Diagnosis of Sexually transmitted disease, Legally designated infectious pathogens other than ‘high risk pathogens’, Infectious agents with moderate infectivity), immunological method | class 3
Siemens Healthcare | Korea | IVD |  | ADVIA Centaur Toxoplasma M (Toxo M)외 1건 | IVD reagents for infectious disease marker(Diagnosis of Sexually transmitted disease, Legally designated infectious pathogens other than ‘high risk pathogens’, Infectious agents with moderate infectivity), immunological method | class 3
Siemens Healthcare | Korea | IVD |  | Dimension Creatine Kinase MB | IVD reagents for cardiac marker | class 3
Siemens Healthcare | Korea | IVD |  | Dimension Vista Carbamazepine | IVD reagents for Cardiovascular, central nervous system TDM tests | class 3
Siemens Healthcare | Korea | IVD |  | Emit 2000 Phenobarbital Assay | IVD reagents for Cardiovascular, central nervous system TDM tests | class 3
Siemens Healthcare | Korea | IVD |  | Emit 2000 Carbamazepine Assay | IVD reagents for Cardiovascular, central nervous system TDM tests | class 3
Siemens Healthcare | Korea | IVD |  | Dimension Vista NT-proBNP | IVD reagents for cardiac marker | class 3
Siemens Healthcare | Korea | IVD |  | Emit 2000 Digoxin Assay | IVD reagents for Cardiovascular, central nervous system TDM tests | class 3
Siemens Healthcare | Korea | IVD |  | IMMULITE 2000 Valproic Acid | IVD reagents for Cardiovascular, central nervous system TDM tests | class 3
Siemens Healthcare | Korea | IVD |  | IMMULITE 2000 Phenobarbital | IVD reagents for Cardiovascular, central nervous system TDM tests | class 3
Siemens Healthcare | Korea | IVD |  | Dimension Cyclosporine A | IVD reagents for Cardiovascular, central nervous system TDM tests | class 3
Siemens Healthcare | Korea | IVD |  | IMMULITE 2000 Digoxin | IVD reagents for Cardiovascular, central nervous system TDM tests | class 3
Siemens Healthcare | Korea | IVD |  | IMMULITE 2000 Carbamazepine | IVD reagents for Cardiovascular, central nervous system TDM tests | class 3
Siemens Healthcare | Korea | IVD |  | Dimension Vista Creatine Kinase MB | IVD reagents for cardiac marker | class 3
Siemens Healthcare | Korea | IVD |  | Dimension Sirolimus | IVD reagents for Cardiovascular, central nervous system TDM tests | class 3
Siemens Healthcare | Korea | IVD |  | TRUGENE HIV-1 Genotyping Kit | IVD reagents for genotyping or patient monitoring of HIV, HBV, HCV, HTLV, molecular diagnostics | class 3
Siemens Healthcare | Korea | IVD |  | Dimension Myoglobin | IVD reagents for cardiac marker | class 3
Siemens Healthcare | Korea | IVD |  | Dimension Vista LOCI Myoglobin | IVD reagents for cardiac marker | class 3
Siemens Healthcare | Korea | IVD |  | Dimension LOCI NT-proBNP | IVD reagents for cardiac marker | class 3
Siemens Healthcare | Korea | IVD |  | IMMULITE 1000 Theophylline | IVD reagents for Cardiovascular, central nervous system TDM tests | class 3
Siemens Healthcare | Korea | IVD |  | Dimension Vista LOCI B-type Natriuretic Peptide | IVD reagents for cardiac marker | class 3
Siemens Healthcare | Korea | IVD |  | INNOVANCE PFA P2Y | IVD reagents for diagnostic blood coagulation test | class 3
Siemens Healthcare | Korea | IVD |  | Emit 2000 Theophylline Assay | IVD reagents for Cardiovascular, central nervous system TDM tests | class 3
Siemens Healthcare | Korea | IVD |  | Emit 2000 Valproic Acid Assay | IVD reagents for Cardiovascular, central nervous system TDM tests | class 3
Siemens Healthcare | Korea | MD |  | SOMATOM Definition Edge | CT system, full-body | class 2
Siemens Healthcare | Korea | IVD |  | Emit 2000 Vancomycin Assay | IVD Reagents for antibiotic and antiviral TDM tests | class 3
Siemens Healthcare | Korea | IVD |  | Emit Methotrexate Assay | IVD reagents for Cardiovascular, central nervous system TDM tests | class 3
Siemens Healthcare | Korea | IVD |  | Emit 2000 Mycophenolic Acid Assay | IVD reagents for Cardiovascular, central nervous system TDM tests | class 3
Siemens Healthcare | Korea | IVD |  | Emit Amikacin Assay | IVD Reagents for antibiotic and antiviral TDM tests | class 3
Siemens Healthcare | Korea | IVD |  | Emit 2000 Tacrolimus Assay | IVD reagents for Cardiovascular, central nervous system TDM tests | class 3
Siemens Healthcare | Korea | IVD |  | Emit 2000 Cyclosporine Specific Assay | IVD reagents for Cardiovascular, central nervous system TDM tests | class 3
Siemens Healthcare | Korea | IVD |  | Emit 2000 Phenytoin Assay | IVD reagents for Cardiovascular, central nervous system TDM tests | class 3
Siemens Healthcare | Korea | IVD |  | Dade PFA Collagen/ADP Test Cartridge | IVD reagents for diagnostic blood coagulation test | class 3
Siemens Healthcare | Korea | IVD |  | IMMULITE 1000 Phenytoin | IVD reagents for Cardiovascular, central nervous system TDM tests | class 3
Siemens Healthcare | Korea | IVD |  | IMMULITE 2000 Theophylline | IVD reagents for Cardiovascular, central nervous system TDM tests | class 3
Siemens Healthcare | Korea | IVD |  | IMMULITE 1000 Valproic Acid | IVD reagents for Cardiovascular, central nervous system TDM tests | class 3
Siemens Healthcare | Korea | IVD |  | Dade PFA Collagen/EPI Test Cartridge | IVD reagents for diagnostic blood coagulation test | class 3
Siemens Healthcare | Korea | IVD |  | Dimension Cardiac Troponin-I | IVD reagents for cardiac marker | class 3
Siemens Healthcare | Korea | IVD |  | IMMULITE 2000 Phenytoin | IVD reagents for Cardiovascular, central nervous system TDM tests | class 3
Siemens Healthcare | Korea | IVD |  | IMMULITE 1000 Digoxin | IVD reagents for Cardiovascular, central nervous system TDM tests | class 3
Siemens Healthcare | Korea | IVD |  | IMMULITE 1000 Carbamazepine | IVD reagents for Cardiovascular, central nervous system TDM tests | class 3
Siemens Healthcare | Korea | IVD |  | ADVIA Centaur TnI-Ultra외 1건 | IVD reagents for cardiac marker | class 3
Siemens Healthcare | Korea | IVD |  | ADVIA Centaur Myoglobin (MYO)외 1건 | IVD reagents for cardiac marker | class 3
Siemens Healthcare | Korea | IVD |  | ADVIA Centaur HAV IgM (aHAVM)외 1건 | IVD reagents for infectious disease marker(Diagnosis of Sexually transmitted disease, Legally designated infectious pathogens other than ‘high risk pathogens’, Infectious agents with moderate infectivity), immunological method | class 3
Siemens Healthcare | Korea | IVD |  | ADVIA Centaur Free PSA (fPSA)외 1건 | IVD reagents for tumor marker | class 3
Siemens Healthcare | Korea | IVD |  | ADVIA Centaur CKMB외 1건 | IVD reagents for cardiac marker | class 3
Siemens Healthcare | Korea | IVD |  | ADVIA Centaur BNP외 1건 | IVD reagents for cardiac marker | class 3
Siemens Healthcare | Korea | IVD |  | ADVIA Centaur AFP외 1건 | IVD reagents for tumor marker | class 3
Siemens Healthcare | Korea | IVD |  | ADVIA Centaur BR외 1건 | IVD reagents for tumor marker | class 3
Siemens Healthcare | Korea | IVD |  | ADVIA Centaur CEA외 1건 | IVD reagents for tumor marker | class 3
Siemens Healthcare | Korea | IVD |  | ADVIA Centaur HAV Total (aHAVT)외 1건 | IVD reagents for infectious disease marker(Diagnosis of Sexually transmitted disease, Legally designated infectious pathogens other than ‘high risk pathogens’, Infectious agents with moderate infectivity), immunological method | class 3
Siemens Healthcare | Korea | IVD |  | Enzygnost Anti-Parotitis Virus/IgG | IVD reagents for infectious disease marker(Diagnosis of Sexually transmitted disease, Legally designated infectious pathogens other than ‘high risk pathogens’, Infectious agents with moderate infectivity), immunological method | class 3
Siemens Healthcare | Korea | IVD |  | Enzygnost Anti-VZV/IgM | IVD reagents for infectious disease marker(Diagnosis of Sexually transmitted disease, Legally designated infectious pathogens other than ‘high risk pathogens’, Infectious agents with moderate infectivity), immunological method | class 3
Siemens Healthcare | Korea | MD |  | RAPIDLab 348EX | analyzer, blood gases | class 1
Siemens Healthcare | Korea | IVD |  | IMMULITE 2000 CMV IgG | IVD reagents for infectious disease marker(Diagnosis of Sexually transmitted disease, Legally designated infectious pathogens other than ‘high risk pathogens’, Infectious agents with moderate infectivity), immunological method | class 3
Siemens Healthcare | Korea | MD |  | SOMATOM Scope | CT system, full-body | class 2
Siemens Healthcare | Korea | MD |  | SOMATOM Scope Power | CT system, full-body | class 2
Siemens Healthcare | Korea | MD |  | Multix Fusion외 1건 | X-ray system, diagnostic, general-purpose, digital | class 2
Siemens Healthcare | Korea | IVD |  | Dimension EXL LOCI High Sensitivity Troponin I Flex Reagent Cartridge | IVD reagents for cardiac marker | class 3
Siemens Healthcare | Korea | MD |  | ARTIS icono biplane외 1건 | Fluoroscopic x-ray system, angiography, stationary, digital | class 3
Siemens Healthcare | Korea | MD |  | Z6Ms외 2건 | Probe, ultrasonic, oesophageal | class 2
Siemens Healthcare | Korea | IVD |  | N Latex IgM | IVD reagents for specific protein(immunoglobulin) test | class 2
Siemens Healthcare | Korea | MD |  | Stratus CS 200 STAT Fluorometeric Analyzer | Fluorimetric immunoassay analyzer(FIA), stationary | class 1
Siemens Healthcare | Korea | MD |  | Magnetom Aera | MRI system, full-body, superconducting magnet | class 2
Siemens Healthcare | Korea | IVD |  | Dimension Vista Creatinine (K1033A) | Other Reagents, classⅡ, for clinical chemistry | class 2
Siemens Healthcare | Korea | MD |  | Mammomat Fusion | Mammographic x-ray system, stationary, digital | class 2
Siemens Healthcare | Korea | MD |  | Cios Alpha | Fluoroscopic x-ray system, general-purpose, mobile, digital | class 3
Siemens Healthcare | Korea | MD |  | Artis one | Fluoroscopic x-ray system, angiography, stationary, digital | class 3
Siemens Healthcare | Korea | IVD |  | Dade Owren's Veronal Buffer | Other reagent of sample preparation kit | class 1
Siemens Healthcare | Korea | IVD |  | Dade CA System Buffer | Other reagent of sample preparation kit | class 1
Siemens Healthcare | Korea | IVD |  | Enzygnost HIV Integral 4 | IVD reagents for diagnosis of HIV, HBV, HCV, HTLV, immunological method | class 4
Siemens Healthcare | Korea | IVD |  | Enzygnost Anti-HCV 4.0 | IVD reagents for diagnosis of HIV, HBV, HCV, HTLV, immunological method | class 4
Siemens Healthcare | Korea | IVD |  | ADVIA Chemistry Albumin BCP (ALBP)외 1건 | Other Reagents, classⅡ, for clinical chemistry | class 2
Siemens Healthcare | Korea | MD |  | Mammomat Select | Mammographic x-ray system, stationary, analogue | class 2
Siemens Healthcare | Korea | MD |  | SOMATOM Scope Power | CT system, full-body | class 2
Siemens Healthcare | Korea | MD |  | SC 6002 | Patient monitor | class 2
Siemens Healthcare | Korea | MD |  | SC 5000 | Patient monitor | class 2
Siemens Healthcare | Korea | MD |  | RECOR | Patient monitor | class 2
Siemens Healthcare | Korea | MD |  | MULTISPECT 3 | Gamma cameras | class 2
Siemens Healthcare | Korea | MD |  | ECAT EXACT 47 | Positron emission computed tomography system | class 2
Siemens Healthcare | Korea | MD |  |  | Gamma cameras | class 2
Siemens Healthcare | Korea | MD |  | CATHCOR | Patient monitor | class 2
Siemens Healthcare | Korea | MD |  | SC9000 | Patient monitor | class 2
Siemens Healthcare | Korea | MD |  | SC6000P | Patient monitor | class 2
Siemens Healthcare | Korea | MD |  | Servo Ventilator 300 | Ventilator | class 3
Siemens Healthcare | Korea | MD |  | Dimension EXL 200 | Clinical chemistry automated analyser | class 1
Siemens Healthcare | Korea | MD |  | Audio Service Astral 12 HP | Hearing aid, air-conduction | class 2
Siemens Healthcare | Korea | MD |  | GEM 8+ | Hearing aid, air-conduction | class 2
Siemens Healthcare | Korea | MD |  | POLYSTAR T.O.P |  | class 2
Siemens Healthcare | Korea | MD |  | Multistar Plus |  | class 2
Siemens Healthcare | Korea | MD |  | MAGNETOM HARMONY |  | class 2
Siemens Healthcare | Korea | MD |  | SERVO VENTILATOR 900E | Ventilator | class 2
Siemens Healthcare | Korea | MD |  | ACUSON Sequoia 512 Ultrasound System | Ultrasonic imaging system | class 3
Siemens Healthcare | Korea | MD |  | POLYSTAR | Radiographic X-ray system | class 3
Siemens Healthcare | Korea | MD |  | MULTIX UH | Radiographic X-ray system | class 3
Siemens Healthcare | Korea | MD |  | MAMMOMAT 3000 |  | class 3
Siemens Healthcare | Korea | MD |  | NHS 102PP | Hearing aid | class 2
Siemens Healthcare | Korea | MD |  | NHS-101M | Hearing aid | class 2
Siemens Healthcare | Korea | MD |  | THORAMAT | Radiographic X-ray system | class 3
Siemens Healthcare | Korea | MD |  | SC7000 | Patient monitor | class 2
Siemens Healthcare | Korea | MD |  | SIRECUST 1281 | Patient monitor | class 2
Siemens Healthcare | Korea | MD |  | YSIO외 1건 | X-ray system, diagnostic, general-purpose, digital | class 2
Siemens Healthcare | Korea | MD |  | syngo.via | Medical image, picture archiving and communication system, software class 2 | class 2
Siemens Healthcare | Korea | MD |  | MAGNETOM Skyra외 1건 | MRI system, full-body, superconducting magnet | class 2
Siemens Healthcare | Korea | MD |  | Dimension Vista 500 System외 3건 | Clinical chemistry automated analyser | class 1
Siemens Healthcare | Korea | MD |  | MAGNETOM Spectra | MRI system, full-body, superconducting magnet | class 2
Siemens Healthcare | Korea | MD |  | UROSKOP Access | Fluoroscopic x-ray system, general-purpose, stationary, digital | class 3
Siemens Healthcare | Korea | MD |  | Symbia T | Single photon emission computed tomography combination system | class 2
Siemens Healthcare | Korea | MD |  | SOMATOM Spirit | CT system, full-body | class 2
Siemens Healthcare | Korea | MD |  | Biograph 64 TruePoint Positron Emission Tomography(PET) / Computed Tomograhy(CT) Scanner | Nuclear medicine system, positron emission tomography, combination | class 2
Siemens Healthcare | Korea | MD |  | Biograph 16 TruePoint Positron Emission Tomography(PET) / Computed Tomograhy(CT) Scanner | Nuclear medicine system, positron emission tomography, combination | class 2
Siemens Healthcare | Korea | MD |  | Biograph mCT Series Positron Emission Tomography(PET)/Computed Tomograhy(CT) Scanner | Nuclear medicine system, positron emission tomography, combination | class 2
Siemens Healthcare | Korea | MD |  | Dimension RxL clinical chemistry system | Discrete type clinical chemistry automated analyzer | class 1
Siemens Healthcare | Korea | MD |  | Dimension AR clinical chemistry system (with or without HM) | Discrete type clinical chemistry automated analyzer | class 1
Siemens Healthcare | Korea | MD |  | S2P+ | Hearing aid | class 2
Siemens Healthcare | Korea | MD |  | Biograph mMR | MRI system, full-body, superconducting magnet | class 2
Siemens Healthcare | Korea | MD |  | SOMATOM PLUS 4 VOLUME ZOOM |  | class 2
Siemens Healthcare | Korea | MD |  | NHS 14 | Hearing aid | class 2
Siemens Healthcare | Korea | IVD |  | ADVIA Centaur HBsAg (HBs) | IVD reagents for diagnosis of HIV, HBV, HCV, HTLV, immunological method | class 4
Siemens Healthcare | Korea | MD |  | Oncor Impression Plus | Accelerator system collimator electron applicator | class 3
Siemens Healthcare | Korea | MD |  | Dimension EXL with LM | Clinical chemistry automated analyser | class 1
Siemens Healthcare | Korea | MD |  | CEMIA X-Mini | Hearing aid, air-conduction | class 2
Siemens Healthcare | Korea | MD |  | MAGNETOM Vision | MRI system, full-body, superconducting magnet | class 2
Siemens Healthcare | Singapore | MD |  | Siemens Somatom Spirit Power option | Radiology / Imaging | Class C medical device
Siemens Healthcare | Singapore | MD |  | Siemens Somatom Spirit | Radiology / Imaging | Class C medical device
Siemens Healthcare | Singapore | IVD |  | Siemens Cellognost® Mononucleosis | Immunology | Class C IVD
Siemens Healthcare | Singapore | IVD |  | Siemens Dade Innovin | Hematology | Class C IVD
Siemens Healthcare | Singapore | IVD |  | Siemens Syva® Emit® 2000 Mycophenolic Acid Assay | Clinical toxicology | Class C IVD
Siemens Healthcare | Singapore | IVD |  | Siemens Syva® Emit® Methotrexate Assay | Clinical toxicology | Class C IVD
Siemens Healthcare | Singapore | IVD |  | Siemens Syva® Emit® 2000 Tacrolimus Sample Pretreatment Reagents/Syva® Emit® 2000 Tacrolimus Calibrators/Syva® Emit® 2000 Tacrolimus Assay | Clinical toxicology | Class C IVD
Siemens Healthcare | Singapore | MD |  | Chex-Stix Combo pak |  | Class A
Siemens Healthcare | Singapore | MD |  | Chex-Stix Combo pak |  | Class A
Siemens Healthcare | Singapore | MD |  | Chex-Stix Combo pak |  | Class A
Siemens Healthcare | Singapore | IVD |  | Siemens Atellica IM HIV 1/O/2 Enhanced (EHIV) | Immunology | Class D IVD
Siemens Healthcare | Singapore | IVD |  | Siemens Atellica CH Amylase_2 (AMY_2) | Clinical chemistry | Class B IVD
Siemens Healthcare | Singapore | IVD |  | Siemens Atellica CH Lidocaine (LIDO) | Clinical chemistry | Class C IVD
Siemens Healthcare | Singapore | IVD |  | Siemens Atellica CH N-Acetylprocainamide (NAPA) | Clinical chemistry | Class C IVD
Siemens Healthcare | Singapore | MD |  | Siemens Biograph Vision Systems | Radiology / Imaging | Class C medical device
Siemens Healthcare | Singapore | IVD |  | Siemens ADVIA Centaur BRAHMS Procalcitonin assay | Immunology | Class C IVD
Siemens Healthcare | Singapore | MD |  | Siemens Magnetom Sola Fit | Radiology / Imaging | Class B medical device
Siemens Healthcare | Singapore | MD |  | Siemens Magnetom Vida Fit | Radiology / Imaging | Class B medical device
Siemens Healthcare | Singapore | IVD |  | Siemens Atellica IM Cyclosporine (CsA) | Immunology | Class C IVD
Siemens Healthcare | Singapore | IVD |  | Siemens Atellica IM Enhanced Liver Fibrosis Test (ELF Test) | Clinical chemistry | Class B IVD
Siemens Healthcare | Singapore | IVD |  | Siemens Atellica CH Calcium_2 (CA_2) | Clinical chemistry | Class B IVD
Siemens Healthcare | Singapore | IVD |  | Siemens Atellica CH Oxycodone (OXY) | Clinical toxicology | Class B IVD
Siemens Healthcare | Singapore | MD |  | Siemens Cios Spin | Radiology / Imaging | Class C medical device
Siemens Healthcare | Singapore | MD |  | Siemens Multix Impact System | Radiology / Imaging | Class C medical device
Siemens Healthcare | Singapore | IVD |  | Siemens Atellica IM BRAHMS Procalcitonin (PCT) assay | Immunology | Class C IVD
Siemens Healthcare | Singapore | MD |  | Siemens syngo.via View&GO | Radiology / Imaging | Class B medical device
Siemens Healthcare | Singapore | MD |  | Siemens Somatom Edge Plus | Radiology / Imaging | Class C medical device
Siemens Healthcare | Singapore | IVD |  | Siemens Emit® tox™ Salicylic Acid Assay | Immunology | Class B IVD
Siemens Healthcare | Singapore | IVD |  | Siemens Emit® 2000 Digoxin Assay | Clinical chemistry | Class C IVD
Siemens Healthcare | Singapore | MD |  | Siemens Magnetom Altea System | Radiology / Imaging | Class B medical device
Siemens Healthcare | Singapore | MD |  | Siemens Magnetom Lumina System | Radiology / Imaging | Class B medical device
Siemens Healthcare | Singapore | IVD |  | Siemens ADVIA Centaur High-Sensitivity Troponin I (TNIH) | Immunology | Class C IVD
Siemens Healthcare | Singapore | IVD |  | Siemens Atellica CH Procainamide (PROC) assay | Clinical chemistry | Class C IVD
Siemens Healthcare | Singapore | IVD |  | Siemens Atellica CH Cystatin C_2 (CYSC_2) | Clinical chemistry | Class B IVD
Siemens Healthcare | Singapore | IVD |  | Siemens Emit 2000 Valproic Acid Assay | Immunology | Class C IVD
Siemens Healthcare | Singapore | MD |  | Siemens Shanghai Somatom go.Top | Radiology / Imaging | Class C medical device
Siemens Healthcare | Singapore | MD |  | Siemens Shanghai Somatom go.All | Radiology / Imaging | Class C medical device
Siemens Healthcare | Singapore | IVD |  | Siemens Atellica IM Hepatitis B surface Antigen II (HBsII) | Immunology | Class D IVD
Siemens Healthcare | Singapore | IVD |  | Siemens Atellica IM Anti-Hepatitis B core Total (HBcT) | Immunology | Class D IVD
Siemens Healthcare | Singapore | IVD |  | Siemens Atellica IM Hepatitis B core Antigen (aHBcM) | Immunology | Class D IVD
Siemens Healthcare | Singapore | IVD |  | Siemens Atellica IM Hepatitis B e Antigen (HBeAg) | Immunology | Class D IVD
Siemens Healthcare | Singapore | IVD |  | Siemens Emit® 2000 Phenobarbital Assay | Immunology | Class C IVD
Siemens Healthcare | Singapore | IVD |  | Siemens Atellica IM Complexed Prostate-Specific Antigen (cPSA) | Immunology | Class C IVD
Siemens Healthcare | Singapore | MD |  | Siemens Mobilett Elara Max | Radiology / Imaging | Class C medical device
Siemens Healthcare | Singapore | IVD |  | Siemens Atellica IM Hepatitis B surface Antigen II Confirmatory (HBsII Conf) | Immunology | Class D IVD
Siemens Healthcare | Singapore | MD |  | Siemens Somatom go.Top | Radiology / Imaging | Class C medical device
Siemens Healthcare | Singapore | MD |  | Siemens Somatom go.All | Radiology / Imaging | Class C medical device
Siemens Healthcare | Singapore | IVD |  | Siemens Atellica IM HER‑2/neu (H2n) | Immunology | Class C IVD
Siemens Healthcare | Singapore | IVD |  | Siemens Atellica IM anti-CCP IgG (aCCP) | Immunology | Class B IVD
Siemens Healthcare | Singapore | IVD |  | Siemens Atellica IM Digoxin (Dig) | Immunology | Class C IVD
Siemens Healthcare | Singapore | MD |  | Siemens ACUSON Redwood Diagnostic Ultrasound System | Radiology / Imaging | Class B medical device
Siemens Healthcare | Singapore | IVD |  | Siemens ADVIA Chemistry 1800, 2400, XPT Glucose Oxidase (GLUO) | Clinical chemistry | Class B IVD
Siemens Healthcare | Singapore | IVD |  | Siemens Clinitek Atlas® 10 Reagent Pak | Clinical chemistry | Class B IVD
Siemens Healthcare | Singapore | MD |  | Siemens Syngo Application Software | Radiology / Imaging | Class C medical device
Siemens Healthcare | Singapore | IVD |  | Siemens IMMULITE 2000 ACTH | Immunology | Class B IVD
Siemens Healthcare | Singapore | IVD |  | Siemens Xprecia Systems PT/INRSTRIPS Coagulation Testing | Hematology | Class C IVD
Siemens Healthcare | Singapore | MD |  | Siemens Mammomat Select | Radiology / Imaging | Class C medical device
Siemens Healthcare | Singapore | IVD |  | Siemens N Latex Cystatin C IVD Kit | Clinical chemistry | Class B IVD
Siemens Healthcare | Singapore | IVD |  | Siemens IMMULITE 1000, IMMULITE 2000 Thyroid Uptake | Clinical chemistry | Class B IVD
Siemens Healthcare | Singapore | MD |  | Siemens Symbia Intevo Systems | Radiology / Imaging | Class C medical device
Siemens Healthcare | Singapore | IVD |  | Siemens N Latex β2-Microglobulin | Immunology | Class B IVD
Siemens Healthcare | Singapore | IVD |  | Siemens N Antiserum to Human α1-Acid-glycoprotein | Immunology | Class B IVD
Siemens Healthcare | Singapore | IVD |  | Siemens Antiserum to Human α1-Antitrypsin | Immunology | Class B IVD
Siemens Healthcare | Singapore | IVD |  | Siemens N Antiserum to Human α1-Microglobulin | Immunology | Class B IVD
Siemens Healthcare | Singapore | IVD |  | Siemens N Antiserum to Human Haptoglobin | Immunology | Class B IVD
Siemens Healthcare | Singapore | IVD |  | Siemens N Antiserum to Human Transferrin | Immunology | Class B IVD
Siemens Healthcare | Singapore | IVD |  | Siemens N Antiserum to Human Ceruloplasmin | Immunology | Class B IVD
Siemens Healthcare | Singapore | IVD |  | Siemens N Antiserum to Human Albumin | Immunology | Class B IVD
Siemens Healthcare | Singapore | MD |  | Siemens Acuson P500 Diagnostic Ultrasound System | Radiology / Imaging | Class B medical device
Siemens Healthcare | Singapore | MD |  | Siemens Mobilett Mira Max System | Radiology / Imaging | Class C medical device
Siemens Healthcare | Singapore | MD |  | Siemens Magnetom Skyrafit MR System | Radiology / Imaging | Class B medical device
Siemens Healthcare | Singapore | IVD |  | Siemens ADVIA 560 Hematology System | Hematology | Class B IVD
Siemens Healthcare | Singapore | IVD |  | Siemens ADVIA Centaur XP Active-B12 (AB12) | Immunology | Class B IVD
Siemens Healthcare | Singapore | MD |  | Siemens Acuson NX2 Diagnostic Ultrasound System | Radiology / Imaging | Class B medical device
Siemens Healthcare | Singapore | MD |  | Siemens Somatom Drive | Radiology / Imaging | Class C medical device
Siemens Healthcare | Singapore | IVD |  | Siemens BN Systems N Antisera to Human C1-Inhibitor | Immunology | Class B IVD
Siemens Healthcare | Singapore | IVD |  | Siemens BN Systems N Antisera to Human Fibrinogen | Immunology | Class B IVD
Siemens Healthcare | Singapore | IVD |  | Siemens BN Systems N Antisera to Human Anti-Thrombin III | Immunology | Class B IVD
Siemens Healthcare | Singapore | MD |  | Siemens Magnetom Amira | Radiology / Imaging | Class B medical device
Siemens Healthcare | Singapore | IVD |  | Siemens BN Systems N Antisera to Human Plasminogen | Immunology | Class B IVD
Siemens Healthcare | Singapore | MD |  | Siemens Magnetom Sempra MR System | Radiology / Imaging | Class B medical device
Siemens Healthcare | Singapore | MD |  | Siemens Syngo.via | Radiology / Imaging | Class B medical device
Siemens Healthcare | Singapore | MD |  | Siemens Cios Connect System | Radiology / Imaging | Class C medical device
Siemens Healthcare | Singapore | MD |  | Siemens Cios Fusion System | Radiology / Imaging | Class C medical device
Siemens Healthcare | Singapore | IVD |  | Siemens N Antisera to Human Apolipoprotein A-II and Apolipoprotein E | Clinical chemistry | Class B IVD
Siemens Healthcare | Singapore | MD |  | Siemens Cios Alpha System | Radiology / Imaging | Class C medical device
Siemens Healthcare | Singapore | IVD |  | Siemens ADVIA Chemistry 1800, 2400, XPT Alkaline Phosphatase_2 Concentrated (ALP_2c) | Clinical chemistry | Class B IVD
Siemens Healthcare | Singapore | MD |  | Siemens Cios Select System | Radiology / Imaging | Class C medical device
Siemens Healthcare | Singapore | MD |  | Siemens Acuson NX3 Ultrasound System | Radiology / Imaging | Class B medical device
Siemens Healthcare | Singapore | MD |  | Siemens Acuson NX3 Elite Ultrasound System | Radiology / Imaging | Class B medical device
Siemens Healthcare | Singapore | MD |  | Siemens Multitom Rax System | Radiology / Imaging | Class C medical device
Siemens Healthcare | Korea | IVD |  | Atellica CH Procainamide (PROC) | IVD reagents for Cardiovascular, central nervous system TDM tests | class 3
Siemens Healthcare | Korea | MD |  | AI-Rad Companion Chest CT | Medical image, computer aided detection/diagnosis software class 2 | class 2
Siemens Healthcare | Korea | MD |  | Atellica IM 1300 Analyzer외 1건 | Chemiluminescence assay(CLIA) analyzer | class 1
Siemens Healthcare | Korea | MD |  | Atellica CH 930 Analyzer |  | class 1
Siemens Healthcare | Korea | MD |  | DCA 2000+ Analyzer | Hemoglobin analyzer | class 1
Siemens Healthcare | Korea | IVD |  | OPFH03외 2건 | IVD reagents for blood coagulation factor test | class 2
Siemens Healthcare | Korea | IVD |  | Acute Care DDMR TestPak | IVD reagents for diagnostic blood coagulation test | class 3
Siemens Healthcare | Korea | MD |  | Cios Select | Fluoroscopic x-ray system, general-purpose, mobile, digital | class 3
Siemens Healthcare | Korea | IVD |  | Acute Care βhCG TestPak | IVD Reagents for pregnancy/childbirth hormone and protein tests | class 2
Siemens Healthcare | Korea | MD |  | ADVIA Centaur | Chemiluminescence assay(CLIA) analyzer | class 1
Siemens Healthcare | Korea | MD |  | EV9-4 | Probe, ultrasonic, vaginal | class 2
Siemens Healthcare | Korea | MD |  | Artis zeego Q | Fluoroscopic x-ray system, angiography, stationary, digital | class 3
Siemens Healthcare | Korea | IVD |  | INNOVANCE® Free PS Ag | IVD reagents for blood coagulation factor test | class 2
Siemens Healthcare | Korea | MD |  | SOMATOM Drive | CT system, full-body | class 2
Siemens Healthcare | Singapore | MD |  | Siemens syngo® Dynamics | Radiology / Imaging | Class B medical device
Siemens Healthcare | Singapore | IVD |  | Siemens INNOVANCE® VWF Ac | Hematology | Class B IVD
Siemens Healthcare | Singapore | IVD |  | Siemens Syva® Emit® II Plus Phencyclidine Assay | Clinical toxicology | Class B IVD
Siemens Healthcare | Singapore | IVD |  | Siemens Syva® Emit® II Plus Opiate Assay | Clinical toxicology | Class B IVD
Siemens Healthcare | Singapore | IVD |  | Siemens Syva® Emit® II Plus Amphetamines Assay | Clinical toxicology | Class B IVD
Siemens Healthcare | Singapore | IVD |  | Siemens Syva® Emit® II Plus Barbiturate Assay | Clinical toxicology | Class B IVD
Siemens Healthcare | Singapore | IVD |  | Siemens Syva® Emit® II Plus Methaqualone Assay | Clinical toxicology | Class B IVD
Siemens Healthcare | Singapore | IVD |  | Siemens Syva® Emit® II Plus Cocaine Metabolite Assay | Clinical toxicology | Class B IVD
Siemens Healthcare | Singapore | IVD |  | Siemens Syva® Emit® II Plus Methadone Assay | Clinical toxicology | Class B IVD
Siemens Healthcare | Singapore | IVD |  | Siemens Syva® Emit® II Plus Ecstasy Assay | Clinical toxicology | Class B IVD
Siemens Healthcare | Singapore | IVD |  | Siemens Syva® Emit® II Plus Propoxyphene Assay | Clinical toxicology | Class B IVD
Siemens Healthcare | Singapore | IVD |  | Siemens Syva® Emit® II Plus Cannabinoid Assay | Clinical toxicology | Class B IVD
Siemens Healthcare | Singapore | IVD |  | Siemens INNOVANCE Free PS Ag | Hematology | Class B IVD
Siemens Healthcare | Singapore | MD |  | Siemens Artis One System | Radiology / Imaging | Class C medical device
Siemens Healthcare | Singapore | IVD |  | Siemens ADVIA Chemistry 1800, 2400, XPT Triglycerides_2 (TRIG_2) | Clinical chemistry | Class B IVD
Siemens Healthcare | Singapore | IVD |  | Siemens Syva® Emit® 2000 Phenobarbital Assay | Clinical toxicology | Class C IVD
Siemens Healthcare | Singapore | IVD |  | Siemens IMMULITE® 2000 PAPP-A | Immunology | Class C IVD
Siemens Healthcare | Singapore | IVD |  | Siemens ADVIA Chemistry 1800, 2400, XPT Albumin BCP (ALBP) | Clinical chemistry | Class B IVD
Siemens Healthcare | Singapore | IVD |  | Siemens ADVIA Chemistry 1800, 2400, XPT Calcium (CA) | Clinical chemistry | Class B IVD
Siemens Healthcare | Singapore | MD |  | Siemens Ysio Max System | Radiology / Imaging | Class C medical device
Siemens Healthcare | Singapore | MD |  | Siemens Uroskop Omnia Max | Radiology / Imaging | Class C medical device
Siemens Healthcare | Singapore | MD |  | Siemens Syngo® Imaging | Radiology / Imaging | Class B medical device
Siemens Healthcare | Singapore | MD |  | Siemens Magnetom Prisma MR System | Radiology / Imaging | Class B medical device
Siemens Healthcare | Singapore | MD |  | Siemens Sensis Family System | Radiology / Imaging | Class C medical device
Siemens Healthcare | Singapore | MD |  | Siemens eSie Apps Suite | Radiology / Imaging | Class B medical device
Siemens Healthcare | Singapore | MD |  | Siemens Mammomat Fusion System | Radiology / Imaging | Class C medical device
Siemens Healthcare | Singapore | MD |  | Siemens Somatom Force System | Radiology / Imaging | Class C medical device
Siemens Healthcare | Singapore | MD |  | Siemens Shanghai Somatom Scope | Radiology / Imaging | Class C medical device
Siemens Healthcare | Singapore | MD |  | Siemens Somatom Scope System | Radiology / Imaging | Class C medical device
Siemens Healthcare | Singapore | IVD |  | Siemens DCA™ System Hemoglobin A1c Reagent Kit | Clinical chemistry | Class B IVD
Siemens Healthcare | Singapore | MD |  | Siemens Symbia Evo SPECT System | Radiology / Imaging | Class B medical device
Siemens Healthcare | Singapore | MD |  | Siemens Luminos Agile Max | Radiology / Imaging | Class C medical device
Siemens Healthcare | Singapore | MD |  | Siemens Luminos dRF Max X-ray System | Radiology / Imaging | Class C medical device
Siemens Healthcare | Singapore | MD |  | Siemens Acuson X600 Diagnostic Ultrasound System | Radiology / Imaging | Class B medical device
Siemens Healthcare | Singapore | IVD |  | Siemens Berichrom Factor XIII | Hematology | Class B IVD
Siemens Healthcare | Singapore | IVD |  | Siemens Dade Fibrinogen Determination Reagents | Hematology | Class B IVD
Siemens Healthcare | Singapore | IVD |  | Siemens Multifibren U | Hematology | Class B IVD
Siemens Healthcare | Singapore | IVD |  | Siemens LA1 Screening Reagent and LA2 Confirmation Reagent | Hematology | Class B IVD
Siemens Healthcare | Singapore | IVD |  | Siemens Coagulation Factor V Deficient Plasma | Hematology | Class B IVD
Siemens Healthcare | Singapore | IVD |  | Siemens Coagulation Factor XII Deficient Plasma | Hematology | Class B IVD
Siemens Healthcare | Singapore | IVD |  | Siemens Coagulation Factor II Deficient Plasma | Hematology | Class B IVD
Siemens Healthcare | Singapore | IVD |  | Siemens Coagulation Factor VII Deficient Plasma | Hematology | Class B IVD
Siemens Healthcare | Singapore | IVD |  | Siemens Coagulation Factor XI Deficient Plasma | Hematology | Class B IVD
Siemens Healthcare | Singapore | IVD |  | Siemens Coagulation Factor IX Deficient Plasma | Hematology | Class B IVD
Siemens Healthcare | Singapore | IVD |  | Siemens Coagulation Factor X Deficient Plasma | Hematology | Class B IVD
Siemens Healthcare | Singapore | IVD |  | Siemens Berichrom α2-Antiplasmin | Hematology | Class B IVD
Siemens Healthcare | Singapore | IVD |  | Siemens Berichrom Plasminogen | Hematology | Class B IVD
Siemens Healthcare | Singapore | IVD |  | Siemens Factor VIII Chromogenic Assay | Hematology | Class B IVD
Siemens Healthcare | Singapore | IVD |  | Siemens Protein S Ac | Hematology | Class B IVD
Siemens Healthcare | Singapore | IVD |  | Siemens Berichrom Protein C | Hematology | Class B IVD
Siemens Healthcare | Singapore | IVD |  | Siemens Protein C Reagent | Hematology | Class B IVD
Siemens Healthcare | Singapore | IVD |  | Siemens Von Willebrand Reagent | Hematology | Class B IVD
Siemens Healthcare | Singapore | IVD |  | Siemens ProC Global | Hematology | Class B IVD
Siemens Healthcare | Singapore | IVD |  | Siemens Berichrom Heparin | Immunology | Class C IVD
Siemens Healthcare | Singapore | IVD |  | Siemens Dade Thrombin Reagent | Hematology | Class B IVD
Siemens Healthcare | Singapore | IVD |  | Siemens INNOVANCE D-Dimer | Hematology | Class B IVD
Siemens Healthcare | Singapore | IVD |  | Siemens Coagulation Factor VIII Deficient Plasma | Hematology | Class B IVD
Siemens Healthcare | Singapore | IVD |  | Siemens INNOVANCE Antithrombin | Hematology | Class B IVD
Siemens Healthcare | Korea | MD |  | MAGNETOM Lumina | MRI system, full-body, superconducting magnet | class 2
Siemens Healthcare | Korea | IVD |  | Atellica CH Phenobarbital (Phnb) | IVD reagents for Cardiovascular, central nervous system TDM tests | class 3
Siemens Healthcare | Korea | IVD |  | Atellica CH Tobramycin (Tob) | IVD Reagents for antibiotic and antiviral TDM tests | class 3
Siemens Healthcare | Korea | IVD |  | Atellica CH Mycophenolic Acid (MPA) | IVD reagents for Cardiovascular, central nervous system TDM tests | class 3
Siemens Healthcare | Korea | IVD |  | Atellica CH Gentamicin (Gent) | IVD Reagents for antibiotic and antiviral TDM tests | class 3
Siemens Healthcare | Korea | IVD |  | Atellica CH Enzymatic Hemoglobin A1c(A1c_E)외 2건 | IVD reagents for diabetes mellitus | class 2
Siemens Healthcare | Korea | MD |  | ARTIS pheno | Fluoroscopic x-ray system, angiography, stationary, digital | class 3
Siemens Healthcare | Korea | MD |  | Atellica 1500 system | Urine chemistry analyzer, (semi-)automated | class 1
Siemens Healthcare | Korea | MD |  | CH6-2외 6건 | Probe, ultrasonic, hand-held, external | class 2
Siemens Healthcare | Korea | MD |  | C6-3 3D외 5건 | Probe, ultrasonic, hand-held, external | class 2
Siemens Healthcare | Korea | MD |  | 4V1외 1건 | Probe, ultrasonic, hand-held, external | class 2
Siemens Healthcare | Korea | MD |  | 7.5L70외 1건 | Probe, ultrasonic, hand-held, external | class 2
Siemens Healthcare | Korea | MD |  | C5F1외 2건 | Probe, ultrasonic, hand-held, external | class 2
Siemens Healthcare | Korea | MD |  | CX5-2 | Probe, ultrasonic, hand-held, external | class 2
Siemens Healthcare | Korea | MD |  | 7V3c외 10건 | Probe, ultrasonic, hand-held, external | class 2
Siemens Healthcare | Korea | MD |  | 4V2c외 17건 | Probe, ultrasonic, hand-held, external | class 2
Siemens Healthcare | Korea | MD |  | 7V3c외 11건 | Probe, ultrasonic, hand-held, external | class 2
Siemens Healthcare | Korea | MD |  | CW2외 2건 | Probe, ultrasonic, hand-held, external | class 2
Siemens Healthcare | Korea | MD |  | 4V1c | Probe, ultrasonic, hand-held, external | class 2
Siemens Healthcare | Korea | MD |  | 10V4 | Probe, ultrasonic, hand-held, external | class 2
Siemens Healthcare | Korea | MD |  | C6-3 3D외 6건 | Probe, ultrasonic, hand-held, external | class 2
Siemens Healthcare | Korea | IVD |  | ADVIA Centaur PTH외 1건 | IVD reagents for bone and mineral metabolite measurement test | class 2
Siemens Healthcare | Korea | IVD |  | Atellica CH Carbamazepine (Carb) | IVD reagents for Cardiovascular, central nervous system TDM tests | class 3
Siemens Healthcare | Korea | MD |  | MAGNETOM Altea | MRI system, full-body, superconducting magnet | class 2
Siemens Healthcare | Korea | MD |  | SOMATOM X.cite | CT system, full-body | class 2
Siemens Healthcare | Korea | IVD |  | Dimension Hemoglobin A1c (DF105B) | IVD reagents for diabetes mellitus | class 2
Siemens Healthcare | Korea | IVD |  | Atellica CH Tacrolimus (TACR) | IVD reagents for Cardiovascular, central nervous system TDM tests | class 3
Siemens Healthcare | Korea | IVD |  | Atellica CH Theophylline (Theo) | IVD reagents for Cardiovascular, central nervous system TDM tests | class 3
Siemens Healthcare | Korea | MD |  | SOMATOM go.OpenPro | CT system, full-body | class 2
Siemens Healthcare | Korea | MD |  | SOMATOM go.OpenPro | CT system, full-body | class 2
Siemens Healthcare | Korea | MD |  | SOMATOM Force | CT system, full-body | class 2
Siemens Healthcare | Korea | IVD |  | Dimension Vista Acetaminophen | IVD reagents for Cardiovascular, central nervous system TDM tests | class 3
Siemens Healthcare | Korea | IVD |  | Dimension Vista Phenobarbital | IVD reagents for Cardiovascular, central nervous system TDM tests | class 3
Siemens Healthcare | Korea | IVD |  | ADVIA Chemistry Theophylline_2 (THEO_2) | IVD reagents for Cardiovascular, central nervous system TDM tests | class 3
Siemens Healthcare | Korea | IVD |  | Dimension Vista Lithium | IVD reagents for Cardiovascular, central nervous system TDM tests | class 3
Siemens Healthcare | Korea | IVD |  | ADVIA Centaur CA 15-3외 1건 | IVD reagents for tumor marker | class 3
Siemens Healthcare | Korea | IVD |  | Dade Actin FS Activated PTT Reagent | IVD reagents for diagnostic blood coagulation test | class 3
Siemens Healthcare | Korea | IVD |  | Dimension Vista Valproic Acid | IVD reagents for Cardiovascular, central nervous system TDM tests | class 3
Siemens Healthcare | Korea | IVD |  | Dimension Vista Cyclosporine | IVD reagents for Cardiovascular, central nervous system TDM tests | class 3
Siemens Healthcare | Korea | IVD |  | Dimension Vista Vancomycin | IVD Reagents for antibiotic and antiviral TDM tests | class 3
Siemens Healthcare | Korea | IVD |  | Dimension Mycophenolic Acid | IVD reagents for Cardiovascular, central nervous system TDM tests | class 3
Siemens Healthcare | Korea | IVD |  | IMMULITE 1000 Turbo Troponin I | IVD reagents for cardiac marker | class 3
Siemens Healthcare | Korea | IVD |  | IMMULITE 2000 PAP | IVD reagents for tumor marker | class 3
Siemens Healthcare | Korea | IVD |  | IMMULITE 1000 Rubella Quantitative IgG | IVD reagents for infectious disease marker(Diagnosis of Sexually transmitted disease, Legally designated infectious pathogens other than ‘high risk pathogens’, Infectious agents with moderate infectivity), immunological method | class 3
Siemens Healthcare | Korea | IVD |  | IMMULITE 2000 PSA | IVD reagents for tumor marker | class 3
Siemens Healthcare | Korea | IVD |  | IMMULITE 2000 Myoglobin | IVD reagents for cardiac marker | class 3
Siemens Healthcare | Korea | IVD |  | IMMULITE 2000 Free PSA | IVD reagents for tumor marker | class 3
Siemens Healthcare | Korea | IVD |  | IMMULITE 2000 GI-MA | IVD reagents for tumor marker | class 3
Siemens Healthcare | Korea | IVD |  | IMMULITE 2000 CK-MB | IVD reagents for cardiac marker | class 3
Siemens Healthcare | Korea | IVD |  | IMMULITE 2000 CEA | IVD reagents for tumor marker | class 3
Siemens Healthcare | Korea | IVD |  | IMMULITE 2000 Toxoplasma IgM(μ-capture) | IVD reagents for infectious disease marker(Diagnosis of Sexually transmitted disease, Legally designated infectious pathogens other than ‘high risk pathogens’, Infectious agents with moderate infectivity), immunological method | class 3
Siemens Healthcare | Korea | IVD |  | IMMULITE 2000 Third Generation PSA | IVD reagents for tumor marker | class 3
Siemens Healthcare | Korea | IVD |  | IMMULITE 2000 Toxoplasma Quantitative IgG | IVD reagents for infectious disease marker(Diagnosis of Sexually transmitted disease, Legally designated infectious pathogens other than ‘high risk pathogens’, Infectious agents with moderate infectivity), immunological method | class 3
Siemens Healthcare | Korea | IVD |  | IMMULITE 1000 Unconjugated Estriol | IVD Reagents for congenital anomaly screening | class 3
Siemens Healthcare | Korea | IVD |  | ADVIA Chemistry Carbamazepine_2 (CARB_2) | IVD reagents for Cardiovascular, central nervous system TDM tests | class 3
Siemens Healthcare | Korea | IVD |  | IMMULITE 2000 AFP | IVD reagents for tumor marker | class 3
Siemens Healthcare | Korea | IVD |  | IMMULITE 2000 BR-MA | IVD reagents for tumor marker | class 3
Siemens Healthcare | Korea | IVD |  | IMMULITE 2000 Free Beta HCG | IVD Reagents for congenital anomaly screening | class 3
Siemens Healthcare | Korea | IVD |  | IMMULITE 2000 NT-proBNP | IVD reagents for cardiac marker | class 3
Siemens Healthcare | Korea | IVD |  | ADVIA Chemistry Phenytoin_2 (PHNY_2) | IVD reagents for Cardiovascular, central nervous system TDM tests | class 3
Siemens Healthcare | Korea | IVD |  | ADVIA Centaur Phenobarbital (PHNB) | IVD reagents for Cardiovascular, central nervous system TDM tests | class 3
Siemens Healthcare | Korea | IVD |  | Coagulation Factor II Deficient Plasma | IVD reagents for blood coagulation factor test | class 2
Siemens Healthcare | Korea | IVD |  | Coagulation Factor VIII Deficient Plasma | IVD reagents for blood coagulation factor test | class 2
Siemens Healthcare | Korea | IVD |  | OPBP03외 1건 | IVD reagents for diagnostic blood coagulation test | class 3
Siemens Healthcare | Korea | IVD |  | Test Thrombin Reagent | IVD reagents for diagnostic blood coagulation test | class 3
Siemens Healthcare | Korea | IVD |  | Coagulation Factor X Deficient Plasma | IVD reagents for blood coagulation factor test | class 2
Siemens Healthcare | Korea | IVD |  | Coagulation Factor VII Deficient Plasma | IVD reagents for blood coagulation factor test | class 2
Siemens Healthcare | Korea | IVD |  | Berichrom F XIII | IVD reagents for blood coagulation factor test | class 2
Siemens Healthcare | Korea | IVD |  | Coagulation Factor XI Deficient Plasma | IVD reagents for blood coagulation factor test | class 2
Siemens Healthcare | Korea | IVD |  | B4233-25외 1건 | IVD reagents for diagnostic blood coagulation test | class 3
Siemens Healthcare | Korea | IVD |  | Coagulation Factor V Deficient Plasma | IVD reagents for blood coagulation factor test | class 2
Siemens Healthcare | Korea | IVD |  | Coagulation Factor IX Deficient Plasma | IVD reagents for blood coagulation factor test | class 2
Siemens Healthcare | Korea | IVD |  | Factor VIII Chromogenic Assay | IVD reagents for blood coagulation factor test | class 2
Siemens Healthcare | Korea | IVD |  | Coagulation Factor XII Deficient Plasma | IVD reagents for blood coagulation factor test | class 2
Siemens Healthcare | Korea | IVD |  | ADVIA Centaur Valproic Acid (VALP) | IVD reagents for Cardiovascular, central nervous system TDM tests | class 3
Siemens Healthcare | Korea | IVD |  | Dimension Vista Phenytoin | IVD reagents for Cardiovascular, central nervous system TDM tests | class 3
Siemens Healthcare | Korea | IVD |  | IMMULITE 1000 HCG | IVD Reagents for pregnancy/childbirth hormone and protein tests | class 2
Siemens Healthcare | Korea | IVD |  | Dimension Carbamazepine | IVD reagents for Cardiovascular, central nervous system TDM tests | class 3
Siemens Healthcare | Korea | IVD |  | Dimension Vista Theophylline | IVD reagents for Cardiovascular, central nervous system TDM tests | class 3
Siemens Healthcare | Korea | IVD |  | Dimension Phenobarbital | IVD reagents for Cardiovascular, central nervous system TDM tests | class 3
Siemens Healthcare | Korea | IVD |  | ADVIA Centaur Phenytoin (PHTN) | IVD reagents for Cardiovascular, central nervous system TDM tests | class 3
Siemens Healthcare | Korea | IVD |  | Dimension Vista Tobramycin | IVD Reagents for antibiotic and antiviral TDM tests | class 3
Siemens Healthcare | Korea | IVD |  | Dimension Vista Gentamicin | IVD Reagents for antibiotic and antiviral TDM tests | class 3
Siemens Healthcare | Korea | IVD |  | ADVIA Centaur Carbamazepine (CARB) | IVD reagents for Cardiovascular, central nervous system TDM tests | class 3
Siemens Healthcare | Korea | IVD |  | Dimension Vancomycin | IVD Reagents for antibiotic and antiviral TDM tests | class 3
Siemens Healthcare | Korea | IVD |  | Dimension Phenytoin | IVD reagents for Cardiovascular, central nervous system TDM tests | class 3
Siemens Healthcare | Korea | IVD |  | Dimension Gentamicin | IVD Reagents for antibiotic and antiviral TDM tests | class 3
Siemens Healthcare | Korea | IVD |  | Dimension Vista LOCI Digoxin | IVD reagents for Cardiovascular, central nervous system TDM tests | class 3
Siemens Healthcare | Korea | IVD |  | Dimension Theophylline | IVD reagents for Cardiovascular, central nervous system TDM tests | class 3
Siemens Healthcare | Korea | IVD |  | ADVIA Centaur Theophylline 2 (THEO 2) | IVD reagents for Cardiovascular, central nervous system TDM tests | class 3
Siemens Healthcare | Korea | IVD |  | ADVIA Centaur Digoxin외 1건 | IVD reagents for Cardiovascular, central nervous system TDM tests | class 3
Siemens Healthcare | Korea | IVD |  | ADVIA Centaur PSA외 1건 | IVD reagents for tumor marker | class 3
Siemens Healthcare | Korea | IVD |  | Dimension Digoxin | IVD reagents for Cardiovascular, central nervous system TDM tests | class 3
Siemens Healthcare | Korea | IVD |  | ADVIA Chemistry Gentamicin_2 (GENT_2) | IVD Reagents for antibiotic and antiviral TDM tests | class 3
Siemens Healthcare | Korea | IVD |  | ADVIA Chemistry Phenobarbital_2 (PHNB_2) | IVD reagents for Cardiovascular, central nervous system TDM tests | class 3
Siemens Healthcare | Korea | IVD |  | ADVIA Chemistry Vancomycin_2 (VANC_2) | IVD Reagents for antibiotic and antiviral TDM tests | class 3
Siemens Healthcare | Korea | IVD |  | ADVIA Chemistry Valproic Acid_2 (VPA_2) | IVD reagents for Cardiovascular, central nervous system TDM tests | class 3
Siemens Healthcare | Korea | IVD |  | Dimension Valproic Acid | IVD reagents for Cardiovascular, central nervous system TDM tests | class 3
Siemens Healthcare | Korea | IVD |  | Dimension Lithium | IVD reagents for Cardiovascular, central nervous system TDM tests | class 3
Siemens Healthcare | Korea | IVD |  | ADVIA Chemistry Tobramycin_2 (TOB_2) | IVD Reagents for antibiotic and antiviral TDM tests | class 3
Siemens Healthcare | Korea | IVD |  | Dimension Tacrolimus | IVD reagents for Cardiovascular, central nervous system TDM tests | class 3
Siemens Healthcare | Korea | IVD |  | IMMULITE 2000 Rubella IgM | IVD reagents for infectious disease marker(Diagnosis of Sexually transmitted disease, Legally designated infectious pathogens other than ‘high risk pathogens’, Infectious agents with moderate infectivity), immunological method | class 3
Siemens Healthcare | Korea | IVD |  | IMMULITE 1000 Rubella IgM | IVD reagents for infectious disease marker(Diagnosis of Sexually transmitted disease, Legally designated infectious pathogens other than ‘high risk pathogens’, Infectious agents with moderate infectivity), immunological method | class 3
Siemens Healthcare | Korea | IVD |  | IMMULITE 1000 Turbo NT-proBNP | IVD reagents for cardiac marker | class 3
Siemens Healthcare | Korea | IVD |  | Dimension Vista Salicylate | IVD reagents for Cardiovascular, central nervous system TDM tests | class 3
Siemens Healthcare | Korea | IVD |  | Dimension LOCI Cardiac Troponin I | IVD reagents for cardiac marker | class 3
Siemens Healthcare | Korea | IVD |  | Dimension Tobramycin | IVD Reagents for antibiotic and antiviral TDM tests | class 3
Siemens Healthcare | Korea | IVD |  | B4219-1외 1건 | IVD reagents for diagnostic blood coagulation test | class 3
Siemens Healthcare | Korea | IVD |  | B4218-1외 1건 | IVD reagents for diagnostic blood coagulation test | class 3
Siemens Healthcare | Korea | IVD |  | IMMULITE 1000 BR-MA | IVD reagents for tumor marker | class 3
Siemens Healthcare | Korea | IVD |  | IMMULITE 1000 GI-MA | IVD reagents for tumor marker | class 3
Siemens Healthcare | Korea | IVD |  | IMMULITE 1000 PSA | IVD reagents for tumor marker | class 3
Siemens Healthcare | Korea | IVD |  | IMMULITE 1000 Myoglobin | IVD reagents for cardiac marker | class 3
Siemens Healthcare | Korea | IVD |  | IMMULITE 1000 OM-MA | IVD reagents for tumor marker | class 3
Siemens Healthcare | Korea | IVD |  | IMMULITE 1000 Free PSA | IVD reagents for tumor marker | class 3
Siemens Healthcare | Korea | IVD |  | IMMULITE 1000 CK-MB | IVD reagents for cardiac marker | class 3
Siemens Healthcare | Korea | IVD |  | IMMULITE 2000 D-Dimer | IVD reagents for diagnostic blood coagulation test | class 3
Siemens Healthcare | Korea | IVD |  | IMMULITE 1000 Turbo Myoglobin | IVD reagents for cardiac marker | class 3
Siemens Healthcare | Korea | IVD |  | IMMULITE 2000 OM-MA | IVD reagents for tumor marker | class 3
Siemens Healthcare | Korea | IVD |  | IMMULITE 2000 Syphilis Screen | IVD reagents for infectious disease marker(Diagnosis of Sexually transmitted disease, Legally designated infectious pathogens other than ‘high risk pathogens’, Infectious agents with moderate infectivity), immunological method | class 3
Siemens Healthcare | Korea | IVD |  | IMMULITE 2000 CMV IgM | IVD reagents for infectious disease marker(Diagnosis of Sexually transmitted disease, Legally designated infectious pathogens other than ‘high risk pathogens’, Infectious agents with moderate infectivity), immunological method | class 3
Siemens Healthcare | Korea | IVD |  | IMMULITE 1000 Turbo CK-MB | IVD reagents for cardiac marker | class 3
Siemens Healthcare | Korea | IVD |  | Pathromtin SL | IVD reagents for diagnostic blood coagulation test | class 3
Siemens Healthcare | Korea | IVD |  | IMMULITE 2000 Troponin I | IVD reagents for cardiac marker | class 3
Siemens Healthcare | Korea | IVD |  | IMMULITE 1000 CEA | IVD reagents for tumor marker | class 3
Siemens Healthcare | Korea | IVD |  | IMMULITE 2000 Rubella Quantitative IgG | IVD reagents for infectious disease marker(Diagnosis of Sexually transmitted disease, Legally designated infectious pathogens other than ‘high risk pathogens’, Infectious agents with moderate infectivity), immunological method | class 3
Siemens Healthcare | Korea | IVD |  | IMMULITE 2000 Unconjugated Estriol | IVD Reagents for congenital anomaly screening | class 3
Siemens Healthcare | Korea | IVD |  | Enzygnost Anti-VZV/IgG | IVD reagents for infectious disease marker(Diagnosis of Sexually transmitted disease, Legally designated infectious pathogens other than ‘high risk pathogens’, Infectious agents with moderate infectivity), immunological method | class 3
Siemens Healthcare | Korea | IVD |  | Enzygnost Anti-HSV/IgM | IVD reagents for infectious disease marker(Diagnosis of Sexually transmitted disease, Legally designated infectious pathogens other than ‘high risk pathogens’, Infectious agents with moderate infectivity), immunological method | class 3
Siemens Healthcare | Korea | IVD |  | Enzygnost Anti-CMV/IgG | IVD reagents for infectious disease marker(Diagnosis of Sexually transmitted disease, Legally designated infectious pathogens other than ‘high risk pathogens’, Infectious agents with moderate infectivity), immunological method | class 3
Siemens Healthcare | Korea | IVD |  | Enzygnost Anti-Rubella Virus/IgG | IVD reagents for infectious disease marker(Diagnosis of Sexually transmitted disease, Legally designated infectious pathogens other than ‘high risk pathogens’, Infectious agents with moderate infectivity), immunological method | class 3
Siemens Healthcare | Korea | IVD |  | Enzygnost Anti-CMV/IgM | IVD reagents for infectious disease marker(Diagnosis of Sexually transmitted disease, Legally designated infectious pathogens other than ‘high risk pathogens’, Infectious agents with moderate infectivity), immunological method | class 3
Siemens Healthcare | Korea | IVD |  | Enzygnost Anti-Measles Virus/IgG | IVD reagents for infectious disease marker(Diagnosis of Sexually transmitted disease, Legally designated infectious pathogens other than ‘high risk pathogens’, Infectious agents with moderate infectivity), immunological method | class 3
Siemens Healthcare | Korea | IVD |  | Enzygnost Anti-Measles Virus/IgM | IVD reagents for infectious disease marker(Diagnosis of Sexually transmitted disease, Legally designated infectious pathogens other than ‘high risk pathogens’, Infectious agents with moderate infectivity), immunological method | class 3
Siemens Healthcare | Korea | IVD |  | Enzygnost Anti-Rubella Virus/IgM | IVD reagents for infectious disease marker(Diagnosis of Sexually transmitted disease, Legally designated infectious pathogens other than ‘high risk pathogens’, Infectious agents with moderate infectivity), immunological method | class 3
Siemens Healthcare | Korea | IVD |  | Enzygnost Anti-HSV/IgG | IVD reagents for infectious disease marker(Diagnosis of Sexually transmitted disease, Legally designated infectious pathogens other than ‘high risk pathogens’, Infectious agents with moderate infectivity), immunological method | class 3
Siemens Healthcare | Korea | IVD |  | Enzygnost Anti-Parotitis Virus/IgM | IVD reagents for infectious disease marker(Diagnosis of Sexually transmitted disease, Legally designated infectious pathogens other than ‘high risk pathogens’, Infectious agents with moderate infectivity), immunological method | class 3
Siemens Healthcare | Korea | MD |  | Artis Q.zen Biplane외 2건 | Fluoroscopic x-ray system, angiography, stationary, digital | class 3
Siemens Healthcare | Korea | IVD |  | VERSANT Tissue Preparation Reagents | IVD reagents for extracting nucleic acids | class 1
Siemens Healthcare | Korea | MD |  | Magnetom Prisma | MRI system, full-body, superconducting magnet | class 2
Siemens Healthcare | Korea | MD |  | 12L4 | Probe, ultrasonic, hand-held, external | class 2
Siemens Healthcare | Korea | IVD |  | N Latex IgA | IVD reagents for specific protein(immunoglobulin) test | class 2
Siemens Healthcare | Korea | MD |  | Multix Fusion | X-ray system, diagnostic, general-purpose, analogue | class 2
Siemens Healthcare | Korea | MD |  | Chek-Stix Combo Pak Positive and Negative Controls | General calibrators, controls or standards, classⅠ, for clinical chemistry | class 1
Siemens Healthcare | Korea | MD |  | Uroskop Omnia MAX | Fluoroscopic x-ray system, general-purpose, stationary, digital | class 3
Siemens Healthcare | Korea | IVD |  | ADVIA Centaur SARS-CoV-2 Total (COV2T)외 1건 | IVD reagents for infectious disease marker(Diagnosis of Sexually transmitted disease, Legally designated infectious pathogens other than ‘high risk pathogens’, Infectious agents with moderate infectivity), immunological method | class 3
Siemens Healthcare | Korea | MD |  | SOMATOM go.Sim | CT system, full-body | class 2
Siemens Healthcare | Korea | MD |  | SOMATOM go.Sim | CT system, full-body | class 2
Siemens Healthcare | Korea | IVD |  | Atellica CH Lidocaine (LIDO) | IVD reagents for Cardiovascular, central nervous system TDM tests | class 3
Siemens Healthcare | USA | MD | JAK | syngo.CT Clinical Extensions | System, X-Ray, Tomography, Computed | 2
Siemens Healthcare | USA | IVD | JJY | ADVIA Chemistry Special Chemistry Calibrator (SPCL CHEM) | Multi-Analyte Controls, All Kinds (Assayed) | 1
Siemens Healthcare | USA | IVD | JIN | CT Status+;CT Status;Clinitek Status+;Clinitek Status | Nitroprusside, Ketones (Urinary, Non-Quant.) | 1
Siemens Healthcare | USA | IVD | JGS | M840;800 Series systems;M850 | Electrode, Ion Specific, Sodium | 2
Siemens Healthcare | USA | IVD | CHL | 800 SERIES;M860 | Electrode Measurement, Blood-Gases (Pco2, Po2) And Blood Ph | 2
Siemens Healthcare | USA | IVD | CHL | 248 system;RL248;248;M248 | Electrode Measurement, Blood-Gases (Pco2, Po2) And Blood Ph | 2
Siemens Healthcare | USA | IVD | CHL | 248 BG System | Electrode Measurement, Blood-Gases (Pco2, Po2) And Blood Ph | 2
Siemens Healthcare | USA | IVD | CHL | 238 system;RL238;M238 | Electrode Measurement, Blood-Gases (Pco2, Po2) And Blood Ph | 2
Siemens Healthcare | USA | IVD | MQM | RAPIDPOINT 405;RAPIDPOINT 500 | Bilirubin (Total And Unbound) In The Neonate Test System | 1
Siemens Healthcare | USA | IVD | KHP | Rapidpoint 500 System Lactate | Acid, Lactic, Enzymatic Method | 1
Siemens Healthcare | USA | IVD | JGS | M614;M600 Series;M600;Model 614 | Electrode, Ion Specific, Sodium | 2
Siemens Healthcare | USA | IVD | CIC | ADVIA LabCell / WorkCell | Cresolphthalein Complexone, Calcium | 2
Siemens Healthcare | USA | IVD | CHL | Rapidpoint 400/405/500 systems Pleural Fluid | Electrode Measurement, Blood-Gases (Pco2, Po2) And Blood Ph | 2
Siemens Healthcare | USA | IVD | JIN | CLINITEK Novus Calibration Kit;CLINITEK Novus Automated Urine Chemistry Analyzer;CLINITEK Novus 10 Urinalysis Cassette | Nitroprusside, Ketones (Urinary, Non-Quant.) | 1
Siemens Healthcare | USA | IVD | JPK | ADVIA Hematology | Mixture, Hematology Quality Control | 2
Siemens Healthcare | USA | IVD | OBF | VERSANT HCV Control 2.0 Kit (LiPA);VERSANT HCV Genotype Assay 2.0 (LiPA);VERSANT HCV Amplification 2.0 Kit (LiPA) | Assay, Genotyping, Hepatitis C Virus | 2
Siemens Healthcare | USA | IVD | CGA | iCa++ Quick Sampler;RAPIDPoint® 500e Blood Gas System | Glucose Oxidase, Glucose | 2
Siemens Healthcare | USA | IVD | GIF | MAGIC LITE INTACT PTH DILUENT;Atellica IM Multi-Diluent 13 (M-Dil 13);Atellica IM Multi-Diluent 12 (M-Dil 12);600 Series Blood Gas;ADVIA Centaur Multi-Diluent 15;Blood Gas Systems;ID2 Sample Diluent Module;Atellica IM Multi-Diluent 3 (M-Dil 3);Atellica IM Multi-Diluent 11 (M-Dil 11);Atellica IM Multi-Diluent 2 (M-Dil 2);IMMULITE® 1000 ID1 Sample Diluent Module;IMMULITE® 2000 IgG/IgM Sample Diluent;Atellica IM Multi-Diluent 10 (M-Dil 10);Atellica IM Multi-Diluent 1 (M-Dil 1);Atellica IM Multi-Diluent 5 (M-Dil 5) | Diluent, Blood Cell | 1
Siemens Healthcare | USA | IVD | CGA | Rapidpoint Blood Gas;Rapidpoint 400;Blood Gas Systems Family | Glucose Oxidase, Glucose | 2
Siemens Healthcare | USA | IVD | JCC | Blood Gas Systems Buffer;Imidazole Buffer Solution | Ph Buffer | 1
Siemens Healthcare | USA | IVD | GKR | Blood Gas Systems Family;Rapidpoint 400 Series;RAPIDPOINT 405 | System, Hemoglobin, Automated | 2
Siemens Healthcare | USA | IVD | JIR | DCA Vantage;DCA Systems | Indicator Method, Protein Or Albumin (Urinary, Non-Quant.) | 1
Siemens Healthcare | USA | IVD | CGA | Rapidlab Blood Gas Systems;Rapidlab 800 Series;Rapidlab 1200 Series;Rapidlab 1200 | Glucose Oxidase, Glucose | 2
Siemens Healthcare | USA | IVD | JIR | CLINITEK Status;CLINITEK Family | Indicator Method, Protein Or Albumin (Urinary, Non-Quant.) | 1
Siemens Healthcare | USA | IVD | CEM | Rapidlab 348;Blood Gas Systems Family | Electrode, Ion Specific, Potassium | 2
Siemens Healthcare | USA | MD | LLZ | SYNGO.MR SPECTRO ENGINE SYNGO.MR SPECTRO SVS SYNGO.MR SPECTRO CSI SYNGO.MR SPECTRO EXTENSION | System, Image Processing, Radiological | 2
Siemens Healthcare | USA | MD | LLZ | syngo.MR Neurology | System, Image Processing, Radiological | 2
Siemens Healthcare | USA | MD | LLZ | syno MR Oncology | System, Image Processing, Radiological | 2
Siemens Healthcare | USA | MD | LNH | syngo.MR General, syngo.MR Cardiology, syngo.MR Vascular | System, Nuclear Magnetic Resonance Imaging | 2
Siemens Healthcare | USA | MD | LNH | syngo.mMR General;syngo.MR Oncology;syngo.MR BreVis;syngo.MR Neurology | System, Nuclear Magnetic Resonance Imaging | 2
Siemens Healthcare | USA | MD | LNH | syngo mMR General | System, Nuclear Magnetic Resonance Imaging | 2
Siemens Healthcare | USA | MD | LLZ | syngo.via | System, Image Processing, Radiological | 2
Siemens Healthcare | USA | MD | LNH | MAGNETOM Avanto;MAGNETOM Symphony;MAGNETOM Systems with SW syngo MR 2006A (SW VB13);MAGNETOM Trio;MAGNETOM Espree | System, Nuclear Magnetic Resonance Imaging | 2
Siemens Healthcare | USA | MD | LNH | MR VB10 software upgrade;syngo.MR Neurology and syngo.MR Oncology | System, Nuclear Magnetic Resonance Imaging | 2
Siemens Healthcare | USA | MD | LNH | syngo.MR General;syngo.MR General VB20 | System, Nuclear Magnetic Resonance Imaging | 2
Siemens Healthcare | USA | MD | LNI | Biograph mMR with mMR Angio Transfer Option | System, Nuclear Magnetic Resonance Spectroscopic | 2
Siemens Healthcare | USA | MD | LNH | syngo.MR Applications | System, Nuclear Magnetic Resonance Imaging | 2
Siemens Healthcare | USA | MD | LNI | MAGNETOM Vida with Compressed Sensing GRASP-VIBE | System, Nuclear Magnetic Resonance Spectroscopic | 2
Siemens Healthcare | USA | MD | LNI | MAGNETOM VIDA | System, Nuclear Magnetic Resonance Spectroscopic | 2
Siemens Healthcare | USA | MD | LNI | MAGNETOM SOLA;MAGNETOM Sola w/XJ gradient system | System, Nuclear Magnetic Resonance Spectroscopic | 2
Siemens Healthcare | USA | MD | MOH | MAGNETOM Aera;MAGNETOM Aera (MR E11C-AP01) | Monitor, Heart Rate, Fetal, Non-Stress Test (Home Use) | 2
Siemens Healthcare | USA | MD | LNI | MAGNETOM Sola;MAGNETOM Sola w/syngo MR XA11A;MAGNETOM Altea with SW syngo MR XA11B;MAGNETOM Altea | System, Nuclear Magnetic Resonance Spectroscopic | 2
Siemens Healthcare | USA | MD | LNI | MAGNETOM Vida;MAGNETOM Vida (syngo MR XA11B) | System, Nuclear Magnetic Resonance Spectroscopic | 2
Siemens Healthcare | USA | MD | LNI | MAGNETOM Lumina;MAGNETOM Lumina (syngo MR XA11B) | System, Nuclear Magnetic Resonance Spectroscopic | 2
Siemens Healthcare | USA | MD | LNI | MAGNETOM Terra;MAGNETOM Terra (syngo MR E12U) | System, Nuclear Magnetic Resonance Spectroscopic | 2
Siemens Healthcare | USA | MD | LNI | MAGNETOM Avantofit with SW syngo VE11E | System, Nuclear Magnetic Resonance Spectroscopic | 2
Siemens Healthcare | USA | MD | LNH | syngo.MR Brain;syngo.MR Applications | System, Nuclear Magnetic Resonance Imaging | 2
Siemens Healthcare | USA | MD | LNI | MAGNETOM Skyra with Software syngo MR E11E with Ischemic Heart Disease (IHD) Workflow;MAGNETOM Aera with Software syngo MR E11E with Ischemic Heart Disease (IHD) Workflow | System, Nuclear Magnetic Resonance Spectroscopic | 2
Siemens Healthcare | USA | MD | LNH | syngo.MR Applications with new software version SMR VB40A;syngo.MR Applications | System, Nuclear Magnetic Resonance Imaging | 2
Siemens Healthcare | USA | MD | LNI | MAGNETOM Sola, MAGNETOM Altea and MAGNETOM Sola Fit with software syngo MR XA20A;MAGNETOM Sola, MAGNETOM Altea and MAGNETOM Sola Fit | System, Nuclear Magnetic Resonance Spectroscopic | 2
Siemens Healthcare | USA | MD | LNI | MAGNETOM Vida, MAGNETOM Lumina and MAGNETOM Vida Fit | System, Nuclear Magnetic Resonance Spectroscopic | 2
Siemens Healthcare | USA | MD | LNI | Biograph mMR with syngo MR E11P-AP01 system software | System, Nuclear Magnetic Resonance Spectroscopic | 2
Siemens Healthcare | USA | MD | LLZ | AI-Rad Companion Brain MR | System, Image Processing, Radiological | 2
Siemens Healthcare | USA | MD | LNI | MAGNETOM Aera, MAGNETOM Skyra, MAGNETOM Prisma/ Prismafit with syngo SW XA30A | System, Nuclear Magnetic Resonance Spectroscopic | 2
Siemens Healthcare | USA | MD | LNH | AI-Rad Companion Prostate MR | System, Nuclear Magnetic Resonance Imaging | 2
Siemens Healthcare | USA | MD | LLZ | AI-Rad Companion Engine | System, Image Processing, Radiological | 2
Siemens Healthcare | USA | MD | QKB | AI-Rad Companion Organs RT | Radiological Image Processing Software For Radiation Therapy | 2
Siemens Healthcare | USA | MD | LNI | MAGNETOM Vida, MAGNETOM Sola, MAGNETOM Lumina, MAGNETOM Altea (syngo MR XA31A) | System, Nuclear Magnetic Resonance Spectroscopic | 2
Siemens Healthcare | USA | MD | MOS | MAGNETOM Free.Max | Coil, Magnetic Resonance, Specialty | 2
Siemens Healthcare | USA | MD | LNI | MAGNETOM Vida with syngo MR XA50A | System, Nuclear Magnetic Resonance Spectroscopic | 2
Siemens Healthcare | USA | MD | LNH | MAGNETOM Vida and MAGNETOM Sola with Nexaris Angio-MR | System, Nuclear Magnetic Resonance Imaging | 2
Siemens Healthcare | USA | MD | LNI | MAGNETOM Avanto Fit with syngo MR XA50A | System, Nuclear Magnetic Resonance Spectroscopic | 2
Siemens Healthcare | USA | MD | QIH | AI-Rad Companion Brain MR | Automated Radiological Image Processing Software | 2
Siemens Healthcare | USA | MD | LNI | MAGNETOM Lumina and MAGNETOM Vida Fit with syngo MR XA50A | System, Nuclear Magnetic Resonance Spectroscopic | 2
Siemens Healthcare | USA | MD | LNI | MAGNETOM Skyra Fit with syngo MR XA50A | System, Nuclear Magnetic Resonance Spectroscopic | 2
Siemens Healthcare | USA | MD | MOS | MAGNETOM Free.Max with syngo MR XA50A;MAGNETOM Free.Star with syngo MR XA50A | Coil, Magnetic Resonance, Specialty | 2
Siemens Healthcare | USA | MD | JAK | AI-Rad Companion (Pulmonary) with SW VA20 | System, X-Ray, Tomography, Computed | 2
Siemens Healthcare | USA | MD | LNI | MAGNETOM Altea with syngo MR XA51A;MAGNETOM Sola Fit with syngo MR XA51A;MAGNETOM Sola with syngo MR XA51A | System, Nuclear Magnetic Resonance Spectroscopic | 2
Siemens Healthcare | USA | MD | QKB | AI-Rad Companion Organs RT | Radiological Image Processing Software For Radiation Therapy | 2
Siemens Healthcare | USA | MD | JAK | AI-Rad Companion (Musculoskeletal) | System, X-Ray, Tomography, Computed | 2
Siemens Healthcare | USA | MD | LNI | MAGNETOM Vida | System, Nuclear Magnetic Resonance Spectroscopic | 2
Siemens Healthcare | USA | MD | LNI | MAGNETOM Sempra;MAGNETOM Amira | System, Nuclear Magnetic Resonance Spectroscopic | 2
Siemens Healthcare | USA | MD | IZO | Polydoros ACX;Polydoros RF Family;Polydoros F / Polydoros R;GENERATOR, HIGH-VOLTAGE, X-RAY, DIAGNOSTIC;Polydoros RFX;Polydoros A100 | Generator, High-Voltage, X-Ray, Diagnostic | 1
Siemens Healthcare | USA | MD | LNI | MAGNETOM ESPREE SYSTEM | System, Nuclear Magnetic Resonance Spectroscopic | 2
Siemens Healthcare | USA | MD | LNI | CLINICAL PHOSPHORUS SPECTROSCOPY OPTION/MAGNETOM VISION SYSTEM | System, Nuclear Magnetic Resonance Spectroscopic | 2
Siemens Healthcare | USA | MD | LNH | MAGNETOM VERIO | System, Nuclear Magnetic Resonance Imaging | 2
Siemens Healthcare | USA | MD | LNH | SONATA GRADIENTS/MAGNETOM SYMPHONY SYSTEM | System, Nuclear Magnetic Resonance Imaging | 2
Siemens Healthcare | USA | MD | LNH | MAGNETIC RESON DIAG DEVICE MAGNETOM PROJECT 016 | System, Nuclear Magnetic Resonance Imaging | 2
Siemens Healthcare | USA | MD | LNH | MAGNETOM PROJECT 047 SYSTEM (NUMARIS 3.5 SOFTWARE) | System, Nuclear Magnetic Resonance Imaging | 2
Siemens Healthcare | USA | MD | LNH | MAGNETOM SYMPHONY A TIM SYSTEM | System, Nuclear Magnetic Resonance Imaging | 2
Siemens Healthcare | USA | MD | LNI | MAGNETOM AVANTO MR SYSTEM | System, Nuclear Magnetic Resonance Spectroscopic | 2
Siemens Healthcare | USA | MD | LNH | Magnetom Aera; Magnetom Skyra | System, Nuclear Magnetic Resonance Imaging | 2
Siemens Healthcare | USA | MD | LNH | MAGNETOM SYSTEMS WITH SYNGO EXPERT - I OPTION | System, Nuclear Magnetic Resonance Imaging | 2
Siemens Healthcare | USA | MD | LNH | CP FLEXIBLE COILS/ LP CIRCULAR FLEX COILS | System, Nuclear Magnetic Resonance Imaging | 2
Siemens Healthcare | USA | MD | MOS | CP BREAST ARRAY COIL/MAGNETOM HARMONY/SYMPHONY SYSTEM | Coil, Magnetic Resonance, Specialty | 2
Siemens Healthcare | USA | MD | MOS | CP PERIPHERAL ANGIO ARRAY COIL/ MAGNETOM SYMPHONY SYSTEM | Coil, Magnetic Resonance, Specialty | 2
Siemens Healthcare | USA | MD | LNH | INTERACTIVE REAL TIME SCANNING PACKAGE | System, Nuclear Magnetic Resonance Imaging | 2
Siemens Healthcare | USA | MD | LNH | BREAST BIOPSY DEVICE/MAGNETOM SYSTEMS | System, Nuclear Magnetic Resonance Imaging | 2
Siemens Healthcare | USA | MD | LNH | OR TABLE AND HEADHOLDER/MAGNETOM HARMONY, SYMPHONY, SONATA SYSTEMS | System, Nuclear Magnetic Resonance Imaging | 2
Siemens Healthcare | USA | MD | MOS | 6 CHANNEL BODY COIL | Coil, Magnetic Resonance, Specialty | 2
Siemens Healthcare | USA | MD | LNH | MAGNETOM TRIO A TIM SYSTEM | System, Nuclear Magnetic Resonance Imaging | 2
Siemens Healthcare | USA | MD | OUO | Biograph mMR | Tomographic Imager Combining Emission Computed Tomography With Nuclear Magnetic Resonance | 2
Siemens Healthcare | USA | MD | LNH | MRI SOFT TISSUE MOTION CORRECTION SOFTWARE VA10A | System, Nuclear Magnetic Resonance Imaging | 2
Siemens Healthcare | USA | MD | LNI | SOFTWARE SYNGO MR D13A FOR THE MAGNETOM SYSTEMS AERA/SKYRA/AVANTO/ VERIO | System, Nuclear Magnetic Resonance Spectroscopic | 2
Siemens Healthcare | USA | MD | LNH | Software syngo MR 819 for MAGNETOM Avanto, Espree,Symphony A Tim System, Trio A Tim System, and Verio | System, Nuclear Magnetic Resonance Imaging | 2
Siemens Healthcare | USA | MD | MOS | Flex and Loop Coil Set 1.5 T | Coil, Magnetic Resonance, Specialty | 2
Siemens Healthcare | USA | MD | LNH | Magnetom Avanto FIT & Magnetom Skyra FIT | System, Nuclear Magnetic Resonance Imaging | 2
Siemens Healthcare | USA | MD | LNH | Tim TX TrueShape and VD13C for MAGNETOM Skyra | System, Nuclear Magnetic Resonance Imaging | 2
Siemens Healthcare | USA | MD | LNH | Magnetom Prisma fit;Magnetom Prisma | System, Nuclear Magnetic Resonance Imaging | 2
Siemens Healthcare | USA | MD | LNH | MAGNETOM Aera with syngo MR D13E;MAONETOM Aera 1.5T System | System, Nuclear Magnetic Resonance Imaging | 2
Siemens Healthcare | USA | MD | OUO | Biograph mMR VB20P;Software syngo MR B20P for Biograph mMR | Tomographic Imager Combining Emission Computed Tomography With Nuclear Magnetic Resonance | 2
Siemens Healthcare | USA | MD | LNH | syngo BreVis MRWP # Tim;syngo BreVis Biopsy MRWP # Tim | System, Nuclear Magnetic Resonance Imaging | 2
Siemens Healthcare | USA | MD | LNH | VD13A Quiet MRI and Fast Reliable Body MRI | System, Nuclear Magnetic Resonance Imaging | 2
Siemens Healthcare | USA | MD | LNH | Aera/Skyra with software syngo MR D13A with add'l coils;Head/Neck 64, Breast 18 and Body 18 long | System, Nuclear Magnetic Resonance Imaging | 2
Siemens Healthcare | USA | MD | LNH | MAGNETOM Artis Combi Suite | System, Nuclear Magnetic Resonance Imaging | 2
Siemens Healthcare | USA | MD | MOS | Flex Loop Coil Set 3 T | Coil, Magnetic Resonance, Specialty | 2
Siemens Healthcare | USA | MD | LNH | MAGNETOM Combi Suite Neurosurgery for MAGNETOM systems Aera and Skyra. | System, Nuclear Magnetic Resonance Imaging | 2
Siemens Healthcare | USA | MD | LNI | IDEA DVD E11A;Software syngo MR E11A for the MAGNETOM systems Aera/Skyra;syngo Comp. HW Upgrade E11 AWP+MRWP;syngo Computer HW Upgrade E11 AWP | System, Nuclear Magnetic Resonance Spectroscopic | 2
Siemens Healthcare | USA | MD | LNH | syngo MR BI 5;MAGNEITOM Systems I -class and] T-class releases | System, Nuclear Magnetic Resonance Imaging | 2
Siemens Healthcare | USA | MD | LNH | NUMARIS 4VA15A software | System, Nuclear Magnetic Resonance Imaging | 2
Siemens Healthcare | USA | MD | LNI | syngo MR 2002B | System, Nuclear Magnetic Resonance Spectroscopic | 2
Siemens Healthcare | USA | MD | LNH | SYNGO MR B17 | System, Nuclear Magnetic Resonance Imaging | 2
Siemens Healthcare | USA | MD | LNI | Syngo MR E11;Syngo MR E11 for MAGNETOM Aera (24) (1.5T), MAGNETOM Avantofit (1.5T), MAGNETOM Skyrafit (3T) and MAGNETOM Prisma/Prismafit (3T) | System, Nuclear Magnetic Resonance Spectroscopic | 2
Siemens Healthcare | USA | MD | LLZ | syngo®.via protoNeo (Version VA10A);syngo.via protoNeo | System, Image Processing, Radiological | 2
Siemens Healthcare | USA | MD | LNI | syngo MR E11C software for MAGNETOM Avantofit,, MAGNETOM Skyrafit MR Systems | System, Nuclear Magnetic Resonance Spectroscopic | 2
Siemens Healthcare | USA | MD | LNI | MAGNETOM Aera and MAGNETOM Skyra with syngo MR;AP02 Compressed Sensing | System, Nuclear Magnetic Resonance Spectroscopic | 2
Siemens Healthcare | USA | MD | LNI | Biograph mMR with syngo MR E11P System software | System, Nuclear Magnetic Resonance Spectroscopic | 2
Siemens Healthcare | USA | MD | LNI | MAGNETOM Vida | System, Nuclear Magnetic Resonance Spectroscopic | 2
Siemens Healthcare | USA | MD | LNH | Magnetom Terra | System, Nuclear Magnetic Resonance Imaging | 2
Siemens Healthcare | China | MD | 2006-02-01 | X射线计算机体层摄影设备 | X射线计算机体层摄影设备 | 第三类
Siemens Healthcare | China | MD | 2006-02-01 | X射线计算机体层摄影设备 | X射线计算机体层摄影设备 | 第三类
Siemens Healthcare | China | MD |  | X射线计算机体层摄影设备 |  | 第三类
Siemens Healthcare | China | MD |  | X射线计算机体层摄影设备 |  | 第三类
Siemens Healthcare | China | MD |  | X射线计算机体层摄影设备 |  | 第三类
Siemens Healthcare | China | MD |  | X射线计算机体层摄影设备 |  | 第三类
Siemens Healthcare | China | MD | 2006-02-01 | X射线计算机体层摄影设备 | X射线计算机体层摄影设备 | 第三类
Siemens Healthcare | China | MD |  | X射线计算机体层摄影设备 |  | 第三类
Siemens Healthcare | China | MD |  | 数字化摄影X射线机 |  | 第二类
Siemens Healthcare | China | MD |  | X射线摄影/透视高频高压发生器 |  | 第二类
Siemens Healthcare | China | MD |  | 数字化摄影X射线机 |  | 第二类
Siemens Healthcare | China | MD |  | 医用诊断旋转阳极X射线管组件 |  | 第二类
Siemens Healthcare | China | MD |  | 医用X射线计算机体层摄影设备X射线管组件 |  | 第二类
Siemens Healthcare | China | MD | 2006-02-01 | X射线计算机体层摄影设备 | X射线计算机体层摄影设备 | 第三类
Siemens Healthcare | China | MD |  | X射线计算机体层摄影设备 |  | 第三类
Siemens Healthcare | China | MD |  | X射线限束器 |  | 第二类
Siemens Healthcare | China | MD | 2006-01-05 | 数字化X射线透视摄影设备 | 数字化X射线透视摄影设备 | 第三类
Siemens Healthcare | China | MD |  | 数字化摄影X射线机 |  | 第二类
Siemens Healthcare | China | MD |  | 数字化摄影X射线机 |  | 第二类
Siemens Healthcare | China | MD | 2006-09-03 | 磁共振成像系统 | 磁共振成像系统 | 第三类
Siemens Healthcare | China | MD |  | 医用诊断旋转阳极X射线管组件 |  | 第二类
Siemens Healthcare | China | MD | 2006-01-01 | 医用血管造影X射线机 | 医用血管造影X射线机 | 第三类
Siemens Healthcare | China | MD |  | 磁共振成像系统 |  | 第三类
Siemens Healthcare | China | MD | 2006-09-03 | 磁共振成像系统 | 磁共振成像系统 | 第三类
Siemens Healthcare | China | MD | 2006-01-06 | 移动式C形臂X射线机 | 移动式C形臂X射线机 | 第三类
Siemens Healthcare | China | MD |  | 医用X射线计算机体层摄影设备X射线管组件 |  | 第二类
Siemens Healthcare | China | MD |  | 数字化医用X射线摄影系统 |  | 第二类
Siemens Healthcare | China | IVD |  | 三碘甲状腺原氨酸测定试剂盒（微粒子化学发光免疫分析法） |  | 第二类
Siemens Healthcare | China | MD |  | 超声诊断系统 |  | 第二类
Siemens Healthcare | China | MD |  | 数字化摄影X射线系统 |  | 第二类
Siemens Healthcare | China | MD |  | 磁共振成像系统 |  | 第三类
Siemens Healthcare | China | MD |  | 医用诊断旋转阳极X射线管组件 |  | 第二类
Siemens Healthcare | China | MD |  | 移动式C形臂X射线机 |  | 第二类
Siemens Healthcare | China | MD |  | 医用诊断固定阳极X射线管组件 |  | 第二类
Siemens Healthcare | China | MD | 2006-02-01 | X射线计算机体层摄影设备 | X射线计算机体层摄影设备 | 第三类
Siemens Healthcare | China | MD |  | X射线计算机体层摄影设备 |  | 第三类
Siemens Healthcare | China | MD |  | 数字化摄影X射线机 |  | 第二类
Siemens Healthcare | China | MD | 2006-01-05 | 数字化透视摄影X射线机 | 数字化透视摄影X射线机 | 第三类
Siemens Healthcare | China | MD | 2006-02-01 | X射线计算机体层摄影设备 | X射线计算机体层摄影设备 | 第三类
Siemens Healthcare | China | MD |  | 医用X射线计算机体层摄影设备X射线管组件 |  | 第二类
Siemens Healthcare | China | MD |  | 数字化医用X射线摄影系统 |  | 第二类
Siemens Healthcare | China | MD |  | 移动式摄影X射线机 |  | 第二类
Siemens Healthcare | China | MD |  | 移动式C形臂X射线机 |  | 第三类
Siemens Healthcare | China | MD |  | 医用诊断旋转阳极X射线管组件 |  | 第二类
Siemens Healthcare | China | MD |  | 超导型磁共振成像系统 |  | 第三类
Siemens Healthcare | China | MD |  | 磁共振成像系统 |  | 第三类
Siemens Healthcare | China | MD |  | 磁共振成像系统 |  | 第三类
Siemens Healthcare | China | MD | 2006-02-01 | X射线计算机体层摄影设备 | X射线计算机体层摄影设备 | 第三类
Siemens Healthcare | China | MD | 2006-09-03 | 磁共振成像系统 | 磁共振成像系统 | 第三类
Siemens Healthcare | China | MD |  | 医用诊断旋转阳极X射线管组件 |  | 第二类
Siemens Healthcare | China | MD | 2006-09-03 | 磁共振成像系统 | 磁共振成像系统 | 第三类
Siemens Healthcare | China | MD |  | 超声诊断系统 |  | 第二类
Siemens Healthcare | China | MD |  | 医用X射线计算机体层摄影设备X射线管组件 |  | 第二类
Siemens Healthcare | China | MD | 2006-02-01 | X射线计算机体层摄影设备 | X射线计算机体层摄影设备 | 第三类
Siemens Healthcare | China | MD | 2006-02-01 | X射线计算机体层摄影设备 | X射线计算机体层摄影设备 | 第三类
Siemens Healthcare | China | MD |  | 胸椎CT图像辅助评估软件 |  | 第三类
Siemens Healthcare | China | MD |  | 数字化医用X射线摄影系统 |  | 第二类
Siemens Healthcare | China | IVD |  | 肌酸激酶MB同工酶测定试剂盒（微粒子化学发光免疫分析法） |  | 第二类
Siemens Healthcare | China | MD |  | 数字化医用X射线摄影系统 |  | 第二类
Siemens Healthcare | China | MD |  | 移动式C形臂X射线机 |  | 第二类
Siemens Healthcare | China | IVD |  | 肌红蛋白测定试剂盒（微粒子化学发光免疫分析法） |  | 第二类
Siemens Healthcare | China | MD |  | 数字化医用X射线摄影系统 |  | 第二类
Siemens Healthcare | China | MD | 2006-09-03 | 磁共振成像系统 | 磁共振成像系统 | 第三类
Siemens Healthcare | China | MD | 2006-02-01 | X射线计算机体层摄影设备 | X射线计算机体层摄影设备 | 第三类
Siemens Healthcare | China | MD |  | 乳腺X射线机 |  | 第二类
Siemens Healthcare | China | MD |  | 数字化摄影X射线机 |  | 第二类
Siemens Healthcare | China | MD |  | 医用诊断旋转阳极X射线管组件 |  | 第二类
Siemens Healthcare | China | MD |  | X射线计算机体层摄影设备 |  | 第三类
Siemens Healthcare | China | MD |  | X射线限束器 |  | 第二类
Siemens Healthcare | China | MD |  | 医用X射线计算机体层摄影设备X射线管组件 |  | 第二类
Siemens Healthcare | China | MD | 2006-02-01 | X射线计算机体层摄影设备 | X射线计算机体层摄影设备 | 第三类
Siemens Healthcare | China | MD | 2006-09-03 | 磁共振成像系统 | 磁共振成像系统 | 第三类
Siemens Healthcare | China | MD |  | 医用诊断固定阳极X射线管组件 |  | 第二类
Siemens Healthcare | China | MD |  | 手动摄影平床
Siemens Healthcare | China | MD | 2006-01-01 | 医用血管造影X射线机 | 医用血管造影X射线机 | 第三类
Siemens Healthcare | China | IVD |  | 游离三碘甲状腺原氨酸测定试剂盒（微粒子化学发光免疫分析法） |  | 第二类
Siemens Healthcare | China | MD |  | 数字乳腺X射线系统 |  | 第二类
Siemens Healthcare | China | MD | 2006-09-03 | 磁共振成像系统 | 磁共振成像系统 | 第三类
Siemens Healthcare | China | MD | 2006-09-03 | 磁共振成像系统 | 磁共振成像系统 | 第三类
Siemens Healthcare | China | MD |  | 心血管CT图像辅助评估软件 |  | 第三类
Siemens Healthcare | China | MD |  | 数字化医用X射线摄影系统 |  | 第二类
Siemens Healthcare | China | MD |  | 医用X射线计算机体层摄影设备X射线管组件 |  | 第二类
Siemens Healthcare | China | MD |  | 磁共振成像系统 |  | 第三类
Siemens Healthcare | China | MD |  | 数字化X射线透视摄影设备 |  | 第三类
Siemens Healthcare | China | MD |  | 移动式C形臂X射线机 |  | 第二类
Siemens Healthcare | China | MD | 2006-02-01 | X射线计算机体层摄影设备 | X射线计算机体层摄影设备 | 第三类
Siemens Healthcare | China | MD |  | X射线计算机体层摄影设备 |  | 第三类
Siemens Healthcare | China | MD |  | X射线计算机体层摄影设备 |  | 第三类
Siemens Healthcare | China | MD |  | X射线计算机体层摄影设备 |  | 第三类
Siemens Healthcare | China | MD |  | X射线计算机体层摄影设备 |  | 第三类
Siemens Healthcare | China | MD |  | 磁共振成像系统 |  | 第三类
Cepheid | EU | IVD | W02050116 | GeneXpert® Dx Systems | NUCLEIC ACID TESTING INTEGRETED EXTRATION /AMPLIFICATION /DETECTION SYSTEMS | Class A
Cepheid | EU | IVD | W02050116 | GeneXpert® Infinity Systems | NUCLEIC ACID TESTING INTEGRETED EXTRATION /AMPLIFICATION /DETECTION SYSTEMS | Class A
Cepheid | EU | IVD | W0105900101 | Xpert® FFPE Lysis Kit | REAGENTS FOR DNA AND/OR RNA EXTRACTION AND PREPARATION: BACTERIA AND/OR VIRUS | Class A
Cepheid | EU | IVD | A1102 | Xpert® Nasopharyngeal Sample Collection Kit | SAMPLE COLLECTION SWABS WITH TRANSPORT MEDIUM | Class A
Cepheid | EU | IVD | A1102 | Xpert® Vaginal/Endocervical Specimen Collection Kit | SAMPLE COLLECTION SWABS WITH TRANSPORT MEDIUM | Class A
Cepheid | EU | IVD | W05010299 | Xpert® Urine Transport Reagent Kit | URINE COLLECTION DEVICES - OTHER | Class A
Cepheid | EU | IVD | A1102 | Xpert® Nasal Sample Collection Kit | SAMPLE COLLECTION SWABS WITH TRANSPORT MEDIUM | Class A
Cepheid | EU | IVD | A1102 | Xpert® Swab Specimen Collection Kit | SAMPLE COLLECTION SWABS WITH TRANSPORT MEDIUM | Class A
Cepheid | EU | IVD | W02050199 | Xpert® Check | NUCLEIC ACID TESTING INSTRUMENTS EXCEPT MICRO-ARRAYS - OTHER | Class A
Cepheid | Brazil | MD |  | Xpert Xpress CoV-2 plus | CORONAVÍRUS | III
Cepheid | Brazil | MD |  | Família GeneXpert Dx System | Instrumento para análise de ácidos nucleicos | II
Cepheid | Brazil | MD |  | Xpert Xpress SARS-CoV-2/Flu/RSV | PARÂMETROS COMBINADOS NO MESMO PRODUTO - CLASSE III | III
Cepheid | Australia | IVD | CT876 | Thrombophilia and coagulation inhibitor IVDs | Thrombophilia and coagulation inhibitor IVDs | Class 3
Cepheid | Brazil | MD |  | Xpert HPV | PAPILOMAVÍRUS HUMANO (HPV) | III
Cepheid | Brazil | MD |  | Xpert Flu | VÍRUS INFLUENZA | III
Cepheid | Australia | IVD | CT355 | Viral infectious disease IVDs | Viral infectious disease IVDs | Class 2
Cepheid | Brazil | MD |  | GeneXpert Edge | Instrumento termociclador | I
Cepheid | Brazil | MD |  | Xpert SA Nasal Complete | STAPHYLOCOCCUS SP | III
Cepheid | Brazil | MD |  | Xpert Carba-R | MEIOS DE CULTURA E DISPOSITIVOS PARA TESTES DE SUSCEPTIBILIDADE À ANTIMICROBIANOS | II
Cepheid | Brazil | MD |  | Xpert Flu/RSV XC | VÍRUS INFLUENZA | III
Cepheid | Brazil | MD |  | Xpert Xpress SARS-CoV-2 | CORONAVÍRUS | III
Cepheid | Brazil | MD |  | Xpert HIV-1 Viral Load | MONITORAMENTO DE CARGA VIRAL  VÍRUS DE IMUNODEFICIÊNCIA HUMANA TIPO 1 (HIV-1) | III
Cepheid | Australia | IVD | CT791 | Mycobacteria IVDs | Mycobacteria IVDs | Class 3
Cepheid | Australia | IVD | CT947 | Human papilloma virus IVDs | Human papilloma virus IVDs | Class 3
Cepheid | Australia | IVD | CT702 | Multiple-viruses IVDs | Multiple-viruses IVDs | Class 3
Cepheid | Australia | IVD | 48374 | GXHCV-FS-CE-10 - Hepatitis C virus nucleic acid IVD, kit, nucleic acid technique (NAT) | Hepatitis C virus nucleic acid IVD, kit, nucleic acid technique (NAT) | Class 4
Cepheid | Brazil | MD |  | GeneXpert Dx System | Instrumento para análise de ácidos nucleicos | II
Cepheid | Brazil | MD |  | Xpert EV | ENTEROVÍRUS | II
Cepheid | Brazil | IVD |  | Xpert Urine Transport Reagent Kit | FRASCO OU MATERIAL PARA COLETA, ARMAZENAMENTO OU TRANSPORTE DE AMOSTRAS BIOLÓGICAS | I
Cepheid | Australia | IVD | CT921 | Enterococcus IVDs | Enterococcus IVDs | Class 3
Cepheid | Australia | IVD | CT791 | Mycobacteria IVDs - Mycobacteria IVDs | Mycobacteria IVDs | Class 3
Cepheid | UK | IVD | 51667 | MRSA nucleic acid IVD, kit, nucleic acid technique (NAT) | MRSA nucleic acid IVD, kit, nucleic acid technique (NAT) | IVD General
Cepheid | UK | IVD | 59921 | Familial breast/ovarian cancer IVD, reagent | Familial breast/ovarian cancer IVD, reagent | IVD General
Cepheid | UK | IVD | 60864 | MRSA/MSSA nucleic acid IVD, kit, nucleic acid technique (NAT) | MRSA/MSSA nucleic acid IVD, kit, nucleic acid technique (NAT) | IVD General
Cepheid | UK | IVD | 59586 | Inherited thrombophilia IVD, kit, nucleic acid technique (NAT) | Inherited thrombophilia IVD, kit, nucleic acid technique (NAT) | IVD General
Cepheid | UK | IVD | 62773 | General specimen collection kit IVD, clinical | General specimen collection kit IVD, clinical | IVD General
Cepheid | UK | IVD | 62773 | General specimen collection kit IVD, clinical | General specimen collection kit IVD, clinical | Class A
Cepheid | UK | IVD | 59921 | Familial breast/ovarian cancer IVD, reagent | Familial breast/ovarian cancer IVD, reagent | Class A
Cepheid | UK | IVD | 47922 | Multiple respiratory virus nucleic acid IVD, kit, nucleic acid technique (NAT) | Multiple respiratory virus nucleic acid IVD, kit, nucleic acid technique (NAT) | IVD General
Cepheid | UK | IVD | 61103 | Bladder tumour-associated mutation IVD, kit, nucleic acid technique (NAT) | Bladder tumour-associated mutation IVD, kit, nucleic acid technique (NAT) | IVD General
Cepheid | UK | IVD | 51753 | Beta-haemolytic Group B Streptococcus nucleic acid IVD, kit, nucleic acid technique (NAT) | Beta-haemolytic Group B Streptococcus nucleic acid IVD, kit, nucleic acid technique (NAT) | IVD General
Cepheid | UK | IVD | 51714 | Beta-haemolytic Group A Streptococcus nucleic acid IVD, kit, nucleic acid technique (NAT) | Beta-haemolytic Group A Streptococcus nucleic acid IVD, kit, nucleic acid technique (NAT) | IVD General
Cepheid | UK | IVD | 60077 | Acute myeloid leukaemia (AML) genetic mutation IVD, kit, nucleic acid technique (NAT) | Acute myeloid leukaemia (AML) genetic mutation IVD, kit, nucleic acid technique (NAT) | IVD General
Cepheid | UK | IVD | 60673 | Multiple antimicrobial resistance nucleic acid IVD, kit, nucleic acid technique (NAT) | Multiple antimicrobial resistance nucleic acid IVD, kit, nucleic acid technique (NAT) | IVD General
Cepheid | UK | IVD | 59918 | Familial breast/ovarian cancer genotyping IVD, kit, nucleic acid technique (NAT) | Familial breast/ovarian cancer genotyping IVD, kit, nucleic acid technique (NAT) | IVD General
Cepheid | UK | IVD | 64747 | SARS-CoV-2 nucleic acid IVD, kit, nucleic acid technique (NAT) | SARS-CoV-2 nucleic acid IVD, kit, nucleic acid technique (NAT) | IVD General
Cepheid | UK | IVD | 46023 | Non-evacuated urine specimen container IVD, no additive | Non-evacuated urine specimen container IVD, no additive | Class A
Cepheid | UK | IVD | 46023 | Non-evacuated urine specimen container IVD, no additive | Non-evacuated urine specimen container IVD, no additive | IVD General
Cepheid | UK | IVD | 61303 | PCR instrument calibrator kit IVD | PCR instrument calibrator kit IVD | Class A
Cepheid | UK | IVD | 44431 | Philadelphia chromosome/BCR-ABL mRNA expression IVD, kit, nucleic acid technique (NAT) | Philadelphia chromosome/BCR-ABL mRNA expression IVD, kit, nucleic acid technique (NAT) | IVD General
Cepheid | UK | IVD | 61144 | Sexually transmitted infection (STI) testing specimen collection kit IVD, clinical | Sexually transmitted infection (STI) testing specimen collection kit IVD, clinical | IVD General
Cepheid | UK | IVD | 52475 | Trichomonas vaginalis nucleic acid IVD, kit, nucleic acid technique (NAT) | Trichomonas vaginalis nucleic acid IVD, kit, nucleic acid technique (NAT) | IVD General
Cepheid | UK | IVD | 48031 | Thermal cycler nucleic acid amplification analyser IVD, laboratory | Thermal cycler nucleic acid amplification analyser IVD, laboratory | IVD General
Cepheid | UK | IVD | 48031 | Thermal cycler nucleic acid amplification analyser IVD, laboratory | Thermal cycler nucleic acid amplification analyser IVD, laboratory | Class A
Cepheid | UK | IVD | 48031 | Thermal cycler nucleic acid amplification analyser IVD, laboratory | Thermal cycler nucleic acid amplification analyser IVD, laboratory | Class A
Cepheid | UK | IVD | 57937 | Urogenital specimen collection kit IVD, clinical | Urogenital specimen collection kit IVD, clinical | Class A
Cepheid | UK | IVD | 57937 | Urogenital specimen collection kit IVD, clinical | Urogenital specimen collection kit IVD, clinical | IVD General
Cepheid | UK | IVD | 61144 | Sexually transmitted infection (STI) testing specimen collection kit IVD, clinical | Sexually transmitted infection (STI) testing specimen collection kit IVD, clinical | Class A
Cepheid | UK | IVD | 61043 | Multiple-type meningitis pathogen nucleic acid IVD, kit, nucleic acid technique (NAT) | Multiple-type meningitis pathogen nucleic acid IVD, kit, nucleic acid technique (NAT) | IVD General
Cepheid | UK | IVD | 61517 | MDR-TB/XDR-TB nucleic acid IVD, kit, nucleic acid technique (NAT) | MDR-TB/XDR-TB nucleic acid IVD, kit, nucleic acid technique (NAT) | IVD General
Cepheid | UK | IVD | 57937 | Urogenital specimen collection kit IVD, clinical | Urogenital specimen collection kit IVD, clinical | IVD General
Cepheid | UK | IVD | 50409 | Multiple-type sexually transmitted pathogen nucleic acid IVD, kit, nucleic acid technique (NAT) | Multiple-type sexually transmitted pathogen nucleic acid IVD, kit, nucleic acid technique (NAT) | IVD Annex II List B
Cepheid | UK | IVD | 61058 | Multiple-type gastrointestinal pathogen nucleic acid IVD, kit, nucleic acid technique (NAT) | Multiple-type gastrointestinal pathogen nucleic acid IVD, kit, nucleic acid technique (NAT) | IVD General
Cepheid | UK | IVD | 60673 | Multiple antimicrobial resistance nucleic acid IVD, kit, nucleic acid technique (NAT) | Multiple antimicrobial resistance nucleic acid IVD, kit, nucleic acid technique (NAT) | IVD General
Cepheid | UK | IVD | 60864 | MRSA/MSSA nucleic acid IVD, kit, nucleic acid technique (NAT) | MRSA/MSSA nucleic acid IVD, kit, nucleic acid technique (NAT) | IVD General
Cepheid | UK | IVD | 49997 | Human papillomavirus (HPV) high risk strain nucleic acid IVD, kit, nucleic acid technique (NAT) | Human papillomavirus (HPV) high risk strain nucleic acid IVD, kit, nucleic acid technique (NAT) | IVD General
Cepheid | UK | IVD | 30768 | HIV1 nucleic acid IVD, kit, nucleic acid technique (NAT) | HIV1 nucleic acid IVD, kit, nucleic acid technique (NAT) | IVD Annex II List A
Cepheid | UK | IVD | 30768 | HIV1 nucleic acid IVD, kit, nucleic acid technique (NAT) | HIV1 nucleic acid IVD, kit, nucleic acid technique (NAT) | IVD Annex II List A
Cepheid | UK | IVD | 30768 | HIV1 nucleic acid IVD, kit, nucleic acid technique (NAT) | HIV1 nucleic acid IVD, kit, nucleic acid technique (NAT) | IVD Annex II List A
Cepheid | UK | IVD | 30768 | HIV1 nucleic acid IVD, kit, nucleic acid technique (NAT) | HIV1 nucleic acid IVD, kit, nucleic acid technique (NAT) | IVD Annex II List A
Cepheid | UK | IVD | 48374 | Hepatitis C virus nucleic acid IVD, kit, nucleic acid technique (NAT) | Hepatitis C virus nucleic acid IVD, kit, nucleic acid technique (NAT) | IVD Annex II List A
Cepheid | UK | IVD | 48307 | Hepatitis B virus nucleic acid IVD, kit, nucleic acid technique (NAT) | Hepatitis B virus nucleic acid IVD, kit, nucleic acid technique (NAT) | IVD Annex II List A
Cepheid | UK | IVD | 49933 | Ebola virus nucleic acid IVD, kit, nucleic acid technique (NAT) | Ebola virus nucleic acid IVD, kit, nucleic acid technique (NAT) | IVD General
Cepheid | UK | IVD | 50836 | Clostridium difficile nucleic acid IVD, kit, nucleic acid technique (NAT) | Clostridium difficile nucleic acid IVD, kit, nucleic acid technique (NAT) | IVD General
Cepheid | UK | IVD | 51753 | Beta-haemolytic Group B Streptococcus nucleic acid IVD, kit, nucleic acid technique (NAT) | Beta-haemolytic Group B Streptococcus nucleic acid IVD, kit, nucleic acid technique (NAT) | IVD General
Cepheid | UK | IVD | 48374 | Hepatitis C virus nucleic acid IVD, kit, nucleic acid technique (NAT) | Hepatitis C virus nucleic acid IVD, kit, nucleic acid technique (NAT) | IVD Annex II List A
Cepheid | Australia | IVD | CT772 | Severe acute respiratory syndrome-associated coronavirus IVDs | Severe acute respiratory syndrome-associated coronavirus IVDs | Class 3
Cepheid | Australia | IVD | CT936 | Specimen receptacle IVDs - Specimen receptacle IVDs | Specimen receptacle IVDs | Class 1
Cepheid | Australia | IVD | CT774 | Multiple - Multiple-bacteria IVDs | Multiple-bacteria IVDs | Class 3
Cepheid | Australia | IVD | CT702 | Multiple-viruses IVDs | Multiple-viruses IVDs | Class 3
Cepheid | Australia | IVD | CT797 | Staphylococcus IVDs | Staphylococcus IVDs | Class 3
Cepheid | Australia | IVD | CT798 | Streptococcus IVDs | Streptococcus IVDs | Class 3
Cepheid | Brazil | IVD |  | Xpert® Swab Specimen Collection Kit | FRASCO OU MATERIAL PARA COLETA, ARMAZENAMENTO OU TRANSPORTE DE AMOSTRAS BIOLÓGICAS | I
Cepheid | Brazil | MD |  | Xpert® Xpress CoV-2/Flu/RSV plus | PARÂMETROS COMBINADOS NO MESMO PRODUTO - CLASSE III | III
Cepheid | Canada | IVD |  | XPERT MTB/RIF ASSAY |  | 3
Cepheid | Canada | IVD |  | XPERT HPV |  | 3
Cepheid | Canada | IVD |  | XPERT NOROVIRUS |  | 2
Cepheid | Canada | IVD |  | XPERT MTB/RIF ULTRA |  | 3
Cepheid | Canada | IVD |  | XPERT CT/NG |  | 3
Cepheid | Canada | IVD |  | XPERT MRSA/SA SSTI |  | 3
Cepheid | Canada | IVD |  | XPERT VANA/VANB |  | 3
Cepheid | Brazil | MD |  | Xpert C. difficile | CLOSTRIDIUM DIFFICILE | II
Cepheid | Brazil | MD |  | Xpert Factor II & Factor V | FATOR II DE COAGULAÇÃO | II
Cepheid | Australia | IVD | CT936 | Specimen receptacle IVDs | Specimen receptacle IVDs | Class 1
Cepheid | Australia | IVD | CT822 | Trichomonas IVDs | Trichomonas IVDs | Class 3
Cepheid | Australia | IVD | 48374 | Xpert HCV VL - Hepatitis C virus nucleic acid IVD, kit, nucleic acid technique (NAT) | Hepatitis C virus nucleic acid IVD, kit, nucleic acid technique (NAT) | Class 4
Cepheid | Australia | IVD | CT704 | Hepatitis B virus IVDs | Hepatitis B virus IVDs | Class 3
Cepheid | Brazil | MD |  | Xpert BCR-ABL Ultra | TRANSLOCAÇÃO CROMOSSÔMICA BCR-ABL | III
Cepheid | Brazil | MD |  | Xpert MTB/XDR | MYCOBACTERIUM | III
Cepheid | Brazil | MD |  | Xpert MRSA/SA SSTI | STAPHYLOCOCCUS SP | III
Cepheid | Brazil | MD |  | Xpert HIV-1 Qual XC | ÁCIDO NUCLÉICO DE VÍRUS DE IMUNODEFICIÊNCIA HUMANA TIPO 1 (HIV 1) | IV
Cepheid | Brazil | MD |  | Xpert MTB/RIF | MYCOBACTERIUM | III
Cepheid | Brazil | MD |  | Xpert MRSA | STAPHYLOCOCCUS SP | III
Cepheid | Brazil | MD |  | Xpert GBS | STREPTOCOCCUS | III
Cepheid | Brazil | MD |  | Xpert MRSA/SA Blood Culture | STAPHYLOCOCCUS SP | III
Cepheid | Brazil | IVD |  | Xpert Urine Specimen Collection Kit | MEIOS DE CULTURA E DISPOSITIVOS DESTINADOS EXCLUSIVAMENTE AO TRANSPORTE DE MATERIAIS CLÍNICOS | I
Cepheid | Brazil | MD |  | Xpert HBV Viral Load | MONITORAMENTO DE CARGA VIRAL  VÍRUS DE HEPATITE B (HBV) | III
Cepheid | Brazil | MD |  | Xpert HCV VL Fingerstick | ÁCIDO NUCLÉICO DE VÍRUS DE HEPATITE C (HCV) | IV
Cepheid | Brazil | MD |  | Xpert MTB/RIF Ultra | MYCOBACTERIUM | III
Cepheid | Brazil | MD |  | Xpert HIV-1 Qual | ÁCIDO NUCLÉICO DE VÍRUS DE IMUNODEFICIÊNCIA HUMANA TIPO 1 (HIV 1) | IV
Cepheid | Brazil | MD |  | Xpert TV | TRICHOMONAS VAGINALIS | III
Cepheid | Brazil | MD |  | GENEXPERT INFINITY | Instrumento para análise de ácidos nucleicos | II
Cepheid | Brazil | MD |  | GeneXpert | Instrumento para análise de ácidos nucleicos | I
Cepheid | Brazil | MD |  | Xpert C.difficile BT | CLOSTRIDIUM DIFFICILE | II
Cepheid | Brazil | MD |  | Xpert Norovirus | NOROVÍRUS | II
Cepheid | Brazil | MD |  | Xpert MRSA NxG | STAPHYLOCOCCUS SP | III
Cepheid | Brazil | IVD |  | Xpert Nasal Sample Collection Kit for Viruses | FRASCO OU MATERIAL PARA COLETA, ARMAZENAMENTO OU TRANSPORTE DE AMOSTRAS BIOLÓGICAS | I
Cepheid | Brazil | IVD |  | Xpert Nasopharyngeal Sample Collection Kit for Viruses | FRASCO OU MATERIAL PARA COLETA, ARMAZENAMENTO OU TRANSPORTE DE AMOSTRAS BIOLÓGICAS | I
Cepheid | Brazil | MD |  | Xpert CT/NG | CHLAMYDIA | III
Cepheid | Brazil | MD |  | Xpert Check | SOLUÇÃO PARA AVALIAÇÃO DE DESEMPENHO DOS COMPONENTES DE EQUIPAMENTOS | I
Cepheid | Brazil | MD |  | Xpert Xpress Strep A | STREPTOCOCCUS | III
Cepheid | Brazil | MD |  | Xpert Bladder Cancer Monitor | MUTAÇÕES (GÊNICAS, ESTRUTURAIS, NUMÉRICAS OU ANEUPLOIDIAS) | III
Cepheid | Brazil | MD |  | Xpert vanA/vanB | ENTEROCOCCUS | II
Cepheid | Brazil | MD |  | Xpert HCV Viral Load | MONITORAMENTO DE CARGA VIRAL  VÍRUS DE HEPATITE C (HCV) | III
Cepheid | Brazil | IVD |  | Xpert CT/NG Vaginal/Endocervical Specimen Collection Kit | FRASCO OU MATERIAL PARA COLETA, ARMAZENAMENTO OU TRANSPORTE DE AMOSTRAS BIOLÓGICAS | I
Cepheid | Brazil | IVD |  | Xpert CT/NG Urine Specimen Collection Kit | FRASCO OU MATERIAL PARA COLETA, ARMAZENAMENTO OU TRANSPORTE DE AMOSTRAS BIOLÓGICAS | I
Cepheid | Brazil | MD |  | Xpert Breast Cancer STRAT4 | MUTAÇÕES (GÊNICAS, ESTRUTURAIS, NUMÉRICAS OU ANEUPLOIDIAS) | III
Cepheid | Brazil | MD |  | Xpert Bladder Cancer Detection | MUTAÇÕES (GÊNICAS, ESTRUTURAIS, NUMÉRICAS OU ANEUPLOIDIAS) | III
Cepheid | Australia | IVD | CT797 | Staphylococcus IVDs - Staphylococcus IVDs | Staphylococcus IVDs | Class 3
Cepheid | Australia | IVD | CT929 | Acquired genetic alteration IVDs | Acquired genetic alteration IVDs | Class 3
Cepheid | Australia | IVD | CT936 | Specimen receptacle IVDs | Specimen receptacle IVDs | Class 1
Cepheid | Australia | IVD | CT943 | Instrument/analyser IVDs | Instrument/analyser IVDs | Class 1
Cepheid | Australia | IVD | CT353 | Bacterial infectious disease IVDs - Bacterial infectious disease IVDs | Bacterial infectious disease IVDs | Class 2
Cepheid | Australia | IVD | CT774 | Multiple-bacteria IVDs | Multiple-bacteria IVDs | Class 3
Cepheid | Australia | MD | 62773 | General specimen transport medium collection kit | General specimen collection kit IVD, transport medium | Class I
Cepheid | Australia | IVD | CT284 | Human immunodeficiency virus (HIV) IVDs | Human immunodeficiency virus (HIV) IVDs | Class 3
Cepheid | Canada | MD |  | GENEXPERT INFINITY |  | 3
Cepheid | Canada | MD |  | GENEXPERT DX SYSTEM |  | 3
Cepheid | Canada | IVD |  | XPERT C.DIFFICILE |  | 3
Cepheid | Canada | IVD |  | XPERT C. DIFFICILE/EPI ASSAY |  | 3
Cepheid | Canada | IVD |  | XPERT VANA |  | 3
Cepheid | Canada | IVD |  | XPERT GBS ASSAY |  | 3
Cepheid | Canada | IVD |  | XPERT EV |  | 3
Cepheid | Canada | IVD |  | XPERT SA NASAL COMPLETE |  | 3
Cepheid | Canada | IVD |  | XPERT MRSA/SA SSTI |  | 3
Cepheid | Canada | IVD |  | XPERT XPRESS FLU/RSV |  | 2
Cepheid | Canada | IVD |  | XPERT CARBA-R |  | 3
Cepheid | Canada | IVD |  | XPERT NOROVIRUS |  | 2
Cepheid | Canada | IVD |  | XPERT XPRESS STREP A |  | 3
Cepheid | Canada | IVD |  | XPERT BCR-ABL ULTRA |  | 3
Cepheid | Canada | MD |  | XPERT MRSA NXG |  | 3
Cepheid | EU | IVD | W05010299 | Xpert® Urine Specimen Collection Kit | URINE COLLECTION DEVICES - OTHER | Class A
Cepheid | Singapore | IVD |  | Cepheid Xpert MTB/RIF™ | Microbiology | Class C IVD
Cepheid | Singapore | MD |  | Xpert Check |  | Class A
Cepheid | Singapore | MD |  | Xpert Calibration |  | Class A
Cepheid | Singapore | MD |  | GeneXpert |  | Class A
Cepheid | Singapore | MD |  | GeneXpert |  | Class A
Cepheid | Singapore | MD |  | GeneXpert |  | Class A
Cepheid | Singapore | MD |  | GeneXpert |  | Class A
Cepheid | Singapore | MD |  | GeneXpert |  | Class A
Cepheid | Singapore | MD |  | Xpert Nasopharyngeal Sample Collection Kit |  | Class A
Cepheid | Singapore | MD |  | Nasal Collection Kit |  | Class A
Cepheid | Singapore | MD |  | GeneXpert |  | Class A
Cepheid | Singapore | MD |  | GeneXpert |  | Class A
Cepheid | Singapore | MD |  | GeneXpert |  | Class A
Cepheid | Singapore | MD |  | GeneXpert |  | Class A
Cepheid | Singapore | MD |  | GeneXpert |  | Class A
Cepheid | Singapore | MD |  | Xpert CT/NG Vaginal/Endocervical Specimen Collection Kit |  | Class A
Cepheid | Singapore | MD |  | Xpert Urine Specimen Collection Kit |  | Class A
Cepheid | Singapore | MD |  | GeneXpert |  | Class A
Cepheid | Singapore | MD |  | GeneXpert |  | Class A
Cepheid | Singapore | MD |  | GeneXpert |  | Class A
Cepheid | Singapore | MD |  | GeneXpert |  | Class A
Cepheid | Singapore | MD |  | GeneXpert |  | Class A
Cepheid | Singapore | MD |  | GeneXpert |  | Class A
Cepheid | Singapore | MD |  | GeneXpert |  | Class A
Cepheid | Singapore | MD |  | GeneXpert |  | Class A
Cepheid | Singapore | MD |  | GeneXpert |  | Class A
Cepheid | Singapore | MD |  | GeneXpert |  | Class A
Cepheid | Singapore | MD |  | Ebola Sample Collection Swab |  | Class A
Cepheid | Singapore | MD |  | GeneXpert |  | Class A
Cepheid | Singapore | MD |  | GeneXpert |  | Class A
Cepheid | Singapore | MD |  | GeneXpert |  | Class A
Cepheid | Singapore | MD |  | GeneXpert |  | Class A
Cepheid | Singapore | MD |  | Minivette POCT |  | Class A
Cepheid | Singapore | MD |  | Xpert Nasal Sample Collection Kit |  | Class A
Cepheid | Singapore | MD |  | Xpert Check |  | Class A
Cepheid | Singapore | MD |  | GeneXpert |  | Class A
Cepheid | Singapore | MD |  | GeneXpert |  | Class A
Cepheid | Singapore | MD |  | GeneXpert |  | Class A
Cepheid | Singapore | MD |  | GeneXpert |  | Class A
Cepheid | Singapore | MD |  | Xpert Swab Specimen Collection Kit |  | Class A
Cepheid | Singapore | MD |  | 900-0370 |  | Class A
Cepheid | Singapore | MD |  | GeneXpert |  | Class A
Cepheid | Singapore | MD |  | GeneXpert |  | Class A
Cepheid | Singapore | MD |  | Xpert CT/NGUrine Specimen Collection Kit |  | Class A
Cepheid | Singapore | IVD |  | Cepheid Xpert™ MRSA/SA SSTI | Microbiology | Class C IVD
Cepheid | Singapore | IVD |  | Cepheid Xpert™ MRSA | Microbiology | Class C IVD
Cepheid | Singapore | IVD |  | Cepheid Xpert™ MRSA/SA Blood Culture Assay | Microbiology | Class C IVD
Cepheid | Korea | IVD |  | Xpert MTB/RIF | IVD reagents for infectious disease marker(Diagnosis of Sexually transmitted disease, Legally designated infectious pathogens other than ‘high risk pathogens’, Infectious agents with moderate infectivity), molecular diagnostics | class 3
Cepheid | Korea | IVD |  | Xpert EV | IVD reagents for infectious disease marker(Diagnosis of Sexually transmitted disease, Legally designated infectious pathogens other than ‘high risk pathogens’, Infectious agents with moderate infectivity), molecular diagnostics | class 3
Cepheid | Korea | MD |  | Xpert Calibration | General calibrators, controls or standards, classⅠ, for clinical chemistry | class 1
Cepheid | Korea | IVD |  | Xpert SA Nasal Complete | IVD reagents for Infectious disease marker(Drug resistant microorganism) | class 3
Cepheid | Korea | IVD |  | Xpert CT/NG | IVD reagents for infectious disease marker(Diagnosis of Sexually transmitted disease, Legally designated infectious pathogens other than ‘high risk pathogens’, Infectious agents with moderate infectivity), molecular diagnostics | class 3
Cepheid | Singapore | IVD |  | Cepheid Xpert EV | Microbiology | Class C IVD
Cepheid | Korea | MD |  | SmartCycler Dx System | Discrete type clinical chemistry automated analyzer | class 1
Cepheid | Korea | MD |  | GeneXpert Dx System | Packed type clinical chemistry automated analyzer | class 1
Cepheid | Russia | MD |  | Прибор для проведения ПЦР анализов Smart Cycler II с детекцией результатов в реальном времени с принадлежностями (см. Приложение на 1 листе)1. Блок-амплификатор Смарт Сайклер (Smart Cycler Processing Block) 2. Компьютер специальный DELL (Computer DELL) 3. Мини-центрифуга (Mini Centrifuge) 4. Штативы для пробирок (Tube Racks) 5. Блок охлаждения (Cooling Block) 6. Контейнеры реакционные (Reaction Tubes) 7. Кабели соединительные (Cables) 8. Руководство оператора (Operator Manual)
Cepheid | USA | IVD | PGX | Xpert Xpress Strep A | Groups A, C And G Beta-Hemolytic Streptococcus Nucleic Acid Amplification System | 2
Cepheid | Singapore | IVD |  | Cepheid Xpert SA Nasal Complete | Microbiology | Class C IVD
Cepheid | Singapore | IVD |  | Cepheid Xpert CT/NG | Microbiology | Class C IVD
Cepheid | Singapore | IVD |  | Cepheid Xpert® C. difficile/Epi | Microbiology | Class C IVD
Cepheid | Singapore | IVD |  | CEPHEID Xpert BCR-ABL Ultra | Pathology | Class C IVD
Cepheid | Singapore | IVD |  | Cepheid Xpert® HIV-1 Qual XC | Immunology | Class D IVD
Cepheid | Singapore | IVD |  | Cepheid Xpert Carba-R | Microbiology | Class C IVD
Cepheid | Russia | MD |  | Контейнеры реакционные к анализатору Smart Cycler II
Cepheid | Singapore | IVD |  | Cepheid Xpert HIV-1 Viral Load | Microbiology | Class C IVD
Cepheid | Singapore | IVD |  | Cepheid Xpert HIV-1 Qual | Microbiology | Class D IVD
Cepheid | Singapore | IVD |  | Cepheid Xpert HCV VL Fingerstick | Microbiology | Class D IVD
Cepheid | Korea | IVD |  | Xpert BCR-ABL Ultra | IVD reagents for cancer related gene | class 3
Cepheid | Singapore | IVD |  | Cepheid Xpert HCV Viral Load | Microbiology | Class D IVD
Cepheid | Singapore | IVD |  | Cepheid Xpert® MTB/RIF Ultra | Microbiology | Class C IVD
Cepheid | Singapore | IVD |  | Cepheid Xpert Norovirus | Gastroenterology & Urology | Class B IVD
Cepheid | Singapore | IVD |  | Cepheid Xpert® BCR-ABL Ultra | Pathology | Class C IVD
Cepheid | Korea | MD |  | Xpert Check | General calibrators, controls or standards, classⅠ, for clinical chemistry | class 1
Cepheid | Singapore | IVD |  | Cepheid Xpert Xpress Flu/RSV | Microbiology | Class C IVD
Cepheid | Singapore | IVD |  | Cepheid Xpert VanA/VanB | Microbiology | Class C IVD
Cepheid | Singapore | IVD |  | Cepheid Xpert® HBV Viral Load | Microbiology | Class C IVD
Cepheid | Singapore | IVD |  | Cepheid GeneXpert Systems | Microbiology | Class C IVD
Cepheid | Singapore | IVD |  | Cepheid Xpert MRSA NxG | Microbiology | Class C IVD
Cepheid | Singapore | IVD |  | Cepheid Xpert® Carba-R | Microbiology | Class C IVD
Cepheid | Korea | IVD |  | Xpert Carba-R | IVD reagents for Infectious disease marker(Drug resistant microorganism) | class 3
Cepheid | Korea | IVD |  | Xpert MTB/RIF Ultra | IVD reagents for infectious disease marker(Diagnosis of Sexually transmitted disease, Legally designated infectious pathogens other than ‘high risk pathogens’, Infectious agents with moderate infectivity), molecular diagnostics | class 3
Cepheid | USA | IVD | NJR | GENEXPERT DX SYSTEM;XPERT GBS | Nucleic Acid Amplification Assay System, Group B Streptococcus, Direct Specimen Test | 1
Cepheid | USA | IVD | MVU | HSV-2 Probe;HSV-1 Primer Set;Norovirus G1 Probe;Control, PRM/PRB CIC;B. parapertussis Probe;HSV-1 Probe;HSV-2 Primer Set;Control, SSC;Norovirus G1 Primer Set;Norovirus G2 Probe;B. parapertussis Primer Set;Norovirus G2 Primer Set;B. pertussis Primer Set;B. pertussis Probe | Reagents, Specific, Analyte | 1
Cepheid | USA | IVD | OAI | XPERT EV | Assay, Enterovirus Nucleic Acid | 2
Cepheid | USA | IVD | NPR | Xpert HemosIL FII & FV Assay;Xpert Factor II & Factor V | Test, Factor Ii G20210a Mutations, Genomic Dna Pcr | 2
Cepheid | USA | IVD | LLH | Xpert C.difficile Assay | Reagents, Clostridium Difficile Toxin | 1
Cepheid | USA | IVD | NQX | Xpert SA Nasal Complete | System, Nucleic Acid Amplification Test, Dna, Methicillin Resistant Staphylococcus Aureus, Direct Specimen | 2
Cepheid | USA | IVD | NIJ | Xpert vanA | System, Test, Genotypic Detection, Resistant Markers, Enterococcus Species | 2
Cepheid | USA | IVD | OMN | Xpert C.difficile / Epi | C. Difficile Nucleic Acid Amplification Test Assay | 1
Cepheid | USA | IVD | NJR | Xpert GBS LB Assay | Nucleic Acid Amplification Assay System, Group B Streptococcus, Direct Specimen Test | 1
Cepheid | USA | IVD | OHQ | Xpert Check, XPERTCHECK-CE-5;Xpert Check, XPERTCHECK-US-5 | Multi-Analyte Controls Unassayed | 1
Cepheid | USA | IVD | PPM | OMNIMIX HS;Xpert MRSA NxG Elution Reagent 700-5280;Xpert SA Nasal Comp Elution Reagent 700-5197;Xpert C difficile Sample Reagent 700-5196;Xpert MTB/RIF Sample Reagent 700-5208;Xpert Norovirus Sample Reagent 700-5666;Xpert MRSA Elution Reagent 700-5375;Xpert C difficile/Epi Sample Reagent 700-5667;Xpert vanA Sample Reagent 700-5663;Xpert MRSA/SA Elution Reagent 700-5194 | General Purpose Reagent | 1
Cepheid | USA | IVD | NQX | Xpert MRSA/SA Blood Culure Assay | System, Nucleic Acid Amplification Test, Dna, Methicillin Resistant Staphylococcus Aureus, Direct Specimen | 2
Cepheid | USA | IVD | PEU | Xpert MTB/RIF | System, Nucleic Acid-Based, Mycobacterium Tuberculosis Complex, Resistance Marker, Direct Specimen | 2
Cepheid | USA | IVD | OCC | Xpert Flu/RSV XC | Respiratory Virus Panel Nucleic Acid Assay System | 2
Cepheid | USA | IVD | PCH | Xpert Norovirus | Gastrointestinal Pathogen Panel Multiplex Nucleic Acid-Based Assay System | 2
Cepheid | USA | IVD | OUY | Xpert TV | Trichomonas Vaginalis Nucleic Acid Amplification Test System | 2
Cepheid | USA | IVD | OCC | Xpert Xpress Flu | Respiratory Virus Panel Nucleic Acid Assay System | 2
Cepheid | USA | IVD | OCC | Xpert Xpress Flu/RSV | Respiratory Virus Panel Nucleic Acid Assay System | 2
Cepheid | USA | IVD | OCC | Xpert Nasopharyngeal Sample Collection Kit;XPERT Xpress Flu;Xpert Nasal Sample Collection Kit;GENEXPERT Xpress System | Respiratory Virus Panel Nucleic Acid Assay System | 2
Cepheid | USA | IVD | PMY | GeneXpert DX System;Xpert Carba-R;GeneXpert Infinity System | System, Nucleic Acid Amplification Test, Dna, Carbapenem Non-Susceptible Gram Negative Organism, Colony | 2
Cepheid | USA | IVD | QBD | Xpert Urine Specimen Collection Kit;Xpert CT/NG;Xpert Vaginal/Endocervical Specimen Collection Kit;Xpert Swab Specimen Collection Kit | Microbial Nucleic Acid Storage And Stabilization Device | 2
Cepheid | USA | IVD | OYX | Xpert BCR-ABL Ultra | Bcr/Abl1 Monitoring Test | 2
Cepheid | USA | IVD | OCC | GeneXpert Xpress System | Respiratory Virus Panel Nucleic Acid Assay System | 2
Cepheid | USA | IVD | QJR | Xpert Xpress CoV-2/Flu/RSV plus;Xpert Xpress CoV-2 plus;Xpert Xpress SARS-CoV-2 | Reagents, 2019-Novel Coronavirus Nucleic Acid | N
Cepheid | USA | IVD | PQA | Xpert Xpress MVP;Xpert Swab Specimen Collection Kit;GeneXpert Infinity System;GeneXpert Dx System | Vaginitis And Bacterial Vaginosis Nucleic Acid Detection System | 2
Thermo Fischer | EU | IVD | W0101050399 | Cascadion™ SM 25-Hydroxy Vitamin D Internal Standard | CALIBRATORS AND STANDARDS (CLINICAL CHEMISTRY) - OTHER | IVD General
Thermo Fischer | EU | IVD | W0101050399 | Cascadion™ SM 25-Hydroxy Vitamin D Calibrator Set | CALIBRATORS AND STANDARDS (CLINICAL CHEMISTRY) - OTHER | IVD General
Thermo Fischer | EU | IVD | W0101050299 | Cascadion™ SM 25-Hydroxy Vitamin D Control 1 | SPECIFIC CONTROLS (CC) - OTHER | IVD General
Thermo Fischer | EU | IVD | W0101050299 | Cascadion™ SM 25-Hydroxy Vitamin D Control 2 | SPECIFIC CONTROLS (CC) - OTHER | IVD General
Thermo Fischer | EU | IVD | W0101050299 | Cascadion™ SM 25-Hydroxy Vitamin D Control 3 | SPECIFIC CONTROLS (CC) - OTHER | IVD General
Thermo Fischer | EU | IVD | W0101050299 | Cascadion™ SM Immunosuppressants Panel Control 1 | SPECIFIC CONTROLS (CC) - OTHER | IVD General
Thermo Fischer | EU | IVD | W0101050399 | Cascadion™ SM Immunosuppressants Panel Calibrator Set | CALIBRATORS AND STANDARDS (CLINICAL CHEMISTRY) - OTHER | IVD General
Thermo Fischer | EU | IVD | W0101050399 | Cascadion™ SM Immunosuppressants Panel Internal Standard | CALIBRATORS AND STANDARDS (CLINICAL CHEMISTRY) - OTHER | IVD General
Thermo Fischer | EU | IVD | W0101050299 | Cascadion™ SM Immunosuppressants Panel Control 3 | SPECIFIC CONTROLS (CC) - OTHER | IVD General
Thermo Fischer | EU | IVD | W0101050299 | Cascadion™ SM Immunosuppressants Panel Control 2 | SPECIFIC CONTROLS (CC) - OTHER | IVD General
Thermo Fischer | Brazil | MD |  | U/CSF PROTEIN | PROTEÍNA TOTAL | II
Thermo Fischer | Brazil | MD |  | GLUCOSE (HK) | GLICOSE | II
Thermo Fischer | Australia | IVD | CT943 | Instrument/analyser IVDs | Instrument/analyser IVDs | Class 1
Thermo Fischer | Brazil | MD |  | eCal | PARÂMETROS COMBINADOS NO MESMO PRODUTO - CLASSE II | II
Thermo Fischer | Brazil | MD |  | Iron | FERRO | II
Thermo Fischer | Brazil | MD |  | Potassium Micro Volume Electrode | POTÁSSIO | II
Thermo Fischer | Brazil | MD |  | Família D-Dimer | D-DÍMERO | III
Thermo Fischer | Brazil | MD |  | CK-MB | ATIVIDADE DE ISOENZIMA CREATINOQUINASE | III
Thermo Fischer | Brazil | MD |  | Família HbA1c | HEMOGLOBINA GLICADA | II
Thermo Fischer | Brazil | MD |  | CENTRÍFUGA | Centrifuga | I
Thermo Fischer | Brazil | MD |  | Calcium | CÁLCIO | II
Thermo Fischer | Brazil | MD |  | BICARBONATE | BICARBONATO | II
Thermo Fischer | Brazil | MD |  | CK (IFCC) | ATIVIDADE TOTAL DE CREATINOQUINASE | II
Thermo Fischer | Brazil | MD |  | Família de Incubadoras de CO2 Thermo Scientific | INCUBADORA PARA LABORATORIO DE SAÚDE | I
Thermo Fischer | Brazil | MD |  | CABINES DE SEGURANÇA BIOLÓGICA THERMO SCIENTIFIC SÉRIE 1300 | Sistema de Fluxo Laminar | I
Thermo Fischer | Brazil | IVD |  | Centrífuga IVD Thermo Scientific X PRO e ST/SL Plus | Instrumento para preparo e processamento de amostras  fase pré-analítica | I
Thermo Fischer | Brazil | IVD |  | Reagente de condicionamento 3500 Dx SERIES | SOLUÇÃO PARA LIMPEZA DE EQUIPAMENTOS | I
Thermo Fischer | Brazil | MD |  | Formamida HI DI para 3500 | TAMPÕES, DILUENTES E DEMAIS SOLUÇÕES PARA ANÁLISE LABORATORIAL | I
Thermo Fischer | Brazil | MD |  | SEQUENCIADOR PADRÃO V3.1 3500 Dx SERIES | SOLUÇÃO PARA AVALIAÇÃO DE DESEMPENHO DOS COMPONENTES DE EQUIPAMENTOS | I
Thermo Fischer | Brazil | MD |  | Família Polímeros Série 3500Dx | TAMPÕES, DILUENTES E DEMAIS SOLUÇÕES PARA ANÁLISE LABORATORIAL | I
Thermo Fischer | Brazil | MD |  | THERMO SCIENTIFIC REVCO FREEZERS UxF E ExF, DxF E CxF | Refrigerador ou Freezer Laboratorial/Hospitalar | II
Thermo Fischer | Brazil | MD |  | Cascadion SM Clinical Analyzer | Instrumento para análise por cromatografia | II
Thermo Fischer | Brazil | MD |  | TDE Series Ultra-Low Temperature Chest Freezers | Refrigerador ou Freezer Laboratorial/Hospitalar | II
Thermo Fischer | Australia | IVD | CT946 | General laboratory reagent and consumables IVDs | General laboratory reagent and consumables IVDs | Class 2
Thermo Fischer | Brazil | MD |  | LDH (IFCC) | LACTATO DESIDROGENASE (LDH) | II
Thermo Fischer | Brazil | MD |  | Uric Acid (AOX) | ÁCIDO ÚRICO | II
Thermo Fischer | Brazil | MD |  | Magnesium | MAGNÉSIO | II
Thermo Fischer | Brazil | MD |  | Urea | URÉIA | II
Thermo Fischer | Brazil | MD |  | INCUBADORAS DE CO2 VIOS | INCUBADORA PARA LABORATORIO DE SAÚDE | I
Thermo Fischer | Brazil | MD |  | ALT/GPT (IFCC) | TRANSAMINASE GLUTÂMICA PIRÚVICA (TGP OU ALT) | II
Thermo Fischer | Brazil | MD |  | HDL Cholesterol | LIPOPROTEÍNA DE ALTA DENSIDADE (HDL) | II
Thermo Fischer | UK | IVD | 44693 | Creatine kinase myocardial isoenzyme (CKMB) IVD, control | Creatine kinase myocardial isoenzyme (CKMB) IVD, control | IVD General
Thermo Fischer | UK | IVD | 30203 | Laboratory pH electrode | Laboratory pH electrode | IVD General
Thermo Fischer | UK | IVD | 63101 | Liquid chromatography/mass spectrometry (LC/MS) analyser IVD | Liquid chromatography/mass spectrometry (LC/MS) analyser IVD | IVD General
Thermo Fischer | UK | IVD | 63101 | Liquid chromatography/mass spectrometry (LC/MS) analyser IVD | Liquid chromatography/mass spectrometry (LC/MS) analyser IVD | Class A
Thermo Fischer | UK | IVD | 61954 | Liquid chromatography/mass spectrometry analysis specimen preparation/processing reagent IVD | Liquid chromatography/mass spectrometry analysis specimen preparation/processing reagent IVD | Class A
Thermo Fischer | UK | IVD | 30197 | Lithium electrode IVD | Lithium electrode IVD | IVD General
Thermo Fischer | UK | IVD | 41728 | Low density lipoprotein (LDL) cholesterol IVD, calibrator | Low density lipoprotein (LDL) cholesterol IVD, calibrator | IVD General
Thermo Fischer | UK | IVD | 53395 | Low density lipoprotein (LDL) cholesterol IVD, kit, enzyme spectrophotometry | Low density lipoprotein (LDL) cholesterol IVD, kit, enzyme spectrophotometry | IVD General
Thermo Fischer | UK | IVD | 46795 | Magnesium (Mg2+) IVD, kit, spectrophotometry | Magnesium (Mg2+) IVD, kit, spectrophotometry | IVD General
Thermo Fischer | UK | IVD | 63102 | Mass spectrometry analyser vacuum pump/nitrogen generator IVD | Mass spectrometry analyser vacuum pump/nitrogen generator IVD | IVD General
Thermo Fischer | UK | IVD | 65710 | Mechanical micropipette IVD | Mechanical micropipette IVD | IVD General
Thermo Fischer | UK | IVD | 52719 | Monospecific anti-complement component C3 (anti-C3) IVD, antibody | Monospecific anti-complement component C3 (anti-C3) IVD, antibody | IVD General
Thermo Fischer | UK | IVD | 52724 | Monospecific anti-complement component C4 (anti-C4) IVD, antibody | Monospecific anti-complement component C4 (anti-C4) IVD, antibody | IVD General
Thermo Fischer | UK | IVD | 56676 | Multiple clinical chemistry analyser IVD, laboratory | Multiple clinical chemistry analyser IVD, laboratory | Class A
Thermo Fischer | UK | IVD | 52903 | Multiple clinical chemistry enzyme IVD, calibrator | Multiple clinical chemistry enzyme IVD, calibrator | IVD General
Thermo Fischer | UK | IVD | 53593 | Multiple clinical chemistry protein IVD, calibrator | Multiple clinical chemistry protein IVD, calibrator | IVD General
Thermo Fischer | UK | IVD | 52867 | Multiple electrolyte IVD, calibrator | Multiple electrolyte IVD, calibrator | IVD General
Thermo Fischer | UK | IVD | 54474 | Multiple form 25-hydroxy Vitamin D IVD, calibrator | Multiple form 25-hydroxy Vitamin D IVD, calibrator | IVD General
Thermo Fischer | UK | IVD | 54475 | Multiple form 25-hydroxy Vitamin D IVD, control | Multiple form 25-hydroxy Vitamin D IVD, control | IVD General
Thermo Fischer | UK | IVD | 62018 | Multiple form 25-hydroxy Vitamin D IVD, kit, liquid chromatography/mass spectrometry (LC/MS) | Multiple form 25-hydroxy Vitamin D IVD, kit, liquid chromatography/mass spectrometry (LC/MS) | IVD General
Thermo Fischer | UK | IVD | 60455 | Multiple immunosuppressant therapeutic drug monitoring IVD, calibrator | Multiple immunosuppressant therapeutic drug monitoring IVD, calibrator | IVD General
Thermo Fischer | UK | IVD | 61032 | Laboratory analyser cuvette IVD, single-use | Laboratory analyser cuvette IVD, single-use | Class A
Thermo Fischer | UK | IVD | 54762 | Iron IVD, reagent | Iron IVD, reagent | IVD General
Thermo Fischer | UK | IVD | 59238 | Ion selective electrode (ISE) reference solution IVD, reagent | Ion selective electrode (ISE) reference solution IVD, reagent | Class A
Thermo Fischer | UK | IVD | 59123 | Inorganic phosphate (PO43-) IVD, kit, spectrophotometry | Inorganic phosphate (PO43-) IVD, kit, spectrophotometry | IVD General
Thermo Fischer | UK | IVD | 53250 | Creatinine IVD, kit, enzyme spectrophotometry | Creatinine IVD, kit, enzyme spectrophotometry | IVD General
Thermo Fischer | UK | IVD | 53251 | Creatinine IVD, kit, spectrophotometry | Creatinine IVD, kit, spectrophotometry | IVD General
Thermo Fischer | UK | IVD | 47348 | D-dimer IVD, calibrator | D-dimer IVD, calibrator | IVD General
Thermo Fischer | UK | IVD | 47347 | D-dimer IVD, control | D-dimer IVD, control | IVD General
Thermo Fischer | UK | IVD | 47349 | D-dimer IVD, reagent | D-dimer IVD, reagent | IVD General
Thermo Fischer | UK | IVD | 41927 | Ferritin IVD, calibrator | Ferritin IVD, calibrator | IVD General
Thermo Fischer | UK | IVD | 41928 | Ferritin IVD, control | Ferritin IVD, control | IVD General
Thermo Fischer | UK | IVD | 53719 | Ferritin IVD, reagent | Ferritin IVD, reagent | IVD General
Thermo Fischer | UK | IVD | 53027 | Gamma-glutamyltransferase (GGT) IVD, kit, enzyme spectrophotometry | Gamma-glutamyltransferase (GGT) IVD, kit, enzyme spectrophotometry | IVD General
Thermo Fischer | UK | IVD | 60456 | Multiple immunosuppressant therapeutic drug monitoring IVD, control | Multiple immunosuppressant therapeutic drug monitoring IVD, control | IVD General
Thermo Fischer | UK | IVD | 47775 | General specimen container IVD, no additive/medium | General specimen container IVD, no additive/medium | IVD General
Thermo Fischer | UK | IVD | 44435 | Glycated haemoglobin (HbA1c) IVD, control | Glycated haemoglobin (HbA1c) IVD, control | IVD General
Thermo Fischer | UK | IVD | 59090 | Glycated haemoglobin (HbA1c) IVD, kit, nephelometry/turbidimetry | Glycated haemoglobin (HbA1c) IVD, kit, nephelometry/turbidimetry | IVD General
Thermo Fischer | UK | IVD | 59090 | Glycated haemoglobin (HbA1c) IVD, kit, nephelometry/turbidimetry | Glycated haemoglobin (HbA1c) IVD, kit, nephelometry/turbidimetry | Class A
Thermo Fischer | UK | IVD | 53316 | Glycated haemoglobin (HbA1c) IVD, reagent | Glycated haemoglobin (HbA1c) IVD, reagent | IVD General
Thermo Fischer | UK | IVD | 53391 | High density lipoprotein (HDL) cholesterol IVD, kit, enzyme spectrophotometry | High density lipoprotein (HDL) cholesterol IVD, kit, enzyme spectrophotometry | IVD General
Thermo Fischer | UK | IVD | 44407 | High performance liquid chromatography analyser column IVD | High performance liquid chromatography analyser column IVD | IVD General
Thermo Fischer | UK | IVD | 44407 | High performance liquid chromatography analyser column IVD | High performance liquid chromatography analyser column IVD | Class A
Thermo Fischer | UK | IVD | 63704 | Immunoglobulin A subclass (IgA subclass) IVD, antibody | Immunoglobulin A subclass (IgA subclass) IVD, antibody | IVD General
Thermo Fischer | UK | IVD | 63702 | Immunoglobulin G subclass (IgG subclass) IVD, antibody | Immunoglobulin G subclass (IgG subclass) IVD, antibody | IVD General
Thermo Fischer | UK | IVD | 47775 | General specimen container IVD, no additive/medium | General specimen container IVD, no additive/medium | Class A
Thermo Fischer | UK | IVD | 62017 | Multiple immunosuppressant therapeutic drug monitoring IVD, kit, liquid chromatography/mass spectrometry (LC/MS) | Multiple immunosuppressant therapeutic drug monitoring IVD, kit, liquid chromatography/mass spectrometry (LC/MS) | IVD General
Thermo Fischer | Australia | IVD | CT936 | Specimen receptacle IVDs | Specimen receptacle IVDs | Class 1
Thermo Fischer | Australia | MD | 10778 | Centrifuge, <specify> | Centrifuge, <specify> | Class I
Thermo Fischer | Australia | MD | 35704 | Freezer, blood product | Freezer, blood product | Class IIa
Thermo Fischer | Australia | MD | 35486 | Refrigerator, blood | Refrigerator, blood | Class IIa
Thermo Fischer | Brazil | MD |  | INCUBADORA DE CO2 SÉRIE 8000 DH E SÉRIE 8000 WJ | Incubadora Meios de Cultura/Indicador Biologico | I
Thermo Fischer | Brazil | MD |  | Leitor de microplacas Multiskan | Instrumento destinado a imunoensaios | II
Thermo Fischer | Brazil | MD |  | Lavadoras de microplacas | Instrumento para preparo e processamento de amostras  fase pré-analítica | I
Thermo Fischer | Brazil | MD |  | Família de Incubadoras de CO2 Forma | INCUBADORA PARA LABORATORIO DE SAÚDE | I
Thermo Fischer | Brazil | MD |  | CENTRÍFUGA PARA BANCO DE SANGUE | Centrifuga para Sangue | II
Thermo Fischer | Brazil | MD |  | CENTRÍFUGA REFRIGERADA | Centrifuga | I
Thermo Fischer | Japan | MD |  | Triple quadrupole mass spectrometer | Mass analysis device
Thermo Fischer | Brazil | MD |  | Família Cascadion SM 25-Hydroxy Vitamin D | VITAMINA D | II
Thermo Fischer | Brazil | MD |  | Bilirubin Direct | BILIRRUBINA | II
Thermo Fischer | Brazil | MD |  | Cholesterol | COLESTEROL TOTAL | II
Thermo Fischer | Brazil | MD |  | Chloride Micro Volume Electrode | CLORETO | II
Thermo Fischer | Brazil | MD |  | Família CRP | PROTEÍNA C REATIVA | II
Thermo Fischer | Brazil | MD |  | Família ISE Reference | ELETRÓLITOS | II
Thermo Fischer | Australia | MD | 56648 | Assisted reproduction procedure dish | Assisted reproduction procedure dish | Class IIa
Thermo Fischer | Australia | IVD | CT899 | Tissue typing-related IVDs | Tissue typing-related IVDs | Class 2
Thermo Fischer | Singapore | MD |  | Thermo Fisher Scientific Thermo Scientific TSX Series Blood Bank Refrigerator | Hematology | Class B medical device
Thermo Fischer | USA | IVD | JCB | Washing Solution 4.5%, Product No. IK703, IK704, 984030, 980929 | Detergent | 1
Thermo Fischer | USA | IVD | JRI | Tencell cuvette | Cuvette, Thermostated | 1
Thermo Fischer | Japan | MD |  | Fadia 200 | immunofluorescence analyzer
Thermo Fischer | Japan | IVD |  | Immunocap ECP | eosinophil basic protein kit
Thermo Fischer | Japan | IVD |  | Immunocap Allergen Component f423 Ara h 2 (Peanut Derived) | Allergen Component Specific Immunoglobulin E Kit
Thermo Fischer | Japan | IVD |  | Immunocap Allergen Component f443 Ana o 3 (from cashews) | Allergen Component Specific Immunoglobulin E Kit
Thermo Fischer | Japan | IVD |  | View Allergies39 | Immunoglobulin E Multi-antigen kit for single test, multiple results
Thermo Fischer | USA | IVD | KSE | HERAfreeze HDE Series -40 C Ultra-Low Temperature Freezers HDE60040LA, HDE60040LD,HDE60040LV;Thermo Scientific Revco Blood Bank Refrigerator REB404A, REB404D, REB404V, REB404W;Thermo Scientific HERAFreeze Freezers HDE60086LA;Thermo Scientific Blood Bank Refrigerators TSX1204BY, TSX1204BZ;Thermo Scientific Revco Blood Bank Refrigerator REB3004A, REB3004D, REB3004V, REB3004W;Thermo Scientific TDE Series -40 C Ultra-Low Temperature Freezers TDE60040LA, TDE60040LD, TDE60040LV;Thermo Scientific HERAFreeze Freezers HDE50086LA;Thermo Scientific Forma FDE Series -40 C Ultra-Low Temperature Freezers FDE50040LA, FDE50040LD, FDE50040LV;Thermo Scientific TSX Series High-Performance Plasma Freezer TSX1230LA, TSX1230LD;Thermo Scientific Revco Freezers RDE30086LA, RDE30086LD, RDE30086LV, RDE40086LA, RDE40086LD, RDE40086LV;Thermo Scientific Blood Bank Refrigerators TSX3004BA, TSX3004BD, TSX3004BV;Thermo Scientific  CryoMed TSCM48TA (CRF CTS MD 48L w/print 120V);Thermo Scientific Jewett Blood Bank Refrigerator CT1-1B;Fisherbrand Isotemp Ultra Low Temperature Freezer IUEC25286LD;Thermo Scientific Ultra Low Temperature Freezer TDE60086MA,TDE60086MD, TDE60086MV;Fisherbrand Isotemp Ultra Low Temperature Freezer IUEC06386LA;Thermo Scientific CryoMed TSCM34EV (CryoMed MD 34L w/ print 230v);Thermo Scientific CryoMed TSCM17ML (CryoMed MD 48L w/o print 100v);Thermo Scientific Plasma Freezer TSX3030LV, TSX3030LY, TSX3030LZ;Thermo Scientific CryoMed TSCM34EA (CryoMed MD 34L w/ print 120v);Thermo Scientific Forma FDE Series -40 C Ultra-Low Temperature Freezers FDE60040LA, FDE60040LD, FDE60040LV;Thermo Scientific CryoMed TSCM34MV (CryoMed MD 34L w/o print 230v);Thermo Scientific Jewett Blood Bank Refrigerator JBB5004A, JBB5004D, JBB5004V, JBB5004W;HERAfreeze HDE Series -40 C Ultra-Low Temperature Freezers HDE40040LA, HDE40040LD,HDE40040LV;Thermo Scientific Blood Bank Refrigerators TSX1204BA, TSX1204BD, TSX1204BV;Thermo Scientific Revco Freezers RDE50086LA, RDE50086LD, RDE50086LV, RDE60086LA, RDE60086LD, RDE60086LV;Thermo Scientific CryoMed TSCM17EL (CryoMed MD 17L w/ print 100v);Thermo Scientific Forma FDE Series -40 C Ultra-Low Temperature Freezers FDE40040LA, FDE40040LD, FDE40040LV;Thermo Scientific Blood Bank Refrigerator TDEC25286LA;Thermo Scientific Revco Blood Bank Refrigerator REB2304A, REB2304D, REB2304V, REB2304W;Thermo Scientific CryoMed TSCM17MV (CryoMed MD 17L w/o print 230v);Thermo Scientific CryoMed TSCM17EV (CryoMed MD 17L w/ print 230v);Fisherbrand Isotemp Ultra Low Temperature Freezer IUEC39686LD;Thermo Scientific Revco RDE Series -40 C Ultra-Low Temperature Freezers RDE40040LA, RDE40040LD, RDE40040LV;Thermo Scientific CryoMed TSCM34EL (CryoMed MD 34L w/ print 100v);Thermo Scientific Forma Blood Bank Refrigerator FRBB2304A, FRBB2304D, FRBB2304V, FRBB2304W;Thermo Scientific Revco Blood Bank Refrigerator REB1204A, REB1204D, REB1204V, REB1204W;Thermo Scientific HERAFreeze Freezers HDE30086LD, HDE30086LV, HDE40086LD, HDE40086LV,;Thermo Scientific Freezers TDE30086LA, TDE30086LD, TDE30086LV, TDE40086LA, TDE40086LD, TDE40086LV;Fisherbrand Isotemp Ultra Low Temperature Freezer IUEC06386LV;Thermo Scientific Blood Bank Refrigerator TDEC39686LV;Thermo Scientific TSX Series High-Performance Plasma Freezer TSX5030LA, TSX5030LD;Thermo Scientific HERAFreeze Freezers HDE30086LA;Thermo Scientific  CryoMed TSCM17CA (CRF CTS MD 17L w/o print 120V);Thermo Scientific CryoMed TSCM48ML (CryoMed MD 48L w/o print 100v);Thermo Scientific TSX Series High-Performance Plasma Freezer TSX2330LA, TSX2330LD;Thermo Scientific Revco RDE Series -40 C Ultra-Low Temperature Freezers RDE50040LA, RDE50040LD, RDE50040LV;Thermo Scientific Plasma Freezer TSX1230LV, TSX1230LY, TSX1230LZ;Thermo Scientific Blood Bank Refrigerator TDEC06386LA;Thermo Scientific TDE Series -40 C Ultra-Low Temperature Freezers TDE50040LA, TDE50040LD, TDE50040LV;Thermo Scientific Forma Freezers FDE30086LA, FDE30086LD, FDE30086LV, FDE40086LA, FDE40086LD, FDE40086LV;Thermo Scientific Forma Blood Bank Refrigerator FRBB3004A, FRBB3004D, FRBB3004V, FRBB3004W;Thermo Scientific Jewett Blood Bank Refrigerator BBR25D-2A;Thermo Scientific CryoMed TSCM48EL (CryoMed MD 48L w/ print 100v);Thermo Scientific Blood Bank Refrigerator TDEC39686LD;Thermo Scientific HERAFreeze Freezers HDE40086LA;Thermo Scientific CryoMed TSCM17EA (CryoMed MD 17L w/ print 120v);Thermo Scientific TSX Series High-Performance Plasma Freezer TSX3030LA, TSX3030LD;Thermo Scientific Revco Blood Bank Refrigerator REB5004A, REB5004D, REB5004V, REB5004W;Thermo Scientific Blood Bank Refrigerator TDEC25286LD;Thermo Scientific TDE Series -40 C Ultra-Low Temperature Freezers TDE40040LA, TDE40040LD, TDE40040LV;Fisherbrand Isotemp Ultra-Low-Temperature Freezers IUE40086LA, IUE40086LD, IUE40086LV;Thermo Scientific Forma Freezers FDE50086LA, FDE50086LD, FDE50086LV, FDE60086LA, FDE60086LD, FDE60086LV;Thermo Scientific CryoMed TSCM48EV (CryoMed MD 48L w/ print 230v);Fisherbrand Isotemp Ultra-Low-Temperature Freezers IUE60086LA, IUE60086LD, IUE60086LV;Thermo Scientific CryoMed TSCM17MA (CryoMed MD 17L w/o print 120v);Fisherbrand Isotemp Ultra Low Temperature Freezer IUEC25286LV;Thermo Scientific  CryoMed TSCM48CA (CRF CTS MD 48L w/o print 120V);Thermo Scientific Freezers TDE50086LA, TDE50086LD, TDE50086LV, TDE60086LA, TDE60086LD, TDE60086LV;Thermo Scientific  CryoMed TSCM34TA (CRF CTS MD 34L w/print 120V);Thermo Scientific CryoMed TSCM34ML (CryoMed MD 34L w/o print 100v);Thermo Scientific TSX Series High-Performance Blood Bank Refrigerator TSX2304BA, TSX2304BD, TSX2304BV;Thermo Scientific Revco RDE Series -40 C Ultra-Low Temperature Freezers RDE60040LA, RDE60040LD, RDE60040LV;Thermo Scientific Forma Blood Bank Refrigerator FRBB404A, FRBB404D, FRBB404V, FRBB404W;Thermo Scientific HERAFreeze Freezers HDE50086LD, HDE50086LV, HDE60086LD, HDE60086LV;Thermo Scientific Blood Bank Refrigerators TSX5004BY, TSX5004BZ;Thermo Scientific Plasma Freezer TSX2330LV, TSX2330LY, TSX2330LZ;Thermo Scientific Jewett Blood Bank Refrigerator JBB404A, JBB404D, JBB404V, JBB404W;Thermo Scientific Jewett Blood Bank Refrigerator JBB1204A, JBB1204D, JBB1204V, JBB1204W;Thermo Scientific CryoMed TSCM48MA (CryoMed MD 48L w/o print 120v);Fisherbrand Isotemp Ultra Low Temperature Freezer IUEC39686LV;Fisherbrand Isotemp Ultra Low Temperature Freezer IUEC39686LA;Thermo Scientific Plasma Freezer TSX5030LV, TSX5030LY, TSX5030LZ;Thermo Scientific CryoMed TSCM48EA (CryoMed MD 48L w/ print 120v);Thermo Scientific Jewett Blood Bank Refrigerator JBB2304A, JBB2304D, JBB2304V, JBB2304W;Thermo Scientific TSX Series High-Performance Blood Bank Refrigerator TSX5004BA, TSX5004BD, TSX5004BV;Thermo Scientific Forma Ultra Low Temperature Freezer FDE60086MA, FDE60086MD, FDE60086MV;Thermo Scientific CryoMed TSCM48MV (CryoMed MD 48L w/o print 230v);Fisherbrand Isotemp Ultra-Low-Temperature Freezers IUE30086LA, IUE30086LD, IUE30086LV;Thermo Scientific Revco Ultra Low Temperature Freezer RDE60086MA, RDE60086MD, RDE60086MV;Thermo Scientific  CryoMed TSCM17TA (CRF CTS MD 17L w/print 120V);Thermo Scientific HERAfreeze Ultra Low Temperature Freezer HDE60086MA, HDE60086MD, HDE60086MV;Thermo Scientific Jewett Blood Bank Refrigerator CT1-2A;Thermo Scientific Blood Bank Refrigerators TSX3004BY, TSX3004BZ;Thermo Scientific Blood Bank Refrigerator TDEC25286LV;Thermo Scientific CryoMed TSCM34MA (CryoMed MD 34L w/o print 120v);Thermo Scientific Jewett Blood Bank Refrigerator BBR55D-2A;Thermo Scientific Plasma Blast Freezer XBF40D-MD;Thermo Scientific Jewett Blood Bank Refrigerator BBR55D-1B;HERAfreeze HDE Series -40 C Ultra-Low Temperature Freezers HDE50040LA, HDE50040LD,HDE50040LV;Thermo Scientific Blood Bank Refrigerator TDEC39686LA;Thermo Scientific Jewett Blood Bank Refrigerator BBR25D-1B;Fisherbrand Isotemp Ultra-Low-Temperature Freezers IUE50086LA, IUE50086LD, IUE50086LV;Thermo Scientific Blood Bank Refrigerator TDEC06386LV;Thermo Scientific Blood Bank Refrigerators TSX2304BY, TSX2304BZ;Fisherbrand Isotemp Ultra Low Temperature Freezer IUEC25286LA;Thermo Scientific Forma Blood Bank Refrigerator FRBB5004A, FRBB5004D, FRBB5004V, FRBB5004W;Thermo Scientific Forma Blood Bank Refrigerator FRBB1204A, FRBB1204D, FRBB1204V, FRBB1204W;Thermo Scientific Jewett Blood Bank Refrigerator JBB3004A, JBB3004D, JBB3004V, JBB3004W;Thermo Scientific  CryoMed TSCM34CA (CRF CTS MD 34L w/o print 120V) | Refrigerator, Freezer, Blood Storage | 2
Thermo Fischer | USA | IVD | JRQ | Thermo Scientific MaxQ Dual Action Shaker 120V (SHKA2508);Thermo Scientific MaxQ Reciprocating Shaker 120V (SHKA2506) | Shaker/Stirrer | 1
Thermo Fischer | USA | IVD | JQC | Thermo Scientific Multifuge X4R Pro-MD (75009515, 75009516);Thermo Scientific / Heraeus Pico 21 (75002415, 75002416);Thermo Scientific SL 8R (75007223);Thermo Scientific Sorvall Legend Micro 17R (75002440, 75002441, 75002443);Thermo Scientific Sorvall ST4RF Plus-MD (75009984 and 75009985);Thermo Scientific Sorvall ST1R Plus-MD (75009380, 75009381);Thermo Scientific SL1R Plus-MD (75009030, 75009031);Thermo Scientific / Heraeus Multifuge X1R (75004251);Thermo Scientific Sorvall ST 4R Plus-MD (75009524, 75009525);Thermo Scientific Megafuge ST4F Plus-MD (75009961);Thermo Scientific / Heraeus Megafuge 16R (75004271);Thermo Scientific Megafuge ST1R Plus-MD (75009270, 75009271);Thermo Scientific Multifuge X4F Pro-MD (75009530 and 75009531);Thermo Scientific Sorvall Legend Micro 21 (75002435, 75002436);Thermo Scientific / Heraeus Multifuge X1 (75004211);Thermo Scientific Sorvall X4R Pro-MD (75009520, 75009521);Thermo Scientific Sorvall Legend Micro 21R (75002445, 75002446);Thermo Scientific / Heraeus Megafuge 8 (75007210);Thermo Scientific Sorvall ST 16R (75004380 and 75004381);Thermo Scientific Sorvall ST4F Plus-MD (75009981 and 75009982);Thermo Scientific / Heraeus Fresco 21 (75002425, 75002426);Thermo Scientific Sorvall Legend Micro 17 (75002430, 75002431, 75002433, 75002493, 75002494);Thermo Scientific Sorvall X1R Pro-MD (75009260, 75009261);Fisher Scientific accuSpin Micro 17R (75002463);Thermo Scientific Sorvall X4 Pro-MD (75009505, 75009506);Thermo Scientific Megafuge ST4 Plus-MD (75009503, 75009504);Thermo Scientific SL 16R (75004030 and 75004031);Fisher Scientific accuSpin 8C (75008821);Thermo Scientific SL4 Plus-MD (75009512, 75009513);Thermo Scientific Sorvall X4F Pro-MD (75009532 and 75009533);Thermo Scientific Micro CL21 (75002466);Thermo Scientific SL1 Plus-MD (75009000);Thermo Scientific Medifuge (75008801);Thermo Scientific SL 8 (75007220);Thermo Scientific Megafuge ST4RF Plus-MD (75009946 and 75009962);Thermo Scientific Micro CL17 (75002449, 75002450, 75002451, 75002495, 75002496);Thermo Scientific Sorvall ST 8 R (75007204);Thermo Scientific SL4R Plus-MD (75009527, 75009528);Fisher Scientific accuSpin Micro 17 (75002461);Thermo Scientific SL4RF Plus-MD (75009973);Thermo Scientific Sorvall Legend X1 (75004220 and 75004221);Fisherbrand, accuSpin 21 (75003246);Sorvall BIOS 16 (75007685, 75007697);Thermo Scientific Sorvall ST 4 Plus-MD (75009509, 75009510);Thermo Scientific / Heraeus Pico 17 (75002401, 75002410, 75002411, 75002492);Thermo Scientific / Heraeus Megafuge 8R (75007213, 75007214);Thermo Scientific / Heraeus Megafuge 16 (75004230, 75004231);Thermo Scientific Multifuge X1 Pro-MD (75009210);Fisher Scientific accuSpin 24C (75007240);Thermo Scientific Multifuge X4RF Pro-MD (75009536 and 75009537);Thermo Scientific Multifuge X1R Pro-MD (75009250, 75009251);Thermo Scientific SL4F Plus-MD (75009971);Thermo Scientific / Heraeus Fresco 17 (75002402, 75002420, 75002421, 75002423);Thermo Scientific Sorvall ST16 (75004240 and 75004241);Thermo Scientific Micro CL21R (75002470 and 75002471);Thermo Scientific SL 16 (75004000 and 75004001);Thermo Scientific Multifuge X4 Pro-MD (75009500, 75009501);Thermo Scientific Sorvall ST 8R (75007203);Thermo Scientific Sorvall Legend X1R (75004260 and 75004261);Thermo Scientific Megafuge ST4R Plus-MD (75009518, 7500519);Thermo Scientific Sorvall X4RF Pro-MD (75009539 and 75009541);Thermo Scientific Sorvall X1 Pro-MD (75009220);Fisherbrand, accuSpin 21R (75003247);Thermo Scientific Sorvall ST 8 (75007200);Thermo Scientific Micro CL17R (75002455 and 75002456);Thermo Scientific Sorvall ST1 Plus-MD (75009240);Thermo Scientific Sorvall ST 8 FR (75007207);Thermo Scientific Megafuge ST1 Plus-MD (75009230) | Centrifuges (Micro, Ultra, Refrigerated) For Clinical Use | 1
Thermo Fischer | USA | IVD | KSO | Thermo Scientific Sorvall BP 8 Heavy Duty (75007684);Thermo Scientific Sorvall BP 16 Heavy Duty Water Cooled (75007661);Thermo Scientific SL 40 F (75004544);Thermo Scientific Sorvall ST 40 (75004509 and 75004510);Thermo Scientific SL 40R (75004527 and 75004528);Thermo Scientific Sorvall BP 8 (75007681 and 75007689);Thermo Scientific Sorvall Legend XTR (75004523, 75004520, 75004521);Thermo Scientific Sorvall BP 16 Heavy Duty (75007682);Thermo Scientific / Heraeus Megafuge 40R (75004518, 75004519);Thermo Scientific Sorvall RC3BP+ (75007530, 75007533);Thermo Scientific SL 40 FR (75004545);Thermo Scientific Sorvall Lynx 4000 (75006580);Thermo Scientific Sorvall ST 40R (75004524 and 75004525);Thermo Scientific / Heraeus Multifuge X3 FR (75004537);Thermo Scientific / Heraeus Cryofuge 16 Heavy Duty Water Cooled (75007677);Thermo Scientific Sorvall RC 4 (75004473, 75004477, 75004481);Thermo Scientific / Heraeus Multifuge X3 (75004501);Thermo Scientific Sorvall Legend XFR (75004539);Thermo Scientific / Heraeus Cryofuge 16 (75007673, 75007674);Thermo Scientific Sorvall Lynx 6000 (75006590);Thermo Scientific Heraeus Multifuge X3R (75004515 and 75004516);Thermo Scientific Sorvall Legend XT (75004508, 75004505, 75004506);Thermo Scientific Sorvall BP 8 Heavy Duty Water Cooled (75007662);Thermo Scientific Sorvall BP 16 (75007683 and 75007695);Thermo Scientific / Heraeus Cryofuge 5500i (75004475, 75004479);Thermo Scientific SL 40 (75004513);Thermo Scientific / Heraeus Megafuge 40 (75004504);Thermo Scientific / Heraeus Cryofuge 8 (75007671, 75007672);Thermo Scientific / Heraeus Cryofuge 16 Heavy Duty (75007678);Thermo Scientific Sorvall RC 12BP+ (75007030);Thermo Scientific KR 4i (11178162);Thermo Scientific Sorvall Legend XF (75004532 and 75004533);Thermo Scientific / Heraeus Multifuge X3 F (75004531) | Centrifuge, Blood-Bank For In Vitro Diagnostic Use | 1
Thermo Fischer | USA | IVD | JTQ | Thermo Scientific Forma Incubators, General Purpose (3422);Thermo Scientific Forma Incubators, General Purpose (3951);Thermo Scientific Forma Incubators, General Purpose (3543);Thermo Scientific Circulating Baths  General Purpose (TSCIR89);Thermo Scientific Forma Incubators, General Purpose (3010);Thermo Scientific Shaking Baths  General Purpose (TSSWB15S);Thermo Scientific Forma Incubators, General Purpose (3429);Thermo Scientific Forma Incubators, General Purpose (3542);Fisher Scientific ISOTemp Incubators, General Purpose (FB3531WJ);Thermo Scientific Forma Incubators, General Purpose (371);Thermo Scientific Digital Baths  General Purpose (TSGP2S);Thermo Scientific Forma Incubators, General Purpose (381);Thermo Scientific Forma Incubators, General Purpose (3940);Thermo Scientific Coliform Baths  General Purpose (TSCOL19);Thermo Scientific Digital Baths  General Purpose (TSGP15D);Thermo Scientific Forma Incubators, General Purpose (3057);Fisher Scientific ISOTemp Baths  General Purpose (FSGPD2S);Thermo Scientific Forma HI-TMP BATH 160A 11-481 -A- (88151Q);Thermo Scientific Forma Incubators, General Purpose (3403);Thermo Scientific Forma Incubators, General Purpose (3311);Thermo Scientific Digital Baths  General Purpose (TSGP28);Thermo Scientific Circulating Baths  General Purpose (TSCIR19);Thermo Scientific Forma Incubators, General Purpose (3307);Thermo Scientific Forma Incubators, General Purpose (3425);Fisher Scientific ISOTemp Baths  General Purpose (FSGPD02);Fisher Scientific ISOTemp Baths  General Purpose (FSGPD15D);Thermo Scientific Forma Incubators, General Purpose (3423);Thermo Scientific Shaking Baths  General Purpose (TSSWB27);Thermo Scientific Forma Incubators, General Purpose (3427);Thermo Forma Cell Rollers (4862);Fisher Scientific ISOTemp Baths  General Purpose (FSGPD10);Fisher Scientific ISOTemp Baths  General Purpose (FSSWB15);Thermo Scientific Incubators, General Purpose (3962);Thermo Scientific Forma Incubators, General Purpose (3020);Thermo Scientific Circulating Baths  General Purpose (TSCIR35);Thermo Scientific Shaking Baths  General Purpose (TSDUB15);Thermo Scientific Forma Incubators, General Purpose (3950);Thermo Scientific Forma Incubators, General Purpose (3913);Fisher Scientific ISOTemp Baths  General Purpose (FSSWB27);Thermo Scientific Forma Incubators, General Purpose (3063);Fisher Scientific ISOTemp Baths  General Purpose (FSGPD05);Thermo Scientific Forma Incubators, General Purpose (3308);Thermo Scientific Forma Incubators, General Purpose (3424);Fisher Scientific ISOTemp Baths  General Purpose (FSGPD20);Thermo Scientific Forma Incubators, General Purpose (3911);Thermo Scientific Forma Incubators, General Purpose (3920);Fisher Scientific ISOTemp Incubators, General Purpose (FB3533DH);Thermo Scientific Incubators, General Purpose (3948);Thermo Forma Cell Rollers (4868);Fisher Scientific ISOTemp Incubators, General Purpose (FB3530WJ);Thermo Scientific Shaking Baths  General Purpose (TSSWB15);Fisher Scientific ISOTemp Baths  General Purpose (FSGPD28);Thermo Scientific Forma Incubators, General Purpose (3426);Thermo Scientific Forma Incubators, General Purpose (3405);Thermo Scientific Forma Gas Guard (3050);Thermo Scientific Digital Baths  General Purpose (TSGP10);Thermo Scientific Digital Baths  General Purpose (TSGP05);Thermo Scientific Forma Incubators, General Purpose (3541);Thermo Scientific Forma Incubators, General Purpose (3310);Thermo Scientific Forma Incubators, General Purpose (370);Thermo Scientific Coliform Baths  General Purpose (TSCOL35);Thermo Scientific Forma Incubators, General Purpose (3961);Thermo Scientific Forma Incubators, General Purpose (3960);Fisher Scientific ISOTemp Incubators, General Purpose (FB3532DH);Thermo Scientific Forma Incubators, General Purpose (380);Thermo Scientific Digital Baths  General Purpose (TSGP20);Thermo Scientific Forma Incubators, General Purpose (3540);Thermo Scientific Forma Incubators, General Purpose (3949);Thermo Scientific Incubators, General Purpose (3907);Thermo Scientific Forma Incubators, General Purpose (3428);Thermo Scientific Digital Baths  General Purpose (TSGP02) | Bath, Incubators/Water, All | 1
Thermo Fischer | USA | IVD | JTM | Thermo Forma Anaerobic System (1025);Thermo Forma Anaerobic System (1037);Thermo Scientific Forma Anaerobic System (931024);Thermo Forma Anaerobic System (1029);Thermo Forma Anaerobic System (1018);Thermo Forma Anaerobic System (1016);Thermo Forma Anaerobic System (1031) | Anaerobic Box Glove | 1
Thermo Fischer | USA | MD | MQG | Thermo Scientific Forma Incubator, Direct Heat, ivf (310);Thermo Scientific Forma Incubator, Direct Heat, ivf (320);Thermo Scientific Forma Incubator, Direct Heat, ivf (360);Thermo Scientific Forma Incubator, Direct Heat, ivf (351);Thermo Scientific Forma Incubator, Direct Heat, ivf (350);Thermo Scientific Forma Incubator, Direct Heat, ivf (321);Thermo Scientific Forma Incubator, Direct Heat, ivf (311);Thermo Scientific Forma Incubator, Direct Heat, ivf (361) | Accessory, Assisted Reproduction | 2
Thermo Fischer | USA | MD | MQG | Thermo Scientific Forma Incubator, Water Jacket, ivf (3121);Thermo Scientific Forma Incubator, Water Jacket, ivf (3141);Thermo Scientific Forma Incubator, Water Jacket, ivf (3130);Thermo Scientific Forma Incubator, Water Jacket, ivf (3140);Thermo Scientific Forma Incubator, Water Jacket, ivf (3110);Thermo Scientific Forma Incubator, Water Jacket, ivf (3131);Thermo Scientific Forma Incubator, Water Jacket, ivf (3120);Thermo Scientific Forma Incubator, Water Jacket, ivf (3111) | Accessory, Assisted Reproduction | 2
Thermo Fischer | USA | MD | MQG | Thermo Scientific Forma Controlled Rate Freezer (7457);Thermo Scientific Forma Controlled Rate Freezer (7476);Thermo Scientific Forma Controlled Rate Freezer (7458);Thermo Scientific Forma Controlled Rate Freezer (7475);Thermo Scientific Forma Controlled Rate Freezer (7459);Thermo Scientific Forma Controlled Rate Freezer (7456) | Accessory, Assisted Reproduction | 2
Thermo Fischer | EU | IVD | W0101070302 | Reference Electrode Solution | ELECTROLYTE ELECTRODE BUFFERS AND SOLUTIONS | Class A
Thermo Fischer | EU | IVD | W02060185 | Aliquoter secondary tubes | ROBOTIC SAMPLE PROCESSING SYSTEMS - CONSUMABLES | Class A
Thermo Fischer | EU | IVD | W02060185 | Disposable Aliquoter Tips | ROBOTIC SAMPLE PROCESSING SYSTEMS - CONSUMABLES | Class A
Thermo Fischer | EU | IVD | W02060185 | TCA Storage Cap | ROBOTIC SAMPLE PROCESSING SYSTEMS - CONSUMABLES | Class A
Thermo Fischer | EU | IVD | W0102090104 | BENZODIAZEPINES | BENZODIAZEPINES | IVD General
Thermo Fischer | EU | IVD | W0102090105 | Cannabinoids | CANNABINOIDS | IVD General
Thermo Fischer | EU | IVD | W0103010199 | HbA1c Calibrator | REAGENTS FOR (AUTOMATED) HAEMATOLOGY ANALYZER - OTHER | IVD General
Thermo Fischer | EU | IVD | W0101050299 | CK-MB Control High | SPECIFIC CONTROLS (CC) - OTHER | IVD General
Thermo Fischer | EU | IVD | W0102152003 | CRP Control | SPECIFIC PROTEIN CONTROLS | IVD General
Thermo Fischer | EU | IVD | W0101050199 | Abtrol | MULTICOMPONENT CONTROLS (CC) - OTHER | IVD General
Thermo Fischer | EU | IVD | W0101050199 | Nortrol | MULTICOMPONENT CONTROLS (CC) - OTHER | IVD General
Thermo Fischer | EU | IVD | W01010107 | Amylase (IFCC) | AMYLASE - TOTAL | IVD General
Thermo Fischer | EU | IVD | W01030199 | HbA1c | HAEMATOLOGY REAGENTS - OTHER | IVD General
Thermo Fischer | EU | IVD | W0101050202 | Specical | LIPID CONTROLS | IVD General
Thermo Fischer | EU | IVD | W01010203 | Bilirubin Direct | BILIRUBIN | IVD General
Thermo Fischer | EU | IVD | W01010119 | LDH (IFCC) | LACTATE DEHYDROGENASE L ( LDH - L --> P ) | IVD General
Thermo Fischer | EU | IVD | W01010111 | Cholinesterase | CHOLINESTERASE | IVD General
Thermo Fischer | EU | IVD | W01030199 | HbA1c | HAEMATOLOGY REAGENTS - OTHER | IVD General
Thermo Fischer | EU | IVD | W01010306 | Magnesium | MAGNESIUM | IVD General
Thermo Fischer | EU | IVD | W0103020702 | D‐Dimer Control | CONTROL PLASMA FOR HAEMOSTASIS | IVD General
Thermo Fischer | EU | IVD | W0102070102 | Ferritin | FERRITIN | IVD General
Thermo Fischer | EU | IVD | W0103020702 | D‐Dimer Control High | CONTROL PLASMA FOR HAEMOSTASIS | IVD General
Thermo Fischer | EU | IVD | W01010103 | ALT/GPT (IFCC) | ALANINE AMINO-TRANSFERASE | IVD General
Thermo Fischer | EU | IVD | W01010213 | Glucose (GOD-POD) | GLUCOSE | IVD General
Thermo Fischer | EU | IVD | W01010232 | Uric Acid (AOX) | URIC ACID | IVD General
Thermo Fischer | EU | IVD | W0101070107 | Sodium Micro Volume Electrode | SODIUM - ELECTRODES | IVD General
Thermo Fischer | EU | IVD | W01010110 | AST/GOT (IFCC) | ASPARTATE AMINO-TRANSFERASE | IVD General
Thermo Fischer | EU | IVD | W0101070102 | Calcium Micro Volume Electrode | CALCIUM - ELECTRODES | IVD General
Thermo Fischer | EU | IVD | W0101070103 | Chloride Micro Volume Electrode | CHLORIDE - ELECTRODES | IVD General
Thermo Fischer | EU | IVD | W0101060602 | pH Micro Volume Electrode | PH - ELECTRODES (BG) | IVD General
Thermo Fischer | EU | IVD | W0101070106 | Potassium Micro Volume Electrode | POTASSIUM - ELECTRODES | IVD General
Thermo Fischer | EU | IVD | W01010116 | Gamma-GT (IFCC) | GAMMA GLUTAMYLTRANSFERASE | IVD General
Thermo Fischer | EU | IVD | W01010119 | LDH (SCE) | LACTATE DEHYDROGENASE L ( LDH - L --> P ) | IVD General
Thermo Fischer | EU | IVD | W0102090101 | Amphetamines | AMPHETAMINES GROUP | IVD General
Thermo Fischer | EU | IVD | W0102090103 | Barbiturates | BARBITURATES | IVD General
Thermo Fischer | EU | IVD | W01010221 | LDL-Cholesterol | LOW DENSITY LIPOPROTEIN CHOLESTEROL INCLUDING SD-LDL | IVD General
Thermo Fischer | EU | IVD | W01010213 | Glucose (HK) | GLUCOSE | IVD General
Thermo Fischer | EU | IVD | W0102152010 | Rheumatoid Factors Control | CONTROLS FOR RHEUMATOLOGY | IVD General
Thermo Fischer | EU | IVD | W0101050202 | Specitrol | LIPID CONTROLS | IVD General
Thermo Fischer | EU | IVD | W01010216 | Iron | IRON (CC) | IVD General
Thermo Fischer | EU | IVD | W0101050301 | INDIKO ISE Calibrator 1 | CALIBRATORS MULTICOMPONENT (CC) | IVD General
Thermo Fischer | EU | IVD | W0101070301 | Reference Electrode Kit | REFERENCE ELECTRODES | IVD General
Thermo Fischer | EU | IVD | W01010204 | Urea | UREA/BLOOD UREA NITROGEN | IVD General
Thermo Fischer | EU | IVD | W01010203 | Bilirubin Total (DCA) | BILIRUBIN | IVD General
Thermo Fischer | EU | IVD | W01010215 | HDL-Cholesterol | HIGH DENSITY LIPOPROTEIN CHOLESTEROL | IVD General
Thermo Fischer | EU | IVD | W01010303 | Calcium | CALCIUM | IVD General
Thermo Fischer | EU | IVD | W01010303 | Calcium | CALCIUM | IVD General
Thermo Fischer | EU | IVD | W01010231 | Triglycerides | TRIGLYCERIDES | IVD General
Thermo Fischer | EU | IVD | W01030199 | Hemolyzing Reagent | HAEMATOLOGY REAGENTS - OTHER | Class A
Thermo Fischer | EU | IVD | W0102090106 | COCAINE METABOLITE | COCAINE + COCAINE METABOLITES | IVD General
Thermo Fischer | EU | IVD | W0102090113 | Opiates | OPIATES | IVD General
Thermo Fischer | EU | IVD | W0102090207 | Ethyl Alcohol | ETHANOL (ALCOHOL) | IVD General
Thermo Fischer | EU | IVD | W0102090110 | Methadone | METHADONE | IVD General
Thermo Fischer | EU | IVD | W0101050202 | Lipotrol | LIPID CONTROLS | IVD General
Thermo Fischer | EU | IVD | W0101050399 | CRP Calibration Set | CALIBRATORS AND STANDARDS (CLINICAL CHEMISTRY) - OTHER | IVD General
Thermo Fischer | EU | IVD | W0102152003 | CRP Control High | SPECIFIC PROTEIN CONTROLS | IVD General
Thermo Fischer | EU | IVD | W0103010199 | HbA1c Control Normal | REAGENTS FOR (AUTOMATED) HAEMATOLOGY ANALYZER - OTHER | IVD General
Thermo Fischer | EU | IVD | W0103010199 | HbA1c Control Abnormal | REAGENTS FOR (AUTOMATED) HAEMATOLOGY ANALYZER - OTHER | IVD General
Thermo Fischer | EU | IVD | W0101050399 | CRP Plus Calibrator | CALIBRATORS AND STANDARDS (CLINICAL CHEMISTRY) - OTHER | IVD General
Thermo Fischer | EU | IVD | W01010116 | Gamma-GT (IFCC) | GAMMA GLUTAMYLTRANSFERASE | IVD General
Thermo Fischer | EU | IVD | W01010232 | Uric Acid (AOX) | URIC ACID | IVD General
Thermo Fischer | EU | IVD | W01021109 | CRP Plus | C-REACTIVE PROTEIN | IVD General
Thermo Fischer | EU | IVD | W01021109 | CRP High Sensitivity | C-REACTIVE PROTEIN | IVD General
Thermo Fischer | EU | IVD | W01010207 | Creatinine (Jaffé) | CREATININE | IVD General
Thermo Fischer | EU | IVD | W01010205 | Cholesterol | CHOLESTEROL | IVD General
Thermo Fischer | EU | IVD | W01010103 | ALT/GPT (IFCC) | ALANINE AMINO-TRANSFERASE | IVD General
Thermo Fischer | EU | IVD | W01021109 | CRP | C-REACTIVE PROTEIN | IVD General
Thermo Fischer | EU | IVD | W01010207 | Creatinine (Jaffé) | CREATININE | IVD General
Thermo Fischer | EU | IVD | W01010110 | AST/GOT (IFCC)v | ASPARTATE AMINO-TRANSFERASE | IVD General
Thermo Fischer | EU | IVD | W01010205 | Cholesterol | CHOLESTEROL | IVD General
Thermo Fischer | EU | IVD | W0101050202 | Specitrol High | LIPID CONTROLS | IVD General
Thermo Fischer | EU | IVD | W01010204 | Urea | UREA/BLOOD UREA NITROGEN | IVD General
Thermo Fischer | EU | IVD | W01010204 | Urea | UREA/BLOOD UREA NITROGEN | IVD General
Thermo Fischer | EU | IVD | W01010203 | Bilirubin Total (NBD) | BILIRUBIN | IVD General
Thermo Fischer | EU | IVD | W0101050199 | uTrol | MULTICOMPONENT CONTROLS (CC) - OTHER | IVD General
Thermo Fischer | EU | IVD | W01010231 | Triglycerides | TRIGLYCERIDES | IVD General
Thermo Fischer | EU | IVD | W01010119 | LDH (SCE) | LACTATE DEHYDROGENASE L ( LDH - L --> P ) | IVD General
Thermo Fischer | EU | IVD | W01010213 | Glucose (HK) | GLUCOSE | IVD General
Thermo Fischer | EU | IVD | W01010230 | Total Protein Plus | TOTAL PROTEIN | IVD General
Thermo Fischer | EU | IVD | W01010201 | Albumin (BCG) | ALBUMIN (CC) | IVD General
Thermo Fischer | EU | IVD | W01010201 | Albumin (BCP) | ALBUMIN (CC) | IVD General
Thermo Fischer | EU | IVD | W01010303 | Calcium | CALCIUM | IVD General
Thermo Fischer | EU | IVD | W0101050199 | uTrol High | MULTICOMPONENT CONTROLS (CC) - OTHER | IVD General
Thermo Fischer | EU | IVD | W0102152209 | DoA Calibrator C3 | DRUGS OF ABUSE / TOXICOLOGY STANDARDS AND CALIBRATORS | IVD General
Thermo Fischer | EU | IVD | W0102152209 | DoA Calibration set E | DRUGS OF ABUSE / TOXICOLOGY STANDARDS AND CALIBRATORS | IVD General
Thermo Fischer | EU | IVD | W0102152209 | DoA Calibrator C2 | DRUGS OF ABUSE / TOXICOLOGY STANDARDS AND CALIBRATORS | IVD General
Thermo Fischer | EU | IVD | W0102152209 | DoA Calibrator C1 | DRUGS OF ABUSE / TOXICOLOGY STANDARDS AND CALIBRATORS | IVD General
Thermo Fischer | EU | IVD | W0102152209 | DoA Calibrator B3 | DRUGS OF ABUSE / TOXICOLOGY STANDARDS AND CALIBRATORS | IVD General
Thermo Fischer | EU | IVD | W0102152209 | DoA Calibrator B2 | DRUGS OF ABUSE / TOXICOLOGY STANDARDS AND CALIBRATORS | IVD General
Thermo Fischer | EU | IVD | W0102152209 | DoA Calibrator B1 | DRUGS OF ABUSE / TOXICOLOGY STANDARDS AND CALIBRATORS | IVD General
Thermo Fischer | EU | IVD | W0102152209 | DoA Calibrator B4 | DRUGS OF ABUSE / TOXICOLOGY STANDARDS AND CALIBRATORS | IVD General
Thermo Fischer | EU | IVD | W0102090199 | DoA Control set B | DRUGS OF ABUSE - OTHER | IVD General
Thermo Fischer | EU | IVD | W0102090199 | DoA Control set E | DRUGS OF ABUSE - OTHER | IVD General
Thermo Fischer | EU | IVD | W0102090199 | DoA Control set A | DRUGS OF ABUSE - OTHER | IVD General
Thermo Fischer | EU | IVD | W0102152209 | DoA Calibrator A2 | DRUGS OF ABUSE / TOXICOLOGY STANDARDS AND CALIBRATORS | IVD General
Thermo Fischer | EU | IVD | W0102152209 | DoA Calibrator A 1 | DRUGS OF ABUSE / TOXICOLOGY STANDARDS AND CALIBRATORS | IVD General
Thermo Fischer | EU | IVD | W0102152209 | DoA Negative Calibrator | DRUGS OF ABUSE / TOXICOLOGY STANDARDS AND CALIBRATORS | IVD General
Thermo Fischer | EU | IVD | W0102090199 | DoA Control set C | DRUGS OF ABUSE - OTHER | IVD General
Thermo Fischer | EU | IVD | W0503010203 | Multicell Cuvettes | SAMPLES ANALYSES, PLASTIC CUVETTES | Class A
Thermo Fischer | EU | IVD | W0503010203 | Tencell Cuvettes | SAMPLES ANALYSES, PLASTIC CUVETTES | Class A
Thermo Fischer | EU | IVD | W0101050299 | CK-MB Control | SPECIFIC CONTROLS (CC) - OTHER | IVD General
Thermo Fischer | EU | IVD | W01010201 | Albumin MST | ALBUMIN (CC) | IVD General
Thermo Fischer | EU | IVD | W01010302 | Bicarbonate | BICARBONATE | IVD General
Thermo Fischer | EU | IVD | W0101050201 | Albumin U Control High | ENZYME CONTROLS | IVD General
Thermo Fischer | EU | IVD | W0101050201 | Albumin U Control | ENZYME CONTROLS | IVD General
Thermo Fischer | EU | IVD | W0101050302 | Albumin U Calibrator | CALIBRATORS SINGLE COMPONENT (CC) | IVD General
Thermo Fischer | EU | IVD | W01021110 | Rheumatoid Factors 2 (RF 2) | RHEUMATOID FACTORS | IVD General
Thermo Fischer | EU | IVD | W0101050202 | Lipotrol HDL/LDL Abnormal | LIPID CONTROLS | IVD General
Thermo Fischer | EU | IVD | W0102152003 | CRP High Sensitivity Control | SPECIFIC PROTEIN CONTROLS | IVD General
Thermo Fischer | EU | IVD | W01010230 | Total Protein Plus | TOTAL PROTEIN | IVD General
Thermo Fischer | EU | IVD | W0101050399 | eCal | CALIBRATORS AND STANDARDS (CLINICAL CHEMISTRY) - OTHER | IVD General
Thermo Fischer | EU | IVD | W01010113 | CK (IFCC) | CREATINE KINASE - TOTAL | IVD General
Thermo Fischer | EU | IVD | W0102010307 | Transferrin | TRANSFERRIN | IVD General
Thermo Fischer | EU | IVD | W0102010107 | Immunoglobulin M | IMMUNOGLOBULIN M | IVD General
Thermo Fischer | EU | IVD | W0102010105 | Immunoglobulin G | IMMUNOGLOBULIN G | IVD General
Thermo Fischer | EU | IVD | W0102010101 | Immunoglobulin A | IMMUNOGLOBULIN A | IVD General
Thermo Fischer | EU | IVD | W01021109 | CRP Plus | C-REACTIVE PROTEIN | IVD General
Thermo Fischer | EU | IVD | W0102010205 | Complement C4 | COMPLEMENT COMPONENT C4 | IVD General
Thermo Fischer | EU | IVD | W0102010203 | Complement C3 | COMPLEMENT COMPONENT C3/C3C | IVD General
Thermo Fischer | EU | IVD | W0102010403 | Apolipoprotein B | APOLIPOPROTEIN B | IVD General
Thermo Fischer | EU | IVD | W0102010401 | Apolipoprotein A1 | APOLIPOPROTEIN A I | IVD General
Thermo Fischer | EU | IVD | W01010113 | CK (IFCC) | CREATINE KINASE - TOTAL | IVD General
Thermo Fischer | EU | IVD | W01010123 | Lipase (Colorimetric) | LIPASE | IVD General
Thermo Fischer | EU | IVD | W01010207 | Creatinine (Enzymatic) | CREATININE | IVD General
Thermo Fischer | EU | IVD | W01010307 | Phosphorus | PHOSPHATE INORGANIC / PHOSPHORUS | IVD General
Thermo Fischer | EU | IVD | W01010230 | U/CSF Protein | TOTAL PROTEIN | IVD General
Thermo Fischer | EU | IVD | W01010105 | Alkaline Phosphatase (IFCC) Plus | ALKALINE PHOSPHATASE - TOTAL | IVD General
Thermo Fischer | EU | IVD | W01010105 | Alkaline Phosphatase (IFCC) Plus | ALKALINE PHOSPHATASE - TOTAL | IVD General
Thermo Fischer | EU | IVD | W0102070203 | Pyridoxal Phosphate | VITAMIN B6 | IVD General
Thermo Fischer | EU | IVD | W01010207 | Creatinine (Enzymatic) | CREATININE | IVD General
Thermo Fischer | EU | IVD | W01010307 | Phosphorus | PHOSPHATE INORGANIC / PHOSPHORUS | IVD General
Thermo Fischer | EU | IVD | W01010114 | CK-MB | CREATINE KINASE - MB ACTIVITY (CC) | IVD General
Thermo Fischer | EU | IVD | W01010114 | CK-MB | CREATINE KINASE - MB ACTIVITY (CC) | IVD General
Thermo Fischer | EU | IVD | W0101050301 | ISE Calibrator 2 & 3 | CALIBRATORS MULTICOMPONENT (CC) | IVD General
Thermo Fischer | EU | IVD | W0101050301 | ISE Calibrator 4 | CALIBRATORS MULTICOMPONENT (CC) | IVD General
Thermo Fischer | EU | IVD | W0101050301 | ISE Calibrator 1 | CALIBRATORS MULTICOMPONENT (CC) | IVD General
Thermo Fischer | EU | IVD | W0102019001 | Orosomucoid | A1-ACID GLYCOPROTEIN (OROSOMUCOID) | IVD General
Thermo Fischer | EU | IVD | W0102152003 | Lipoprotein (a) Control High | SPECIFIC PROTEIN CONTROLS | IVD General
Thermo Fischer | EU | IVD | W0102152003 | Lipoprotein (a) Control | SPECIFIC PROTEIN CONTROLS | IVD General
Thermo Fischer | EU | IVD | W01021109 | CRP | C-REACTIVE PROTEIN | IVD General
Thermo Fischer | EU | IVD | W01010203 | Bilirubin Total (NBD) | BILIRUBIN | IVD General
Thermo Fischer | EU | IVD | W0102152203 | Lipoprotein(a) Calibrator | SPECIFIC PROTEIN STANDARDS AND CALIBRATORS | IVD General
Thermo Fischer | EU | IVD | W0102152203 | Antistreptolysin O Calibrator | SPECIFIC PROTEIN STANDARDS AND CALIBRATORS | IVD General
Thermo Fischer | EU | IVD | W0102152203 | Apo A1/Apo B Calibrator | SPECIFIC PROTEIN STANDARDS AND CALIBRATORS | IVD General
Thermo Fischer | EU | IVD | W0101050399 | sCal | CALIBRATORS AND STANDARDS (CLINICAL CHEMISTRY) - OTHER | IVD General
Thermo Fischer | EU | IVD | W01010302 | Bicarbonate | BICARBONATE | IVD General
Thermo Fischer | EU | IVD | W02060185 | Multitube Carrier | ROBOTIC SAMPLE PROCESSING SYSTEMS - CONSUMABLES | Class A
Thermo Fischer | EU | IVD | W0103020503 | D‐Dimer | D-DIMER | IVD General
Thermo Fischer | EU | IVD | W0102152206 | sTfR Calibration Set | ANAEMIA RELATED/VITAMIN STANDARDS AND CALIBRATORS | IVD General
Thermo Fischer | EU | IVD | W0102152006 | sTfR Control | ANAEMIA RELATED/VITAMIN CONTROLS | IVD General
Thermo Fischer | EU | IVD | W0102152006 | sTfR Control High | ANAEMIA RELATED/VITAMIN CONTROLS | IVD General
Thermo Fischer | EU | IVD | W0103020701 | D‐Dimer Calibration Set | CALIBRATION PLASMA FOR HAEMOSTASIS | IVD General
Thermo Fischer | EU | IVD | W0102070104 | sTfR | SOLUBLE TRANSFERRIN RECEPTOR | IVD General
Thermo Fischer | EU | IVD | W0102152006 | Ferritin Control | ANAEMIA RELATED/VITAMIN CONTROLS | IVD General
Thermo Fischer | EU | IVD | W0102152006 | Ferritin Control High | ANAEMIA RELATED/VITAMIN CONTROLS | IVD General
Thermo Fischer | EU | IVD | W0102152206 | Ferritin Calibration Set | ANAEMIA RELATED/VITAMIN STANDARDS AND CALIBRATORS | IVD General
Thermo Fischer | EU | IVD | W0101070301 | ISE Reference | REFERENCE ELECTRODES | IVD General
Thermo Fischer | EU | MD | Z119092 | ThermoHuman | VARIOUS BIOIMAGING AND RADIOTHERAPY INSTRUMENTS - MEDICAL DEVICE SOFTWARE | Class I
Thermo Fischer | UK | IVD | 51600 | Multiple Shigella species culture isolate antigen IVD, kit, agglutination | Multiple Shigella species culture isolate antigen IVD, kit, agglutination | IVD General
Thermo Fischer | UK | IVD | 51243 | Neisseria meningitidis culture isolate antigen IVD, kit, agglutination | Neisseria meningitidis culture isolate antigen IVD, kit, agglutination | IVD General
Thermo Fischer | UK | IVD | 52808 | Respiratory syncytial virus (RSV) antigen IVD, control | Respiratory syncytial virus (RSV) antigen IVD, control | IVD General
Thermo Fischer | UK | IVD | 51552 | Salmonella paratyphi total antibody IVD, kit, agglutination | Salmonella paratyphi total antibody IVD, kit, agglutination | IVD General
Thermo Fischer | UK | IVD | 51659 | Staphylococcus aureus culture isolate antigen IVD, kit, agglutination | Staphylococcus aureus culture isolate antigen IVD, kit, agglutination | IVD General
Thermo Fischer | UK | IVD | 64824 | SARS-CoV-2 immunoglobulin G (IgG) antibody IVD, kit, enzyme immunoassay (EIA) | SARS-CoV-2 immunoglobulin G (IgG) antibody IVD, kit, enzyme immunoassay (EIA) | IVD General
Thermo Fischer | UK | IVD | 62367 | Thyroglobulin antibody IVD, kit, agglutination | Thyroglobulin antibody IVD, kit, agglutination | IVD General
Thermo Fischer | UK | IVD | 62368 | Thyroid peroxidase antibody (anti-TPO/microsomal antibody) IVD, kit, agglutination | Thyroid peroxidase antibody (anti-TPO/microsomal antibody) IVD, kit, agglutination | IVD General
Thermo Fischer | UK | IVD | 51586 | Salmonella typhi total antibody IVD, kit, agglutination | Salmonella typhi total antibody IVD, kit, agglutination | IVD General
Thermo Fischer | UK | IVD | 62438 | Vibrio cholerae culture isolate antigen (multiple serotype) IVD, kit, agglutination | Vibrio cholerae culture isolate antigen (multiple serotype) IVD, kit, agglutination | IVD General
Thermo Fischer | UK | IVD | 51301 | Multiple Rickettsia species (spotted fever group) total antibody IVD, reagent | Multiple Rickettsia species (spotted fever group) total antibody IVD, reagent | IVD General
Thermo Fischer | UK | IVD | 50913 | Escherichia coli antigen IVD, kit, agglutination | Escherichia coli antigen IVD, kit, agglutination | IVD General
Thermo Fischer | UK | IVD | 50923 | Escherichia coli antigen IVD, kit, enzyme immunoassay (EIA) | Escherichia coli antigen IVD, kit, enzyme immunoassay (EIA) | IVD General
Thermo Fischer | UK | IVD | 47590 | Evacuated blood collection tube IVD, no additive | Evacuated blood collection tube IVD, no additive | IVD General
Thermo Fischer | UK | IVD | 56108 | Fibrinogen degradation product (FDP) IVD, kit, agglutination, rapid | Fibrinogen degradation product (FDP) IVD, kit, agglutination, rapid | IVD General
Thermo Fischer | UK | IVD | 52840 | Herpes simplex virus 1 & 2 (HSV1 & 2) antigen IVD, control | Herpes simplex virus 1 & 2 (HSV1 & 2) antigen IVD, control | IVD General
Thermo Fischer | UK | IVD | 65433 | Home blood collection kit IVD | Home blood collection kit IVD | IVD General
Thermo Fischer | UK | IVD | 65293 | Microbial-isolate agglutination assay reaction card IVD | Microbial-isolate agglutination assay reaction card IVD | Class A
Thermo Fischer | UK | IVD | 50613 | Multiple Brucella species total antibody IVD, control | Multiple Brucella species total antibody IVD, control | IVD General
Thermo Fischer | UK | IVD | 62366 | Multiple Brucella species total antibody IVD, kit, agglutination | Multiple Brucella species total antibody IVD, kit, agglutination | IVD General
Thermo Fischer | UK | IVD | 50402 | Multiple meningitis-associated bacteria antigen IVD, reagent | Multiple meningitis-associated bacteria antigen IVD, reagent | Class A
Thermo Fischer | UK | IVD | 50402 | Multiple meningitis-associated bacteria antigen IVD, reagent | Multiple meningitis-associated bacteria antigen IVD, reagent | IVD General
Thermo Fischer | UK | IVD | 48247 | Multiple respiratory virus antigen IVD, control | Multiple respiratory virus antigen IVD, control | IVD General
Thermo Fischer | UK | IVD | 48243 | Multiple respiratory virus antigen IVD, kit, fluorescent immunoassay | Multiple respiratory virus antigen IVD, kit, fluorescent immunoassay | IVD General
Thermo Fischer | UK | IVD | 48248 | Multiple respiratory virus antigen IVD, reagent | Multiple respiratory virus antigen IVD, reagent | IVD General
Thermo Fischer | UK | IVD | 51300 | Multiple Rickettsia species (spotted fever group) total antibody IVD, control | Multiple Rickettsia species (spotted fever group) total antibody IVD, control | IVD General
Thermo Fischer | UK | IVD | 51513 | Multiple Salmonella species culture isolate antigen IVD, kit, agglutination | Multiple Salmonella species culture isolate antigen IVD, kit, agglutination | IVD General
Thermo Fischer | UK | IVD | 51537 | Multiple Salmonella species total antibody IVD, control | Multiple Salmonella species total antibody IVD, control | IVD General
Thermo Fischer | EU | IVD | W0105030108 | Applied Biosystems™ TaqPath™ Seq HIV-1 Genotyping Kit | HIV 1 GENOTYPING - NA REAGENTS | IVD General
Thermo Fischer | UK | IVD | 56737 | Antimicrobial susceptibility analyser IVD | Antimicrobial susceptibility analyser IVD | Class A
Thermo Fischer | UK | IVD | 43472 | Laboratory instrument/analyser application software IVD | Laboratory instrument/analyser application software IVD | IVD General
Thermo Fischer | UK | IVD | 56747 | Microorganism identification/antimicrobial-susceptibility analyser IVD | Microorganism identification/antimicrobial-susceptibility analyser IVD | Class A
Thermo Fischer | UK | IVD | 57870 | Microorganism-density nephelometer IVD | Microorganism-density nephelometer IVD | Class A
Thermo Fischer | UK | IVD | 50419 | Multiple aerobic gram positive bacteria species culture isolate identification IVD, kit | Multiple aerobic gram positive bacteria species culture isolate identification IVD, kit | IVD General
Thermo Fischer | UK | IVD | 63869 | Multiple antibacterial susceptibility testing kit IVD | Multiple antibacterial susceptibility testing kit IVD | IVD General
Thermo Fischer | UK | IVD | 50417 | Multiple gram negative bacteria species culture isolate identification IVD, kit | Multiple gram negative bacteria species culture isolate identification IVD, kit | IVD General
Thermo Fischer | UK | IVD | 63337 | Pipette tip IVD | Pipette tip IVD | Class A
Thermo Fischer | UK | IVD | 53583 | Uric acid IVD, kit, spectrophotometry | Uric acid IVD, kit, spectrophotometry | IVD General
Thermo Fischer | UK | IVD | 53587 | Urea IVD, kit, enzyme spectrophotometry | Urea IVD, kit, enzyme spectrophotometry | IVD General
Thermo Fischer | UK | IVD | 53462 | Triglyceride IVD, reagent | Triglyceride IVD, reagent | IVD General
Thermo Fischer | UK | IVD | 30214 | Multiple lipid analyte IVD, control | Multiple lipid analyte IVD, control | IVD General
Thermo Fischer | UK | IVD | 53001 | Total creatine kinase (CK) IVD, kit, enzyme spectrophotometry | Total creatine kinase (CK) IVD, kit, enzyme spectrophotometry | IVD General
Thermo Fischer | UK | IVD | 30219 | Multiple urine analyte IVD, control | Multiple urine analyte IVD, control | IVD General
Thermo Fischer | UK | IVD | 47868 | Multiple-type clinical chemistry analyte profile IVD, calibrator | Multiple-type clinical chemistry analyte profile IVD, calibrator | IVD General
Thermo Fischer | UK | IVD | 47869 | Multiple-type clinical chemistry analyte profile IVD, control | Multiple-type clinical chemistry analyte profile IVD, control | IVD General
Thermo Fischer | UK | IVD | 63337 | Pipette tip IVD | Pipette tip IVD | IVD General
Thermo Fischer | UK | IVD | 63337 | Pipette tip IVD | Pipette tip IVD | Class A
Thermo Fischer | UK | IVD | 30506 | Plasma protein IVD, control | Plasma protein IVD, control | IVD General
Thermo Fischer | UK | IVD | 52892 | Potassium (K+) IVD, kit, ion-selective electrode (ISE) | Potassium (K+) IVD, kit, ion-selective electrode (ISE) | IVD General
Thermo Fischer | UK | IVD | 59241 | Reference electrode IVD | Reference electrode IVD | IVD General
Thermo Fischer | UK | IVD | 42231 | Rheumatoid factor IVD, control | Rheumatoid factor IVD, control | IVD General
Thermo Fischer | UK | IVD | 55113 | Rheumatoid factor IVD, reagent | Rheumatoid factor IVD, reagent | IVD General
Thermo Fischer | UK | IVD | 52896 | Sodium (Na+) IVD, kit, ion-selective electrode (ISE) | Sodium (Na+) IVD, kit, ion-selective electrode (ISE) | IVD General
Thermo Fischer | UK | IVD | 53978 | Soluble transferrin receptor IVD, calibrator | Soluble transferrin receptor IVD, calibrator | IVD General
Thermo Fischer | UK | IVD | 53979 | Soluble transferrin receptor IVD, control | Soluble transferrin receptor IVD, control | IVD General
Thermo Fischer | UK | IVD | 58899 | Soluble transferrin receptor IVD, kit, enzyme immunoassay (EIA) | Soluble transferrin receptor IVD, kit, enzyme immunoassay (EIA) | IVD General
Thermo Fischer | UK | IVD | 57871 | Specimen processing instrument IVD | Specimen processing instrument IVD | Class A
Thermo Fischer | UK | IVD | 52928 | Total alkaline phosphatase (ALP) IVD, kit, enzyme spectrophotometry | Total alkaline phosphatase (ALP) IVD, kit, enzyme spectrophotometry | IVD General
Thermo Fischer | UK | IVD | 41697 | Total aspartate aminotransferase (AST) IVD, control | Total aspartate aminotransferase (AST) IVD, control | IVD General
Thermo Fischer | UK | IVD | 52954 | Total aspartate aminotransferase (AST) IVD, kit, enzyme spectrophotometry | Total aspartate aminotransferase (AST) IVD, kit, enzyme spectrophotometry | IVD General
Thermo Fischer | UK | IVD | 53229 | Total bilirubin IVD, kit, spectrophotometry | Total bilirubin IVD, kit, spectrophotometry | IVD General
Thermo Fischer | UK | IVD | 53359 | Total cholesterol lipid IVD, kit, enzyme spectrophotometry | Total cholesterol lipid IVD, kit, enzyme spectrophotometry | IVD General
Thermo Fischer | UK | IVD | 53072 | Total lactate dehydrogenase (LDH) IVD, kit, enzyme spectrophotometry | Total lactate dehydrogenase (LDH) IVD, kit, enzyme spectrophotometry | IVD General
Thermo Fischer | UK | IVD | 53985 | Total protein IVD, kit, enzyme spectrophotometry | Total protein IVD, kit, enzyme spectrophotometry | IVD General
Thermo Fischer | UK | IVD | 17452 | Microsample centrifuge IVD | Microsample centrifuge IVD | IVD General
Thermo Fischer | UK | IVD | 17452 | Microsample centrifuge IVD | Microsample centrifuge IVD | Class A
Thermo Fischer | UK | MD | 15117 | Low-speed floor centrifuge, refrigerated | Low-speed floor centrifuge, refrigerated | Class IIa
Thermo Fischer | UK | IVD | 56697 | Haematocrit analyser IVD, semi-automated | Haematocrit analyser IVD, semi-automated | IVD General
Thermo Fischer | UK | IVD | 36465 | General-purpose centrifuge IVD | General-purpose centrifuge IVD | Class A
Thermo Fischer | UK | IVD | 36465 | General-purpose centrifuge IVD | General-purpose centrifuge IVD | IVD General
Thermo Fischer | UK | IVD | 35901 | Cell washer IVD | Cell washer IVD | IVD General
Thermo Fischer | UK | IVD | 35901 | Cell washer IVD | Cell washer IVD | Class A
Thermo Fischer | UK | IVD | 52521 | Nucleic acid extraction/isolation kit IVD | Nucleic acid extraction/isolation kit IVD | Class A
Thermo Fischer | UK | IVD | 52521 | Nucleic acid extraction/isolation kit IVD | Nucleic acid extraction/isolation kit IVD | Class A
Thermo Fischer | UK | IVD | 60774 | Carbon dioxide (CO2) IVD, reagent | Carbon dioxide (CO2) IVD, reagent | IVD General
Thermo Fischer | UK | IVD | 59055 | Beta-haemolytic Group A Streptococcus streptolysin O antibody IVD, kit, nephelometry/turbidimetry | Beta-haemolytic Group A Streptococcus streptolysin O antibody IVD, kit, nephelometry/turbidimetry | IVD General
Thermo Fischer | UK | IVD | 45789 | Calcium (Ca2+) IVD, kit, spectrophotometry | Calcium (Ca2+) IVD, kit, spectrophotometry | IVD General
Thermo Fischer | UK | IVD | 52874 | Calcium (Ca2+) IVD, kit, ion-selective electrode (ISE) | Calcium (Ca2+) IVD, kit, ion-selective electrode (ISE) | IVD General
Thermo Fischer | UK | IVD | 53705 | C-reactive protein (CRP) IVD, kit, nephelometry/turbidimetry | C-reactive protein (CRP) IVD, kit, nephelometry/turbidimetry | IVD General
Thermo Fischer | UK | IVD | 41839 | C-reactive protein (CRP) IVD, control | C-reactive protein (CRP) IVD, control | IVD General
Thermo Fischer | UK | IVD | 41838 | C-reactive protein (CRP) IVD, calibrator | C-reactive protein (CRP) IVD, calibrator | IVD General
Thermo Fischer | UK | IVD | 51744 | Beta-haemolytic Group A Streptococcus streptolysin O antibody IVD, calibrator | Beta-haemolytic Group A Streptococcus streptolysin O antibody IVD, calibrator | IVD General
Thermo Fischer | UK | IVD | 49874 | Adenovirus immunoglobulin M (IgM) antibody IVD, reagent | Adenovirus immunoglobulin M (IgM) antibody IVD, reagent | IVD General
Thermo Fischer | UK | IVD | 53444 | Apolipoprotein A-I (Apo A1) IVD, reagent | Apolipoprotein A-I (Apo A1) IVD, reagent | IVD General
Thermo Fischer | UK | IVD | 41808 | Apolipoprotein A-I (Apo A1) IVD, calibrator | Apolipoprotein A-I (Apo A1) IVD, calibrator | IVD General
Thermo Fischer | UK | IVD | 59071 | Albumin IVD, kit, spectrophotometry | Albumin IVD, kit, spectrophotometry | IVD General
Thermo Fischer | UK | IVD | 37721 | Albumin IVD, control | Albumin IVD, control | IVD General
Thermo Fischer | UK | IVD | 45803 | Albumin IVD, calibrator | Albumin IVD, calibrator | IVD General
Thermo Fischer | UK | IVD | 52923 | Alanine aminotransferase (ALT) IVD, kit, enzyme spectrophotometry | Alanine aminotransferase (ALT) IVD, kit, enzyme spectrophotometry | IVD General
Thermo Fischer | UK | IVD | 52970 | Acetylcholinesterase IVD, reagent | Acetylcholinesterase IVD, reagent | IVD General
Thermo Fischer | UK | IVD | 52876 | Chloride (Cl-) IVD, kit, ion-selective electrode (ISE) | Chloride (Cl-) IVD, kit, ion-selective electrode (ISE) | IVD General
Thermo Fischer | UK | IVD | 53448 | Apolipoprotein B (Apo B) IVD, reagent | Apolipoprotein B (Apo B) IVD, reagent | IVD General
Thermo Fischer | UK | IVD | 53232 | Conjugated (direct) bilirubin IVD, kit, enzyme spectrophotometry | Conjugated (direct) bilirubin IVD, kit, enzyme spectrophotometry | IVD General
Thermo Fischer | EU | MD | V92 | THERMOHUMAN | MEDICAL DEVICE SOFTWARE - NOT INCLUDED IN OTHER CLASSES | Class I
Thermo Fischer | EU | IVD | W0101050202 | HDL/LDL Calibrator | LIPID CONTROLS | IVD General
Thermo Fischer | UK | IVD | 63838 | General tissue specimen container IVD, no additive | General tissue specimen container IVD, no additive | IVD General
Thermo Fischer | UK | IVD | 47775 | General specimen container IVD, no additive/medium | General specimen container IVD, no additive/medium | IVD General
Thermo Fischer | UK | IVD | 43761 | Centrifuge tube IVD | Centrifuge tube IVD | IVD General
Thermo Fischer | UK | IVD | 12542 | Midstream urine specimen container IVD | Midstream urine specimen container IVD | IVD General
Thermo Fischer | Brazil | MD |  | INCUBADORAS JAQUETADAS DE AGUA FORMA SERIE II | Incubadora Meios de Cultura/Indicador Biologico | I
Thermo Fischer | Brazil | MD |  | APO A1/APO B Calibrator | TRANSAMINASE GLUTÂMICA PIRÚVICA (TGP OU ALT) | II
Thermo Fischer | Brazil | MD |  | PRELUDE MD | Instrumento para análise por cromatografia | II
Thermo Fischer | Brazil | MD |  | ENDURA MD | Instrumento para análise de gases sanguíneos, íons ou pH | II
Thermo Fischer | Brazil | MD |  | Cascadion SM Quick Connect Cartridge H | Instrumento para preparo e processamento de amostras  fase pré-analítica | I
Thermo Fischer | Brazil | MD |  | Cascadion Mass Focus Solution | SOLUÇÃO PARA AVALIAÇÃO DE DESEMPENHO DOS COMPONENTES DE EQUIPAMENTOS | I
Thermo Fischer | Brazil | MD |  | Família Cascadion SM Immunosuppressants | PARÂMETROS COMBINADOS NO MESMO PRODUTO - CLASSE III | III
Thermo Fischer | Brazil | MD |  | INCUBADORA MICROBIOLÓGICAS | Incubadora Meios de Cultura/Indicador Biologico | I
Thermo Fischer | Brazil | IVD |  | TaqPath COVID-19 CE-IVD RT PCR Kit | CORONAVÍRUS | III
Thermo Fischer | Brazil | MD |  | Washing Solution 4.5% | SOLUÇÃO PARA LIMPEZA DE EQUIPAMENTOS | I
Thermo Fischer | Brazil | MD |  | REFRIGERADOR E FREEZER RGL E REL | Refrigerador ou Freezer Laboratorial/Hospitalar | II
Thermo Fischer | Brazil | MD |  | Sodium Micro Volume Electrode | SÓDIO | II
Thermo Fischer | Brazil | MD |  | Família ISE Calibrator | ELETRÓLITOS | II
Thermo Fischer | Australia | IVD | CT899 | Tissue typing-related IVDs | Tissue typing-related IVDs | Class 2
Thermo Fischer | Brazil | MD |  | Cabines de Segurança Thermo Scientific Série 1500 | Sistema de Fluxo Laminar | I
Thermo Fischer | Singapore | MD |  | PrintMate Embedding Cassette with Lids, Tan |  | Class A
Thermo Fischer | Singapore | MD |  | PrintMate Embedding Cassette with Lids, Orange |  | Class A
Thermo Fischer | Singapore | MD |  | PrintMate Slotted Cassette with Lids, Tan |  | Class A
Thermo Fischer | Singapore | MD |  | PrintMate Slotted Cassette with Lids, Lilac |  | Class A
Thermo Fischer | Singapore | MD |  | Thinline Slotted Cassette with Lids, Yellow |  | Class A
Thermo Fischer | Singapore | MD |  | Linistat Linear Stainer |  | Class A
Thermo Fischer | Singapore | MD |  | Finnpipette F1 Variable Volume Single Channel Pipettes |  | Class A
Thermo Fischer | Singapore | MD |  | Finnpipette F1 Variable Volume Single Channel Pipettes |  | Class A
Thermo Fischer | Singapore | MD |  | Finnpipette F2 Variable Volume Single Channel Pipettes |  | Class A
Thermo Fischer | Singapore | MD |  | Finnpipette F2 Variable Volume Single Channel Pipettes |  | Class A
Thermo Fischer | Singapore | MD |  | Finnpipette F2 Variable Volume Single Channel Pipettes |  | Class A
Thermo Fischer | Singapore | MD |  | PrintMate Biopsy Cassette with Lids, Green |  | Class A
Thermo Fischer | Singapore | MD |  | Biopsy Cassette 2 with Lids, Green |  | Class A
Thermo Fischer | Singapore | MD |  | PrintMate Slotted Cassettes with Lids, Light Green |  | Class A
Thermo Fischer | Singapore | MD |  | Histoplast Paraffin, Histoplast PE |  | Class A
Thermo Fischer | Singapore | MD |  | PrintMate Embedding Cassette, Yellow |  | Class A
Thermo Fischer | Singapore | MD |  | PrintMate Embedding Cassette, Orange |  | Class A
Thermo Fischer | Singapore | MD |  | Finnpipette F1 Multichannel Pipettes |  | Class A
Thermo Fischer | Singapore | MD |  | Finnpipette F1 Multichannel Pipettes |  | Class A
Thermo Fischer | Singapore | MD |  | Finnpipette F1 Multichannel Pipettes |  | Class A
Thermo Fischer | Singapore | MD |  | Finnpipette Novus Electronics Single Channel Pipettes |  | Class A
Thermo Fischer | Singapore | MD |  | Sorvall Stratos Centrifuge |  | Class A
Thermo Fischer | Singapore | MD |  | Forma 8600 Series -40°C Ultra-Low Temperature Chest Freezer |  | Class A
Thermo Fischer | Singapore | MD |  | Forma 900 Series -86°C Upright Ultra-Low Temperature Freezer |  | Class A
Thermo Fischer | Singapore | MD |  | Forma 900 Series -86°C Upright Ultra-Low Temperature Freezer |  | Class A
Thermo Fischer | Singapore | MD |  | Revco DxF -40°C Upright Laboratory Freezer |  | Class A
Thermo Fischer | Singapore | MD |  | Jewett Laboratory Freezer |  | Class A
Thermo Fischer | Singapore | MD |  | Nunc Coded Cryobank Vial System, 5ml |  | Class A
Thermo Fischer | Singapore | MD |  | Nunc Coded Cryobank Vial System, 2ml in Barcoded Rack |  | Class A
Thermo Fischer | Singapore | MD |  | Nunc Coded Cryobank Vial System, 2ml in Lock Rack |  | Class A
Thermo Fischer | Singapore | MD |  | Nunc Non-Coded Cryobank Vial System, 2ml |  | Class A
Thermo Fischer | Singapore | MD |  | Nunc Non-Coded Cryobank Vial System, 2ml in Barcoded Rack |  | Class A
Thermo Fischer | Singapore | MD |  | Nalgene Linear Barcoded Tubes, 2ml |  | Class A
Thermo Fischer | Singapore | MD |  | F1-ClipTip Multichannel Pipettes, 10 to 100µl |  | Class A
Thermo Fischer | Singapore | MD |  | F1-ClipTip Multichannel Pipettes, 1 to 10µl |  | Class A
Thermo Fischer | Singapore | MD |  | Fisherbrand™ Isotemp™ Shaking Water Baths |  | Class A
Thermo Fischer | Singapore | MD |  | 1.2mL Microtiter Tube Robotic Rack |  | Class A
Thermo Fischer | Singapore | MD |  | Finntip Flex 1000 |  | Class A
Thermo Fischer | Singapore | MD |  | Thermo Scientific G COVER GLASS NO 2 22MM 1OZ/PK |  | Class A
Thermo Fischer | Singapore | MD |  | Finntip Flex 10, Non-Filtered, Non-sterile, Bulk |  | Class A
Thermo Fischer | Singapore | MD |  | Thermo Scientific TX-750 Cell Culture Package |  | Class A
Thermo Fischer | Singapore | MD |  | Sorvall X1R Pro-MD, 220-230 V |  | Class A
Thermo Fischer | Singapore | MD |  | Thermo Scientific™ Snap Cap Low Retention Microcentrifuge Tubes |  | Class A
Thermo Fischer | Singapore | IVD |  | Cryogenic Tube |  | Class A
Thermo Fischer | Singapore | MD |  | Heratherm Advanced Protocol Microbiological Incubator, 66L |  | Class A
Thermo Fischer | Singapore | MD |  | Finnpipette F2 Variable Volume Single Channel Pipettes |  | Class A
Thermo Fischer | Singapore | MD |  | SAMCO TRANSFER PIPET GRAD ST |  | Class A
Thermo Fischer | Singapore | MD |  | Sorvall ST8 Small Benchtop Centrifuge |  | Class A
Thermo Fischer | Singapore | MD |  | SAMCO TR PIPET EXT FINE TIP ST |  | Class A
Thermo Fischer | Singapore | MD |  | SAMCO ST. 694 Q-PET PIPET |  | Class A
Thermo Fischer | Singapore | MD |  | HERAfreeze -86°C Chest Freezer (HFC 286 Top) |  | Class A
Thermo Fischer | Singapore | MD |  | SAMCO 80 ul exact volume pipet |  | Class A
Thermo Fischer | Singapore | MD |  | HERAfreeze -86°C Chest Freezer (HFC 486 Top) |  | Class A
Thermo Fischer | Singapore | MD |  | Samco 1.0mL Padl-Pet® Transfer Pipets |  | Class A
Thermo Fischer | Singapore | MD |  | Forma 8600 Series -86°C Ultra-Low Temperature Chest Freezer |  | Class A
Thermo Fischer | Singapore | MD |  | Jewett Laboratory Freezer |  | Class A
Thermo Fischer | Singapore | MD |  | Jewett Refrigerator with Solid Doors |  | Class A
Thermo Fischer | Singapore | MD |  | Jewett Refrigerator with Solid Doors |  | Class A
Thermo Fischer | Singapore | MD |  | Jewett Plasma Freezer |  | Class A
Thermo Fischer | Singapore | MD |  | Revco Blood Bank Refrigerator |  | Class A
Thermo Fischer | Singapore | MD |  | Revco Chromatography Refrigerator |  | Class A
Thermo Fischer | Singapore | MD |  | Revco Chromatography Refrigerator |  | Class A
Thermo Fischer | Singapore | MD |  | PrintMate Biopsy Cassette with Lids, Yellow |  | Class A
Thermo Fischer | Singapore | MD |  | Thinline Biopsy Cassette with Lids, Light Green |  | Class A
Thermo Fischer | Singapore | MD |  | Biopsy Cassette 2 with Lids, White |  | Class A
Thermo Fischer | Singapore | MD |  | Biopsy Cassette 2 with Lids, Light Green |  | Class A
Thermo Fischer | Singapore | MD |  | Biopsy Cassette 2 with Lids, Tan |  | Class A
Thermo Fischer | Singapore | MD |  | Biopsy Cassette 2 with Lids, Light Green |  | Class A
Thermo Fischer | Singapore | MD |  | Tissue-Loc Biopsy Cassette IV with Lids, White |  | Class A
Thermo Fischer | Singapore | MD |  | Tissue-Loc Biopsy Cassette IV with Lids, Yellow |  | Class A
Thermo Fischer | Singapore | MD |  | Tissue-Loc Biopsy Cassette IV with Lids, Pink |  | Class A
Thermo Fischer | Singapore | MD |  | Unilid Biopsy Cassette, Lilac |  | Class A
Thermo Fischer | Singapore | MD |  | Revco Chromatography Refrigerator |  | Class A
Thermo Fischer | Singapore | MD |  | Revco Laboratory Refrigerator with Solid Doors |  | Class A
Thermo Fischer | Singapore | MD |  | Revco Pharmacy Refrigerator |  | Class A
Thermo Fischer | Singapore | MD |  | Revco Plasma Freezer |  | Class A
Thermo Fischer | Singapore | MD |  | Revco Plasma Freezer |  | Class A
Thermo Fischer | Singapore | MD |  | Revco CxF -40°C Ultra-Low Temperature Chest Freezer |  | Class A
Thermo Fischer | Singapore | MD |  | Revco CxF -86°C Ultra-Low Temperature Chest Freezer |  | Class A
Thermo Fischer | Singapore | MD |  | Revco CxF -86°C Ultra-Low Temperature Chest Freezer |  | Class A
Thermo Fischer | Singapore | MD |  | Revco -80°C Ultra-Low Temperature Benchtop Freezer |  | Class A
Thermo Fischer | Singapore | MD |  | Steri-Cult CO2 Incubator |  | Class A
Thermo Fischer | Singapore | MD |  | Large Capacity Reach-In CO2 Incubator |  | Class A
Thermo Fischer | Singapore | MD |  | Heracell 150i CO2 Incubator |  | Class A
Thermo Fischer | Singapore | MD |  | Cytoperm 2 CO2 Gassed Incubator |  | Class A
Thermo Fischer | Singapore | MD |  | Tissue-Loc Biopsy Cassette |  | Class A
Thermo Fischer | Singapore | MD |  | Tissue-Loc Biopsy Cassette |  | Class A
Thermo Fischer | Singapore | MD |  | Shandon Tissue Cassette I |  | Class A
Thermo Fischer | Singapore | MD |  | Shandon Biopsy Processing/Embedding Cassette II |  | Class A
Thermo Fischer | Singapore | MD |  | Shandon Embedding Cassettes II in Tube Packs |  | Class A
Thermo Fischer | Singapore | MD |  | Shandon Biopsy Processing/Embedding Cassette II in Tube Packs |  | Class A
Thermo Fischer | Singapore | MD |  | Shandon Biopsy Processing/Embedding Cassette II in Tube Packs |  | Class A
Thermo Fischer | Singapore | MD |  | Shandon Microsette Biopsy Cassettes in Tubes |  | Class A
Thermo Fischer | Singapore | MD |  | Shandon Microsette Biopsy Cassettes in Tubes |  | Class A
Thermo Fischer | Singapore | MD |  | Shandon Microsette Biopsy Cassettes |  | Class A
Thermo Fischer | Singapore | MD |  | Micromesh Biopsy Cassettes in Tube Packs |  | Class A
Thermo Fischer | Singapore | MD |  | PrintMate Embedding Cassette with Lids, Grey |  | Class A
Thermo Fischer | Singapore | MD |  | PrintMate Embedding Cassette with Lids, Beige |  | Class A
Thermo Fischer | Singapore | MD |  | PrintMate Embedding Cassette with Lids, Lavender |  | Class A
Thermo Fischer | Singapore | MD |  | PrintMate Slotted Cassette with Lids, Beige |  | Class A
Thermo Fischer | Singapore | MD |  | PrintMate Slotted Cassette with Lids, Lavender |  | Class A
Thermo Fischer | Singapore | MD |  | PrintMate Slotted Cassette with Lids, Blue |  | Class A
Thermo Fischer | Singapore | MD |  | Thinline Slotted Cassette with Lids, Lavender |  | Class A
Thermo Fischer | Singapore | MD |  | Slotted Cassette 2 with Lids, White |  | Class A
Thermo Fischer | Singapore | MD |  | Slotted Cassette 2 with Lids, Grey |  | Class A
Thermo Fischer | Singapore | MD |  | Slotted Cassette 2 with Lids, Orange |  | Class A
Thermo Fischer | Singapore | MD |  | Tissue-Loc Slotted Cassette IV with Lids, Pink |  | Class A
Thermo Fischer | Singapore | MD |  | Unilid Embedding Cassette, Yellow |  | Class A
Thermo Fischer | Singapore | MD |  | Unilid Embedding Cassette, Grey |  | Class A
Thermo Fischer | Singapore | MD |  | PrintMate Biopsy Cassette with Lids, Beige |  | Class A
Thermo Fischer | Singapore | MD |  | PrintMate Biopsy Cassette with Lids, Lavender |  | Class A
Thermo Fischer | Singapore | MD |  | PrintMate Biopsy Cassette with Lids, Orange |  | Class A
Thermo Fischer | Singapore | MD |  | Thinline Biopsy Cassette with Lids, Pink |  | Class A
Thermo Fischer | Singapore | MD |  | Thinline Biopsy Cassette with Lids, Orange |  | Class A
Thermo Fischer | Singapore | MD |  | Biopsy Cassette 2 with Lids, Blue |  | Class A
Thermo Fischer | Singapore | MD |  | Tissue-Loc Biopsy Cassette IV with Lids, Lilac |  | Class A
Thermo Fischer | Singapore | MD |  | Tissue-Loc Biopsy Cassette IV with Lids, Beige |  | Class A
Thermo Fischer | Singapore | MD |  | Unilid Biopsy Cassette, Tan |  | Class A
Thermo Fischer | Singapore | MD |  | Unilid Biopsy Cassette, Light Green |  | Class A
Thermo Fischer | Singapore | MD |  | HistoScreen Cassette with Lids, Lilac |  | Class A
Thermo Fischer | Singapore | MD |  | Fine Pore Cassette with Lids, Lilac |  | Class A
Thermo Fischer | Singapore | MD |  | Fine Pore Cassette with Lids, Blue |  | Class A
Thermo Fischer | Singapore | MD |  | Fine Pore Cassette with Lids, Orange |  | Class A
Thermo Fischer | Singapore | MD |  | Fine Pore Cassette with Lids, Lavender |  | Class A
Thermo Fischer | Singapore | MD |  | Fine Pore Cassette with Lids, Yellow |  | Class A
Thermo Fischer | Singapore | MD |  | 100% Dehydrant |  | Class A
Thermo Fischer | Singapore | MD |  | 100% Dehydrant |  | Class A
Thermo Fischer | Singapore | MD |  | Disposable Inoculating Loops |  | Class A
Thermo Fischer | Singapore | IVD |  | NX70 Cryostat, HOMPD, low-profile blade holder |  | Class A
Thermo Fischer | Singapore | IVD |  | NX50 Cryostat, OPVD |  | Class A
Thermo Fischer | Singapore | MD |  | Fine Pore Cassette with Lids, White |  | Class A
Thermo Fischer | Singapore | MD |  | Excelsior AS |  | Class A
Thermo Fischer | Singapore | IVD |  | NX50 Cryostat, OPH, low-profile blade holder |  | Class A
Thermo Fischer | Singapore | MD |  | HM340E with UCC and ER Blade Holder |  | Class A
Thermo Fischer | Singapore | MD |  | Thermo Scientific Revos |  | Class A
Thermo Fischer | Singapore | MD |  | Samco Graduated Transfer Pipettes |  | Class A
Thermo Fischer | Singapore | MD |  | Tissue-Loc Slotted Cassette IV with Lids, Green |  | Class A
Thermo Fischer | Singapore | MD |  | Unilid Embedding Cassette, Green |  | Class A
Thermo Fischer | Singapore | MD |  | Micromesh Biopsy Cassettes in Tube Packs |  | Class A
Thermo Fischer | Singapore | MD |  | PrintMate Slotted Cassettes with Lids, Grey |  | Class A
Thermo Fischer | Singapore | MD |  | Slimsette Biopsy Cassettes in Tube Packs |  | Class A
Thermo Fischer | Singapore | MD |  | Slimsette Biopsy Cassettes in Tube Packs |  | Class A
Thermo Fischer | Singapore | MD |  | HistoScreen Cassettes in Tube Packs |  | Class A
Thermo Fischer | Singapore | MD |  | Bio-Tite Specimen Container |  | Class A
Thermo Fischer | Singapore | MD |  | Shandon EZ Megafunnel, with Caps and Slides |  | Class A
Thermo Fischer | Singapore | MD |  | Cover Glass |  | Class A
Thermo Fischer | Singapore | MD |  | Shandon Premium High-Profile Disposable Blade |  | Class A
Thermo Fischer | Singapore | MD |  | MX35 Premier Disposable Low-Profile Microtome Blade |  | Class A
Thermo Fischer | Singapore | MD |  | HM 430 Sliding Microtome |  | Class A
Thermo Fischer | Singapore | MD |  | Buffered Wright-Giemsa Stain |  | Class A
Thermo Fischer | Singapore | MD |  | Acid Fast Bacillus, Carbol Fuchsin Solution |  | Class A
Thermo Fischer | Singapore | MD |  | Thermo Scientific™ Triglycerides Reagent |  | Class A
Thermo Fischer | Singapore | MD |  | Finnpipette™ F2 Variable Volume Pipettes |  | Class A
Thermo Fischer | Singapore | MD |  | CLINIConic Rotor Adapters |  | Class A
Thermo Fischer | Singapore | MD |  | Multifuge X1 Pro-MD, 120-240 V |  | Class A
Thermo Fischer | Singapore | MD |  | HM325 with UCC and ER Blade Holder |  | Class A
Thermo Fischer | Singapore | MD |  | Heratherm Advanced Protocol Security Microbiological Incubator, 104L |  | Class A
Thermo Fischer | Singapore | MD |  | Finnpipette F1 Multichannel Pipettes |  | Class A
Thermo Fischer | Singapore | MD |  | Nunc™ Immuno™ Breakable Module Plate in White and Black, Framed, C8 LockWell™ Well Design with MaxiSorp™ Surface |  | Class A
Thermo Fischer | Singapore | MD |  | S1 Pipet Fillers |  | Class A
Thermo Fischer | Singapore | MD |  | Sorvall ST8R Small Benchtop Centrifuge |  | Class A
Thermo Fischer | Singapore | MD |  | Thermo Scientific Matrix 2D Barcoded Open Top Tubes |  | Class A
Thermo Fischer | Singapore | MD |  | HERAfreeze -86°C Upright Freezer (HFU 586 Basic) |  | Class A
Thermo Fischer | Singapore | MD |  | Forma 8600 Series -40°C Ultra-Low Temperature Chest Freezer |  | Class A
Thermo Fischer | Singapore | MD |  | Forma 8600 Series -86°C Ultra-Low Temperature Chest Freezer |  | Class A
Thermo Fischer | Singapore | MD |  | Forma 900 Series -86°C Upright Ultra-Low Temperature Freezer |  | Class A
Thermo Fischer | Singapore | MD |  | Forma 900 Series -86°C Upright Ultra-Low Temperature Freezer |  | Class A
Thermo Fischer | Singapore | MD |  | Jewett Plasma Freezer |  | Class A
Thermo Fischer | Singapore | MD |  | Revco Blood Bank Refrigerator |  | Class A
Thermo Fischer | Singapore | MD |  | Revco Blood Bank Refrigerator |  | Class A
Thermo Fischer | Singapore | MD |  | Revco Chromatography Refrigerator |  | Class A
Thermo Fischer | Singapore | MD |  | Revco Laboratory Refrigerator with Solid Doors |  | Class A
Thermo Fischer | Singapore | MD |  | Revco Laboratory Refrigerator with Solid Doors |  | Class A
Thermo Fischer | Singapore | MD |  | Revco Laboratory Refrigerator with Solid Doors |  | Class A
Thermo Fischer | Singapore | MD |  | Revco Laboratory Refrigerator with Solid Doors |  | Class A
Thermo Fischer | Singapore | MD |  | Revco Pharmacy Refrigerator |  | Class A
Thermo Fischer | Singapore | MD |  | Revco Laboratory Freezer |  | Class A
Thermo Fischer | Singapore | MD |  | Revco CxF -40°C Ultra-Low Temperature Chest Freezer |  | Class A
Thermo Fischer | Singapore | MD |  | Forma 310 Direct Heat CO2 Incubator |  | Class A
Thermo Fischer | Singapore | MD |  | Forma 310 Direct Heat CO2 Incubator |  | Class A
Thermo Fischer | Singapore | MD |  | Steri-Cycle CO2 Incubator |  | Class A
Thermo Fischer | Singapore | MD |  | Forma Series II Water Jacket CO2 Incubator |  | Class A
Thermo Fischer | Singapore | MD |  | Forma Environmental Chamber |  | Class A
Thermo Fischer | Singapore | MD |  | Forma Environmental Chamber |  | Class A
Thermo Fischer | Singapore | MD |  | Heraeus BB15 Function Line CO2 Incubator |  | Class A
Thermo Fischer | Singapore | MD |  | Heracell 150i CO2 Incubator |  | Class A
Thermo Fischer | Singapore | MD |  | Heraeus BBD6220 CO2 Incubator |  | Class A
Thermo Fischer | Singapore | MD |  | MaxiMix III Vortex Mixer |  | Class A
Thermo Fischer | Singapore | MD |  | MaxQ SHKE 8000 Stackable Incubated Shaker |  | Class A
Thermo Fischer | Singapore | MD |  | Shandon Peel-A-Way Disposable Embedding Mold |  | Class A
Thermo Fischer | Singapore | MD |  | Tissue-Loc Biopsy Cassette |  | Class A
Thermo Fischer | Singapore | MD |  | Tissue-Loc Biopsy Cassette |  | Class A
Thermo Fischer | Singapore | MD |  | Tissue-Loc Biopsy Cassette |  | Class A
Thermo Fischer | Singapore | MD |  | Tissue-Loc Tissue Cassette |  | Class A
Thermo Fischer | Singapore | MD |  | Tissue-Loc Tissue Cassette |  | Class A
Thermo Fischer | Singapore | MD |  | Shandon Tissue Cassette I |  | Class A
Thermo Fischer | Singapore | MD |  | Pacific Hemostasis Immunodepleted Factor VIII Deficient Plasma (Human) |  | Class A
Thermo Fischer | Singapore | MD |  | Pacific Hemostasis Universal Coagulation Reference Plasma (UCRP) |  | Class A
Thermo Fischer | Singapore | MD |  | PrintMate Embedding Cassette, Green |  | Class A
Thermo Fischer | Singapore | MD |  | Pacific Hemostasis Kontact (Particulate Activator) |  | Class A
Thermo Fischer | Singapore | MD |  | Tissue-Loc Slotted Cassette IV with Lids, Green |  | Class A
Thermo Fischer | Singapore | MD |  | PrintMate Slotted Cassette with Lids, Green |  | Class A
Thermo Fischer | Singapore | MD |  | Slotted Cassette 2 with Lids, Green |  | Class A
Thermo Fischer | Singapore | MD |  | PrintMate Biopsy Cassette with Lids, Green |  | Class A
Thermo Fischer | Singapore | MD |  | Unilid Biopsy Cassette, White |  | Class A
Thermo Fischer | Singapore | MD |  | Unilid Biopsy Cassette, Lavender |  | Class A
Thermo Fischer | Singapore | MD |  | Unilid Biopsy Cassette, Yellow |  | Class A
Thermo Fischer | Singapore | MD |  | HistoScreen Cassette with Lids, Tan |  | Class A
Thermo Fischer | Singapore | MD |  | HistoScreen Cassette with Lids, Lavender |  | Class A
Thermo Fischer | Singapore | MD |  | HistoScreen Cassette with Lids, Lilac |  | Class A
Thermo Fischer | Singapore | MD |  | HistoScreen Cassette with Lids, Light Green |  | Class A
Thermo Fischer | Singapore | MD |  | HistoScreen Cassette with Lids, Orange |  | Class A
Thermo Fischer | Singapore | MD |  | Fine Pore Cassette with Lids, White |  | Class A
Thermo Fischer | Singapore | MD |  | Xylene |  | Class A
Thermo Fischer | Singapore | MD |  | 80% Dehydrant |  | Class A
Thermo Fischer | Singapore | IVD |  | NX70 Cryostat, HOMPD |  | Class A
Thermo Fischer | Singapore | IVD |  | NX50 Cryostat, OPHD, low-profile blade holder |  | Class A
Thermo Fischer | Singapore | IVD |  | NX50 Cryostat, OPHVD, low-profile blade holder |  | Class A
Thermo Fischer | Singapore | MD |  | HM525 NX Cryostat (unit only) |  | Class A
Thermo Fischer | Singapore | MD |  | ART XLP |  | Class A
Thermo Fischer | Singapore | MD |  | ART 1000 REACH Barrier Tip |  | Class A
Thermo Fischer | Singapore | MD |  | Cytology Funnel Clips |  | Class A
Thermo Fischer | Singapore | MD |  | Revco Plasma Freezer |  | Class A
Thermo Fischer | Singapore | MD |  | Revco Plasma Freezer |  | Class A
Thermo Fischer | Singapore | MD |  | Revco Laboratory Freezer |  | Class A
Thermo Fischer | Singapore | MD |  | Revco Laboratory Freezer |  | Class A
Thermo Fischer | Singapore | MD |  | Revco Laboratory Freezer |  | Class A
Thermo Fischer | Singapore | MD |  | Fine Pore Cassette with Lids, Green |  | Class A
Thermo Fischer | Singapore | MD |  | PrintMate Slotted Cassettes with Lids, White |  | Class A
Thermo Fischer | Singapore | MD |  | PrintMate Slotted Cassettes with Lids, Beige |  | Class A
Thermo Fischer | Singapore | MD |  | PrintMate Slotted Cassettes with Lids, Green |  | Class A
Thermo Fischer | Singapore | MD |  | PrintMate Slotted Cassettes with Lids, Lilac |  | Class A
Thermo Fischer | Singapore | MD |  | F1-ClipTip, 1-10µl |  | Class A
Thermo Fischer | Singapore | MD |  | Premium Cover Glass |  | Class A
Thermo Fischer | Singapore | MD |  | Thermo Scientific™ Nalgene™ General Long-Term Storage Cryogenic Tubes / Vial HDPE; 2ML |  | Class A
Thermo Fischer | Singapore | MD |  | Thermo Scientific Clear Flat-Bottom Immuno Nonsterile 384-Well Plates, MaxiSorp |  | Class A
Thermo Fischer | Singapore | MD |  | F1-ClipTip, 0.1-2µl |  | Class A
Thermo Fischer | Singapore | MD |  | Jewett Refrigerator with Solid Doors |  | Class A
Thermo Fischer | Singapore | MD |  | Revco Blood Bank Refrigerator |  | Class A
Thermo Fischer | Singapore | MD |  | Revco Blood Bank Refrigerator |  | Class A
Thermo Fischer | Singapore | MD |  | Revco Laboratory Refrigerator with Solid Doors |  | Class A
Thermo Fischer | Singapore | MD |  | Revco Plasma Freezer |  | Class A
Thermo Fischer | Singapore | MD |  | Amyloid Stain Kit |  | Class A
Thermo Fischer | Singapore | MD |  | Elastic Stain Kit |  | Class A
Thermo Fischer | Singapore | MD |  | Reticulin Silver Stain Kit |  | Class A
Thermo Fischer | Singapore | MD |  | Gram Stain Kit (Film) |  | Class A
Thermo Fischer | Singapore | MD |  | Shandon Tissue-Marking Dye, Yellow |  | Class A
Thermo Fischer | Singapore | MD |  | Nunc Non-Coded Cryobank Vial System, 5ml |  | Class A
Thermo Fischer | Singapore | MD |  | Thermo Scientific Thermo Scientific TX-400 Cell Culture Package |  | Class A
Thermo Fischer | Singapore | MD |  | PrintMate Embedding Cassette, Pink |  | Class A
Thermo Fischer | Singapore | MD |  | PrintMate Embedding Cassette, Pink |  | Class A
Thermo Fischer | Singapore | MD |  | Shandon Biopsy Processing/Embedding Cassette II |  | Class A
Thermo Fischer | Singapore | MD |  | Sorvall ST4F Plus-MD, 208-240 V |  | Class A
Thermo Fischer | Singapore | MD |  | Shandon Biopsy Processing/Embedding Cassette II in Tube Packs |  | Class A
Thermo Fischer | Singapore | MD |  | Megafuge ST1R Plus-MD, 220-230 V |  | Class A
Thermo Fischer | Singapore | MD |  | Shandon Microsette Biopsy Cassettes |  | Class A
Thermo Fischer | Singapore | MD |  | Micromesh Biopsy Cassettes in Tube Packs |  | Class A
Thermo Fischer | Singapore | MD |  | Slimsette Embedding Cassettes in Tube Packs |  | Class A
Thermo Fischer | Singapore | MD |  | Slimsette Biopsy Cassettes in Tube Packs |  | Class A
Thermo Fischer | Singapore | MD |  | Tissue-Loc HistoScreen Cassette |  | Class A
Thermo Fischer | Singapore | MD |  | Shandon Glass Storage Jars |  | Class A
Thermo Fischer | Singapore | MD |  | Fisherbrand™ Premium Clipped-Corner Microscope Slides |  | Class A
Thermo Fischer | Singapore | MD |  | Bio-Tite Specimen Container |  | Class A
Thermo Fischer | Singapore | MD |  | Shandon Acid-Resistant Biopsy Bag |  | Class A
Thermo Fischer | Singapore | MD |  | Heratherm Compact Microbiological Incubator |  | Class A
Thermo Fischer | Singapore | MD |  | Disposable Loops and Needles |  | Class A
Thermo Fischer | Singapore | MD |  | Heratherm Advanced Protocol Security Microbiological Incubator, 178L |  | Class A
Thermo Fischer | Singapore | MD |  | Shandon Single Cytoslide |  | Class A
Thermo Fischer | Singapore | MD |  | Finnpipette F1 Multichannel Pipettes |  | Class A
Thermo Fischer | Singapore | MD |  | Shandon Kwik-Diff Stains |  | Class A
Thermo Fischer | Singapore | MD |  | Signature Series Hematoxylin |  | Class A
Thermo Fischer | Singapore | MD |  | Amyloid Stain, Sodium Hydroxide Solution |  | Class A
Thermo Fischer | Singapore | MD |  | Alcian Blue, Periodic Acid Solution (0.5%) |  | Class A
Thermo Fischer | Singapore | MD |  | Explosion-proof Refrigerator/Freezer |  | Class A
Thermo Fischer | Singapore | MD |  | HERAfreeze -86°C Upright Freezer (HFU 486 Basic) |  | Class A
Thermo Fischer | Singapore | MD |  | Papanicolaou Stain, OG-6 |  | Class A
Thermo Fischer | Singapore | MD |  | Forma 900 Series -86°C Upright Ultra-Low Temperature Freezer |  | Class A
Thermo Fischer | Singapore | MD |  | Harris Hematoxylin, Acidified |  | Class A
Thermo Fischer | Singapore | MD |  | Forma 900 Series -86°C Upright Ultra-Low Temperature Freezer |  | Class A
Thermo Fischer | Singapore | MD |  | Forma 900 Series -86°C Upright Ultra-Low Temperature Freezer |  | Class A
Thermo Fischer | Singapore | MD |  | Shandon Gill 3 Hematoxylin |  | Class A
Thermo Fischer | Singapore | MD |  | Jewett Plasma Freezer |  | Class A
Thermo Fischer | Singapore | MD |  | Mark-It Tissue Marking Dye Kit |  | Class A
Thermo Fischer | Singapore | MD |  | Mark-It Tissue Marking Dye, Green |  | Class A
Thermo Fischer | Singapore | MD |  | Revco Blood Bank Refrigerator |  | Class A
Thermo Fischer | Singapore | MD |  | Nunc™ Immuno™ Breakable Module Plate Clear, Framed, C8 LockWell™ Well Design with MaxiSorp™ Surface |  | Class A
Thermo Fischer | Singapore | MD |  | Finntip 10ml, 1-10ml |  | Class A
Thermo Fischer | Singapore | MD |  | 3948 Thermo Scientific Stability Chamber |  | Class A
Thermo Fischer | Singapore | MD |  | FINNTIP STEPPER 1,25 ML |  | Class A
Thermo Fischer | Singapore | MD |  | SAMCO STERILE GENERAL PIPET |  | Class A
Thermo Fischer | Singapore | MD |  | SAMCO TR PIPET 6 B/B SD BLB ST |  | Class A
Thermo Fischer | Singapore | MD |  | SAMCO TRANSFER PIPET GRAD ST |  | Class A
Thermo Fischer | Singapore | MD |  | SAMCO TRANSFER PIPET GRAD ST |  | Class A
Thermo Fischer | Singapore | MD |  | SAMCO TRANSFER PIPET GRAD ST |  | Class A
Thermo Fischer | Singapore | MD |  | SAMCO TR PIPET SEDI-PET NRW ST |  | Class A
Thermo Fischer | Singapore | MD |  | SAMCO ST. 694 Q-PET PIPET |  | Class A
Thermo Fischer | Singapore | MD |  | SAMCO 100uL EXACT VOLUME PIPET |  | Class A
Thermo Fischer | Singapore | MD |  | SAMCO 50 uL EXACT VOLUME PIPET |  | Class A
Thermo Fischer | Singapore | MD |  | Thermo Scientific™ Amber Screw Cap Micro Tubes |  | Class A
Thermo Fischer | Singapore | MD |  | Thermo Scientific G CVR GLS NO 1 40X24MM 1OZ/PK |  | Class A
Thermo Fischer | Singapore | MD |  | Revco Chromatography Refrigerator |  | Class A
Thermo Fischer | Singapore | MD |  | Revco Laboratory Refrigerator with Solid Doors |  | Class A
Thermo Fischer | Singapore | MD |  | Revco Laboratory Refrigerator with Solid Doors |  | Class A
Thermo Fischer | Singapore | MD |  | Revco Pharmacy Refrigerator |  | Class A
Thermo Fischer | Singapore | MD |  | Revco Pharmacy Refrigerator |  | Class A
Thermo Fischer | Singapore | MD |  | Revco Plasma Freezer |  | Class A
Thermo Fischer | Singapore | MD |  | Revco Plasma Freezer |  | Class A
Thermo Fischer | Singapore | MD |  | Revco Ultima II Cryogenic Chest Freezer |  | Class A
Thermo Fischer | Singapore | MD |  | Revco CxF -40°C Ultra-Low Temperature Chest Freezer |  | Class A
Thermo Fischer | Singapore | MD |  | Revco CxF -40°C Ultra-Low Temperature Chest Freezer |  | Class A
Thermo Fischer | Singapore | MD |  | Forma Series II Water Jacket CO2 Incubator |  | Class A
Thermo Fischer | Singapore | MD |  | Steri-Cult CO2 Incubator |  | Class A
Thermo Fischer | Singapore | MD |  | Steri-Cult CO2 Incubator |  | Class A
Thermo Fischer | Singapore | MD |  | Large Capacity Reach-In CO2 Incubator |  | Class A
Thermo Fischer | Singapore | MD |  | Forma Environmental Chamber |  | Class A
Thermo Fischer | Singapore | MD |  | Heracell 240i CO2 Incubator |  | Class A
Thermo Fischer | Singapore | MD |  | Heracell 240i CO2 Incubator |  | Class A
Thermo Fischer | Singapore | MD |  | MaxQ 6000 Stackable Incubated and Refrigerated Shaker |  | Class A
Thermo Fischer | Singapore | MD |  | MaxQ 7000 Benchtop Water Bath Shaker |  | Class A
Thermo Fischer | Singapore | MD |  | Super-Nuova Multi-Place Stirrer |  | Class A
Thermo Fischer | Singapore | MD |  | Micro-Cassette |  | Class A
Thermo Fischer | Singapore | MD |  | Shandon Disposable Base Mold |  | Class A
Thermo Fischer | Singapore | MD |  | Shandon Disposable Base Mold |  | Class A
Thermo Fischer | Singapore | MD |  | Shandon Disposable Base Mold |  | Class A
Thermo Fischer | Singapore | MD |  | Tissue-Loc Tissue Cassette |  | Class A
Thermo Fischer | Singapore | MD |  | Tissue-Loc Tissue Cassette |  | Class A
Thermo Fischer | Singapore | MD |  | Shandon Tissue Cassette I |  | Class A
Thermo Fischer | Singapore | MD |  | Shandon Tissue Cassette I |  | Class A
Thermo Fischer | Singapore | MD |  | Shandon Tissue Cassette II |  | Class A
Thermo Fischer | Singapore | MD |  | Shandon Tissue Cassette II |  | Class A
Thermo Fischer | Singapore | MD |  | Shandon Tissue Cassette II |  | Class A
Thermo Fischer | Singapore | MD |  | Shandon Tissue Cassette II |  | Class A
Thermo Fischer | Singapore | MD |  | TissueLoc Tissue Cassettes IV in Tube Packs |  | Class A
Thermo Fischer | Singapore | MD |  | TissueLoc Tissue Cassettes IV in Tube Packs |  | Class A
Thermo Fischer | Singapore | MD |  | TissueLoc Tissue Cassettes IV in Tube Packs |  | Class A
Thermo Fischer | Singapore | MD |  | TissueLoc Tissue Cassettes IV in Tube Packs |  | Class A
Thermo Fischer | Singapore | MD |  | Shandon Embedding Cassettes II in Tube Packs |  | Class A
Thermo Fischer | Singapore | MD |  | Shandon Biopsy Processing/Embedding Cassette II in Tube Packs |  | Class A
Thermo Fischer | Singapore | MD |  | Shandon Microsette Biopsy Cassettes in Tubes |  | Class A
Thermo Fischer | Singapore | MD |  | Shandon Microsette Biopsy Cassettes in Tubes |  | Class A
Thermo Fischer | Singapore | MD |  | Shandon Microsette Biopsy Cassettes |  | Class A
Thermo Fischer | Singapore | MD |  | Shandon Microsette Biopsy Cassettes |  | Class A
Thermo Fischer | Singapore | MD |  | Micromesh Biopsy Cassettes in Tube Packs |  | Class A
Thermo Fischer | Singapore | MD |  | Micromesh Biopsy Cassettes in Tube Packs |  | Class A
Thermo Fischer | Singapore | MD |  | Micromesh Loose Biopsy Cassettes |  | Class A
Thermo Fischer | Singapore | MD |  | Micromesh Loose Biopsy Cassettes |  | Class A
Thermo Fischer | Singapore | MD |  | Micromesh Loose Biopsy Cassettes |  | Class A
Thermo Fischer | Singapore | MD |  | Slimsette Embedding Cassettes in Tube Packs |  | Class A
Thermo Fischer | Singapore | MD |  | Slimsette Embedding Cassettes in Tube Packs |  | Class A
Thermo Fischer | Singapore | MD |  | Slimsette Embedding Cassettes in Tube Packs |  | Class A
Thermo Fischer | Singapore | MD |  | Tissue-Loc HistoScreen Cassette |  | Class A
Thermo Fischer | Singapore | MD |  | Tissue-Loc HistoScreen Cassette |  | Class A
Thermo Fischer | Singapore | MD |  | Tissue-Loc HistoScreen Cassette |  | Class A
Thermo Fischer | Singapore | MD |  | Tissue-Loc HistoScreen Cassette |  | Class A
Thermo Fischer | Singapore | MD |  | HistoScreen Cassettes in Tube Packs |  | Class A
Thermo Fischer | Singapore | MD |  | Heat-Sealable Polyethylene Bags |  | Class A
Thermo Fischer | Singapore | MD |  | Bio-Tite Specimen Container |  | Class A
Thermo Fischer | Singapore | MD |  | Shandon Nylon Biopsy Bag |  | Class A
Thermo Fischer | Singapore | MD |  | Shandon Single Cytofunnel with Brown Filter Cards |  | Class A
Thermo Fischer | Singapore | MD |  | Shandon EZ Double Cytofunnel |  | Class A
Thermo Fischer | Singapore | MD |  | Cover Glass |  | Class A
Thermo Fischer | Singapore | MD |  | Cover Glass |  | Class A
Thermo Fischer | Singapore | MD |  | Disposable Loops and Needles |  | Class A
Thermo Fischer | Singapore | MD |  | Shandon Premium High-Profile Disposable Blade |  | Class A
Thermo Fischer | Singapore | MD |  | Edge-Rite Disposable Microtome Blade |  | Class A
Thermo Fischer | Singapore | MD |  | Shandon ColorFrost Plus Slides |  | Class A
Thermo Fischer | Singapore | MD |  | Shandon Double Cytoslide |  | Class A
Thermo Fischer | Singapore | MD |  | Shandon Double Cytoslide |  | Class A
Thermo Fischer | Singapore | MD |  | Modified Wright Stain Pack |  | Class A
Thermo Fischer | Singapore | MD |  | Buffered Wright Stain, 32 oz. (0.95L) Bottle |  | Class A
Thermo Fischer | Singapore | MD |  | Shandon Wright-Giemsa Stain Kit |  | Class A
Thermo Fischer | Singapore | MD |  | Shandon Wright-Giemsa Stain Kit |  | Class A
Thermo Fischer | Singapore | MD |  | Signature Series Clarifier 2 |  | Class A
Thermo Fischer | Singapore | MD |  | Iron Stain, Hydrochloric Acid Solution (20%) |  | Class A
Thermo Fischer | Singapore | MD |  | Alcian Blue pH 2.5 Stain Solution |  | Class A
Thermo Fischer | Singapore | MD |  | Period Acid-Schiff, Schiff Reagent |  | Class A
Thermo Fischer | Singapore | MD |  | Steiner-Steiner Silver, Silver Nitrate Solution #1 |  | Class A
Thermo Fischer | Singapore | MD |  | Reticulin Silver, Ferric Ammonium Sulfate Solution |  | Class A
Thermo Fischer | Singapore | MD |  | Gill 1 Hematoxylin |  | Class A
Thermo Fischer | Singapore | MD |  | Shandon EA-65 Stain |  | Class A
Thermo Fischer | Singapore | MD |  | Eosin Y Cytoplasmic Counterstain, Alcoholic |  | Class A
Thermo Fischer | Singapore | MD |  | Eosin Y Cytoplasmic Counterstain, Alcoholic |  | Class A
Thermo Fischer | Singapore | MD |  | Signature Series Cyto-Stain |  | Class A
Thermo Fischer | Singapore | MD |  | Mark-It Tissue Marking Dye, Yellow |  | Class A
Thermo Fischer | Singapore | MD |  | Nunc Coded Cryobank Vial System, 2ml |  | Class A
Thermo Fischer | Singapore | MD |  | Nalgene Cryogenic Tubes, 2ml |  | Class A
Thermo Fischer | Singapore | MD |  | PrintMate Embedding Cassette, White |  | Class A
Thermo Fischer | Singapore | MD |  | PrintMate Embedding Cassette, Beige |  | Class A
Thermo Fischer | Singapore | MD |  | PrintMate Embedding Cassette with Lids, White |  | Class A
Thermo Fischer | Singapore | MD |  | PrintMate Embedding Cassette with Lids, Beige |  | Class A
Thermo Fischer | Singapore | MD |  | PrintMate Embedding Cassette with Lids, Light Green |  | Class A
Thermo Fischer | Singapore | MD |  | PrintMate Embedding Cassette with Lids, Grey |  | Class A
Thermo Fischer | Singapore | MD |  | PrintMate Slotted Cassette with Lids, Grey |  | Class A
Thermo Fischer | Singapore | MD |  | PrintMate Slotted Cassette with Lids, Yellow |  | Class A
Thermo Fischer | Singapore | MD |  | PrintMate Slotted Cassette with Lids, Light Green |  | Class A
Thermo Fischer | Singapore | MD |  | PrintMate Slotted Cassette with Lids, Lavender |  | Class A
Thermo Fischer | Singapore | MD |  | Thinline Slotted Cassette with Lids, Lilac |  | Class A
Thermo Fischer | Singapore | MD |  | Slotted Cassette 2 with Lids, Lavender |  | Class A
Thermo Fischer | Singapore | MD |  | Slotted Cassette 2 with Lids, Lilac |  | Class A
Thermo Fischer | Singapore | MD |  | Slotted Cassette 2 with Lids, Light Green |  | Class A
Thermo Fischer | Singapore | MD |  | Tissue-Loc Slotted Cassette IV with Lids, Beige |  | Class A
Thermo Fischer | Singapore | MD |  | Tissue-Loc Slotted Cassette IV with Lids, White |  | Class A
Thermo Fischer | Singapore | MD |  | Tissue-Loc Slotted Cassette IV with Lids, Beige |  | Class A
Thermo Fischer | Singapore | MD |  | Tissue-Loc Slotted Cassette IV with Lids, Yellow |  | Class A
Thermo Fischer | Singapore | MD |  | Tissue-Loc Slotted Cassette IV with Lids, Orange |  | Class A
Thermo Fischer | Singapore | MD |  | Unilid Embedding Cassette, Lilac |  | Class A
Thermo Fischer | Singapore | MD |  | Unilid Embedding Cassette, Tan |  | Class A
Thermo Fischer | Singapore | MD |  | Unilid Embedding Cassette, Light Green |  | Class A
Thermo Fischer | Singapore | MD |  | Unilid Embedding Cassette, Lavender |  | Class A
Thermo Fischer | Singapore | MD |  | PrintMate Biopsy Cassette with Lids, Tan |  | Class A
Thermo Fischer | Singapore | MD |  | PrintMate Biopsy Cassette with Lids, Light Green |  | Class A
Thermo Fischer | Singapore | MD |  | PrintMate Biopsy Cassette with Lids, Lavender |  | Class A
Thermo Fischer | Singapore | MD |  | Thinline Biopsy Cassette with Lids, Beige |  | Class A
Thermo Fischer | Singapore | MD |  | Thinline Biopsy Cassette with Lids, Lilac |  | Class A
Thermo Fischer | Singapore | MD |  | Thinline Biopsy Cassette with Lids, Yellow |  | Class A
Thermo Fischer | Singapore | MD |  | Biopsy Cassette 2 with Lids, Lilac |  | Class A
Thermo Fischer | Singapore | MD |  | Biopsy Cassette 2 with Lids, Yellow |  | Class A
Thermo Fischer | Singapore | MD |  | Tissue-Loc Biopsy Cassette IV with Lids, Lavender |  | Class A
Thermo Fischer | Singapore | MD |  | Tissue-Loc Biopsy Cassette IV with Lids, Orange |  | Class A
Thermo Fischer | Singapore | MD |  | Unilid Biopsy Cassette, Pink |  | Class A
Thermo Fischer | Singapore | MD |  | Unilid Biopsy Cassette, Grey |  | Class A
Thermo Fischer | Singapore | MD |  | Unilid Biopsy Cassette, Tan |  | Class A
Thermo Fischer | Singapore | MD |  | Unilid Biopsy Cassette, Beige |  | Class A
Thermo Fischer | Singapore | MD |  | Unilid Biopsy Cassette, Blue |  | Class A
Thermo Fischer | Singapore | MD |  | Unilid Biopsy Cassette, Orange |  | Class A
Thermo Fischer | Singapore | MD |  | HistoScreen Cassette with Lids, Blue |  | Class A
Thermo Fischer | Singapore | MD |  | HistoScreen Cassette with Lids, White |  | Class A
Thermo Fischer | Singapore | MD |  | HistoScreen Cassette with Lids, Yellow |  | Class A
Thermo Fischer | Singapore | MD |  | Fine Pore Cassette with Lids, Grey |  | Class A
Thermo Fischer | Singapore | MD |  | Fine Pore Cassette with Lids, Tan |  | Class A
Thermo Fischer | Singapore | MD |  | Fine Pore Cassette with Lids, Light Green |  | Class A
Thermo Fischer | Singapore | MD |  | Fine Pore Cassette with Lids, Lavender |  | Class A
Thermo Fischer | Singapore | MD |  | Fine Pore Cassette with Lids, Yellow |  | Class A
Thermo Fischer | Singapore | MD |  | Fine Pore Cassette with Lids, Tan |  | Class A
Thermo Fischer | Singapore | MD |  | Fine Pore Cassette with Lids, Beige |  | Class A
Thermo Fischer | Singapore | MD |  | Fine Pore Cassette with Lids, Pink |  | Class A
Thermo Fischer | Singapore | MD |  | STP 120 Spin Tissue Processor, STP120-1 |  | Class A
Thermo Fischer | Singapore | MD |  | Samco Fine Tip Transfer Pipettes |  | Class A
Thermo Fischer | Singapore | MD |  | Pacific Hemostasis Calcium Chloride Solution (0.025M) |  | Class A
Thermo Fischer | Singapore | MD |  | Unilid Biopsy Cassette, Green |  | Class A
Thermo Fischer | Singapore | MD |  | HistoScreen Cassette with Lids, Green |  | Class A
Thermo Fischer | Singapore | MD |  | PrintMate Slotted Cassettes with Lids, Blue |  | Class A
Thermo Fischer | Singapore | MD |  | 10% Neutral Buffered Formalin |  | Class A
Thermo Fischer | Singapore | MD |  | 100% Dehydrant |  | Class A
Thermo Fischer | Singapore | MD |  | Transfer Pipets, Disposable Polyethylene |  | Class A
Thermo Fischer | Singapore | IVD |  | NX70 Cryostat, HOMPV |  | Class A
Thermo Fischer | Singapore | IVD |  | NX70 Cryostat, HOMPDV, low-profile blade holder |  | Class A
Thermo Fischer | Singapore | IVD |  | NX50 Cryostat, OP |  | Class A
Thermo Fischer | Singapore | IVD |  | NX50 Cryostat, OP, low-profile blade holder |  | Class A
Thermo Fischer | Singapore | MD |  | ART XLP 200 |  | Class A
Thermo Fischer | Singapore | MD |  | Disposable Filter Columns |  | Class A
Thermo Fischer | Singapore | MD |  | Thermo Scientific™ Amber Screw Cap Micro Tubes |  | Class A
Thermo Fischer | Singapore | MD |  | Nunc CryoTube, 1.8ml |  | Class A
Thermo Fischer | Singapore | MD |  | SORVALL Legend Micro 21R |  | Class A
Thermo Fischer | Singapore | MD |  | Gold Seal Cover Glass, 22 x 22 mm |  | Class A
Thermo Fischer | Singapore | MD |  | Gold Seal Cover Glass, 25 x 25 mm (3307) |  | Class A
Thermo Fischer | Singapore | MD |  | Finnpipette™ F2 fixed volume |  | Class A
Thermo Fischer | Singapore | MD |  | Standard 90mm Petri Dishes |  | Class A
Thermo Fischer | Singapore | MD |  | Sorvall ST4RF Plus-MD, 220-240 V |  | Class A
Thermo Fischer | Singapore | MD |  | Heratherm Advanced Protocol Security Microbiological Incubator, 178L |  | Class A
Thermo Fischer | Singapore | MD |  | Finnpipette F2 Variable Volume Single Channel Pipettes |  | Class A
Thermo Fischer | Singapore | MD |  | Finnpipette F2 Multichannel Pipettes |  | Class A
Thermo Fischer | Singapore | MD |  | Finnpipette F2 Multichannel Pipettes |  | Class A
Thermo Fischer | Singapore | MD |  | Finnpipette Novus Electronics Single Channel Pipettes |  | Class A
Thermo Fischer | Singapore | MD |  | Finnpipette Novus Electronics Single Channel Pipettes |  | Class A
Thermo Fischer | Singapore | MD |  | HERAfreeze -86°C Upright Freezer (HFU 486 Top) |  | Class A
Thermo Fischer | Singapore | MD |  | HERAfreeze -86°C Upright Freezer (HFU 586 Top) |  | Class A
Thermo Fischer | Singapore | MD |  | Forma 8600 Series -40°C Ultra-Low Temperature Chest Freezer |  | Class A
Thermo Fischer | Singapore | MD |  | Forma 7000 Series -40°C Upright Laboratory Freezer |  | Class A
Thermo Fischer | Singapore | MD |  | Forma 8600 Series -86°C Ultra-Low Temperature Chest Freezer |  | Class A
Thermo Fischer | Singapore | MD |  | Forma 900 Series -86°C Upright Ultra-Low Temperature Freezer |  | Class A
Thermo Fischer | Singapore | MD |  | Forma 900 Series -86°C Upright Ultra-Low Temperature Freezer |  | Class A
Thermo Fischer | Singapore | MD |  | Revco ExF -86°C ULT Upright Freezer |  | Class A
Thermo Fischer | Singapore | MD |  | Revco ExF -86°C ULT Upright Freezer |  | Class A
Thermo Fischer | Singapore | MD |  | Jewett Laboratory Freezer |  | Class A
Thermo Fischer | Singapore | MD |  | Jewett Laboratory Freezer |  | Class A
Thermo Fischer | Singapore | MD |  | Jewett Refrigerator with Solid Doors |  | Class A
Thermo Fischer | Singapore | MD |  | Jewett Plasma Freezer |  | Class A
Thermo Fischer | Singapore | MD |  | Jewett Pharmacy Refrigerator |  | Class A
Thermo Fischer | Singapore | MD |  | Revco Blood Bank Refrigerator |  | Class A
Thermo Fischer | Singapore | MD |  | Shandon Biopsy Processing/Embedding Cassette II |  | Class A
Thermo Fischer | Singapore | MD |  | TissueLoc Tissue Cassettes IV in Tube Packs |  | Class A
Thermo Fischer | Singapore | MD |  | Shandon Microsette Biopsy Cassettes in Tubes |  | Class A
Thermo Fischer | Singapore | MD |  | Shandon Microsette Biopsy Cassettes |  | Class A
Thermo Fischer | Singapore | MD |  | Shandon Microsette Biopsy Cassettes |  | Class A
Thermo Fischer | Singapore | MD |  | Slimsette Embedding Cassettes in Tube Packs |  | Class A
Thermo Fischer | Singapore | MD |  | Slimsette Biopsy Cassettes in Tube Packs |  | Class A
Thermo Fischer | Singapore | MD |  | HistoScreen Cassettes in Tube Packs |  | Class A
Thermo Fischer | Singapore | MD |  | Bio-Tite Specimen Container |  | Class A
Thermo Fischer | Singapore | MD |  | Bio-Tite Specimen Container |  | Class A
Thermo Fischer | Singapore | MD |  | Bio-Tite Specimen Container |  | Class A
Thermo Fischer | Singapore | MD |  | Bio-Tite Specimen Container |  | Class A
Thermo Fischer | Singapore | MD |  | Bio-Tite Specimen Container |  | Class A
Thermo Fischer | Singapore | MD |  | Shandon Nylon Biopsy Bag |  | Class A
Thermo Fischer | Singapore | MD |  | Shandon Nylon Biopsy Bag |  | Class A
Thermo Fischer | Singapore | MD |  | Shandon EZ Single Cytofunnel with White Filter Cards and Caps |  | Class A
Thermo Fischer | Singapore | MD |  | Shandon EZ Single Cytofunnel with Brown Filter Cards |  | Class A
Thermo Fischer | Singapore | MD |  | Disposable Loops and Needles |  | Class A
Thermo Fischer | Singapore | MD |  | Shandon ColorFrost Plus Slides |  | Class A
Thermo Fischer | Singapore | MD |  | Shandon ColorFrost Plus Slides |  | Class A
Thermo Fischer | Singapore | MD |  | Shandon Mask Cytoslide |  | Class A
Thermo Fischer | Singapore | MD |  | HM 325 Rotary Microtome |  | Class A
Thermo Fischer | Singapore | MD |  | Three-Step Stain |  | Class A
Thermo Fischer | Singapore | MD |  | Giemsa Stain |  | Class A
Thermo Fischer | Singapore | MD |  | Reticulocyte Stain |  | Class A
Thermo Fischer | Singapore | MD |  | Phosphate Buffer |  | Class A
Thermo Fischer | Singapore | MD |  | Shandon Kwik-Diff Stains |  | Class A
Thermo Fischer | Singapore | MD |  | Shandon Kwik-Diff Stains |  | Class A
Thermo Fischer | Singapore | MD |  | Elastic Stain, Weigert's Iodine Solution |  | Class A
Thermo Fischer | Singapore | MD |  | Steiner-Steiner Silver, Hydroquinone |  | Class A
Thermo Fischer | Singapore | MD |  | Modified Grocott's Methenamine Silver, Gold Chloride Solution (0.1%) |  | Class A
Thermo Fischer | Singapore | MD |  | Gomori Trichrome, Weigert's Iron Hematoxylin - Part B |  | Class A
Thermo Fischer | Singapore | MD |  | Gomori Trichrome Stain Solution, Green Collagen |  | Class A
Thermo Fischer | Singapore | MD |  | Reticulin Silver, Kernechtrot Nuclear Fast Red Stain Solution |  | Class A
Thermo Fischer | Singapore | MD |  | Reticulin Silver, Silver Nitrate Solution (10%) |  | Class A
Thermo Fischer | Singapore | MD |  | Gram Stain (Tissue) Kit, Decolorizing Solution |  | Class A
Thermo Fischer | Singapore | MD |  | Papanicolaou Stain, Modified EA |  | Class A
Thermo Fischer | Singapore | MD |  | Shandon Gill 2 Hematoxylin |  | Class A
Thermo Fischer | Singapore | MD |  | Shandon Gill 2 Hematoxylin |  | Class A
Thermo Fischer | Singapore | MD |  | Shandon Gill 3 Hematoxylin |  | Class A
Thermo Fischer | Singapore | MD |  | Shandon EA-50 Stain |  | Class A
Thermo Fischer | Singapore | MD |  | Modified Grocott's Methenamine Silver Stain Kit, Periodic Acid |  | Class A
Thermo Fischer | Singapore | MD |  | Methyl Green-Pyronin Y |  | Class A
Thermo Fischer | Singapore | MD |  | Gram Stain (Tissue) Kit |  | Class A
Thermo Fischer | Singapore | MD |  | Gomori Trichrome (Blue Collagen) Stain Kit |  | Class A
Thermo Fischer | Singapore | MD |  | Shandon Tissue-Marking Dye, Black |  | Class A
Thermo Fischer | Singapore | MD |  | Shandon Rapid-Chrome Papanicolaou Staining Kit, Five-Slide Holder |  | Class A
Thermo Fischer | Singapore | MD |  | Shandon Gram Stain Kit |  | Class A
Thermo Fischer | Singapore | MD |  | Shandon Acid-Fast Bacillus Stain |  | Class A
Thermo Fischer | Singapore | MD |  | Heat-Sealable Polyethylene Bags |  | Class A
Thermo Fischer | Singapore | MD |  | Disposable Automation Research Tips |  | Class A
Thermo Fischer | Singapore | MD |  | Bio-Tite Specimen Container |  | Class A
Thermo Fischer | Singapore | MD |  | Shandon Nylon Biopsy Bag |  | Class A
Thermo Fischer | Singapore | MD |  | Shandon Nylon Biopsy Bag |  | Class A
Thermo Fischer | Singapore | MD |  | Shandon Acid-Resistant Biopsy Bag |  | Class A
Thermo Fischer | Singapore | MD |  | Shandon Single Cytofunnel with White Filter Cards |  | Class A
Thermo Fischer | Singapore | MD |  | Cover Glass |  | Class A
Thermo Fischer | Singapore | MD |  | Cover Glass |  | Class A
Thermo Fischer | Singapore | MD |  | Cover Glass |  | Class A
Thermo Fischer | Singapore | MD |  | Disposable Loops and Needles |  | Class A
Thermo Fischer | Singapore | MD |  | Shandon Standard High-Profile Disposable Blade |  | Class A
Thermo Fischer | Singapore | MD |  | HP35 Disposable Microtome Blade |  | Class A
Thermo Fischer | Singapore | MD |  | Shandon Single Cytoslide |  | Class A
Thermo Fischer | Singapore | MD |  | Shandon Single Cytoslide |  | Class A
Thermo Fischer | Singapore | MD |  | Three-Step Stain |  | Class A
Thermo Fischer | Singapore | MD |  | Shandon Kwik-Diff Stains |  | Class A
Thermo Fischer | Singapore | MD |  | Signature Series Hematoxylin |  | Class A
Thermo Fischer | Singapore | MD |  | Signature Series Clarifier 1 |  | Class A
Thermo Fischer | Singapore | MD |  | Elastic Stain, Sodium Thiosulfate Solution |  | Class A
Thermo Fischer | Singapore | MD |  | Steiner-Steiner Silver, Gum Mastic Solution |  | Class A
Thermo Fischer | Singapore | MD |  | Modified Grocott's Methenamine Silver, Methenamine/Borax |  | Class A
Thermo Fischer | Singapore | MD |  | Modified Grocott's Methenamine Silver, Silver Nitrate Solution (5%) |  | Class A
Thermo Fischer | Singapore | MD |  | Gomori Trichrome Stain Solution, Blue Collagen |  | Class A
Thermo Fischer | Singapore | MD |  | Gill 2 Hematoxylin |  | Class A
Thermo Fischer | Singapore | MD |  | Differentiating Solution |  | Class A
Thermo Fischer | Singapore | MD |  | Papanicolaou Stain, OG-6 |  | Class A
Thermo Fischer | Singapore | MD |  | Shandon OG-6 Stain |  | Class A
Thermo Fischer | Singapore | MD |  | Eosin Y Cytoplasmic Counterstain, Aqueous |  | Class A
Thermo Fischer | Singapore | MD |  | Shandon Nu-Clear I |  | Class A
Thermo Fischer | Singapore | MD |  | Shandon Tissue-Marking Dye, Multiple |  | Class A
Thermo Fischer | Singapore | MD |  | Gold Seal Plain Microscope Slides |  | Class A
Thermo Fischer | Singapore | MD |  | Nunc Non-Coded Cryobank Vial System, 5ml in Barcoded Rack |  | Class A
Thermo Fischer | Singapore | MD |  | Nunc Non-Coded Cryobank Vial System, 2ml |  | Class A
Thermo Fischer | Singapore | MD |  | Nalgene Linear Barcoded Tubes, 5ml |  | Class A
Thermo Fischer | Singapore | MD |  | PrintMate Embedding Cassette, Lavender |  | Class A
Thermo Fischer | Singapore | MD |  | PrintMate Embedding Cassette, White |  | Class A
Thermo Fischer | Singapore | MD |  | PrintMate Embedding Cassette, Grey |  | Class A
Thermo Fischer | Singapore | MD |  | PrintMate Embedding Cassette, Lavender |  | Class A
Thermo Fischer | Singapore | MD |  | PrintMate Embedding Cassette with Lids, Lilac |  | Class A
Thermo Fischer | Singapore | MD |  | PrintMate Embedding Cassette with Lids, Blue |  | Class A
Thermo Fischer | Singapore | MD |  | PrintMate Embedding Cassette with Lids, Pink |  | Class A
Thermo Fischer | Singapore | MD |  | PrintMate Slotted Cassette with Lids, Orange |  | Class A
Thermo Fischer | Singapore | MD |  | PrintMate Slotted Cassette with Lids, Beige |  | Class A
Thermo Fischer | Singapore | MD |  | PrintMate Slotted Cassette with Lids, Tan |  | Class A
Thermo Fischer | Singapore | MD |  | Thinline Slotted Cassette with Lids, White |  | Class A
Thermo Fischer | Singapore | MD |  | Thinline Slotted Cassette with Lids, Orange |  | Class A
Thermo Fischer | Singapore | MD |  | Slotted Cassette 2 with Lids, Tan |  | Class A
Thermo Fischer | Singapore | MD |  | Slotted Cassette 2 with Lids, Yellow |  | Class A
Thermo Fischer | Singapore | MD |  | Tissue-Loc Slotted Cassette IV with Lids, Grey |  | Class A
Thermo Fischer | Singapore | MD |  | Tissue-Loc Slotted Cassette IV with Lids, Lavender |  | Class A
Thermo Fischer | Singapore | MD |  | Tissue-Loc Slotted Cassette IV with Lids, Lilac |  | Class A
Thermo Fischer | Singapore | MD |  | Tissue-Loc Slotted Cassette IV with Lids, Lavender |  | Class A
Thermo Fischer | Singapore | MD |  | PrintMate Biopsy Cassette with Lids, Beige |  | Class A
Thermo Fischer | Singapore | MD |  | PrintMate Biopsy Cassette with Lids, Lilac |  | Class A
Thermo Fischer | Singapore | MD |  | Biopsy Cassette 2 with Lids, Lilac |  | Class A
Thermo Fischer | Singapore | MD |  | Biopsy Cassette 2 with Lids, Blue |  | Class A
Thermo Fischer | Singapore | MD |  | Tissue-Loc Biopsy Cassette IV with Lids, Grey |  | Class A
Thermo Fischer | Singapore | MD |  | Tissue-Loc Biopsy Cassette IV with Lids, Orange |  | Class A
Thermo Fischer | Singapore | MD |  | Unilid Biopsy Cassette, White |  | Class A
Thermo Fischer | Singapore | MD |  | Unilid Biopsy Cassette, Grey |  | Class A
Thermo Fischer | Singapore | MD |  | Unilid Biopsy Cassette, Yellow |  | Class A
Thermo Fischer | Singapore | MD |  | Unilid Biopsy Cassette, Orange |  | Class A
Thermo Fischer | Singapore | MD |  | HistoScreen Cassette with Lids, Beige |  | Class A
Thermo Fischer | Singapore | MD |  | HistoScreen Cassette with Lids, Pink |  | Class A
Thermo Fischer | Singapore | MD |  | Fine Pore Cassette with Lids, Light Green |  | Class A
Thermo Fischer | Singapore | MD |  | Fine Pore Cassette with Lids, Lilac |  | Class A
Thermo Fischer | Singapore | MD |  | Transfer Pipets, Disposable Polyethylene |  | Class A
Thermo Fischer | Singapore | MD |  | Double Cytology Funnel with White Filter Cards |  | Class A
Thermo Fischer | Singapore | MD |  | Revco Chromatography Refrigerator |  | Class A
Thermo Fischer | Singapore | MD |  | Revco Laboratory Refrigerator with Solid Doors |  | Class A
Thermo Fischer | Singapore | MD |  | Revco Laboratory Refrigerator with Glass Doors |  | Class A
Thermo Fischer | Singapore | MD |  | Revco Laboratory Refrigerator with Glass Doors |  | Class A
Thermo Fischer | Singapore | MD |  | Revco Pharmacy Refrigerator |  | Class A
Thermo Fischer | Singapore | MD |  | Revco Pharmacy Refrigerator |  | Class A
Thermo Fischer | Singapore | MD |  | Revco Enzyme Freezer |  | Class A
Thermo Fischer | Singapore | MD |  | Revco Plasma Freezer |  | Class A
Thermo Fischer | Singapore | MD |  | Revco Plasma Freezer |  | Class A
Thermo Fischer | Singapore | MD |  | Revco Laboratory Freezer |  | Class A
Thermo Fischer | Singapore | MD |  | Revco Laboratory Freezer |  | Class A
Thermo Fischer | Singapore | MD |  | Forma 310 Direct Heat CO2 Incubator |  | Class A
Thermo Fischer | Singapore | MD |  | Steri-Cycle CO2 Incubator |  | Class A
Thermo Fischer | Singapore | MD |  | Steri-Cycle CO2 Incubator |  | Class A
Thermo Fischer | Singapore | MD |  | Heracell 150i CO2 Incubator |  | Class A
Thermo Fischer | Singapore | MD |  | Shandon Tissue Cassette I |  | Class A
Thermo Fischer | Singapore | MD |  | Shandon Tissue Cassette I |  | Class A
Thermo Fischer | Singapore | MD |  | Shandon Tissue Cassette II |  | Class A
Thermo Fischer | Singapore | MD |  | Shandon Biopsy Processing/Embedding Cassette II |  | Class A
Thermo Fischer | Singapore | MD |  | TissueLoc Tissue Cassettes IV in Tube Packs |  | Class A
Thermo Fischer | Singapore | MD |  | Shandon Embedding Cassettes II in Tube Packs |  | Class A
Thermo Fischer | Singapore | MD |  | Shandon Embedding Cassettes II in Tube Packs |  | Class A
Thermo Fischer | Singapore | MD |  | Shandon Biopsy Processing/Embedding Cassette II in Tube Packs |  | Class A
Thermo Fischer | Singapore | MD |  | Shandon Biopsy Processing/Embedding Cassette II in Tube Packs |  | Class A
Thermo Fischer | Singapore | MD |  | Shandon Biopsy Processing/Embedding Cassette II in Tube Packs |  | Class A
Thermo Fischer | Singapore | MD |  | Shandon Microsette Biopsy Cassettes in Tubes |  | Class A
Thermo Fischer | Singapore | MD |  | Shandon Microsette Biopsy Cassettes |  | Class A
Thermo Fischer | Singapore | MD |  | Shandon Microsette Biopsy Cassettes |  | Class A
Thermo Fischer | Singapore | MD |  | Shandon Microsette Biopsy Cassettes |  | Class A
Thermo Fischer | Singapore | MD |  | Shandon Microsette Biopsy Cassettes |  | Class A
Thermo Fischer | Singapore | MD |  | Micromesh Loose Biopsy Cassettes |  | Class A
Thermo Fischer | Singapore | MD |  | Micromesh Loose Biopsy Cassettes |  | Class A
Thermo Fischer | Singapore | MD |  | Slimsette Embedding Cassettes in Tube Packs |  | Class A
Thermo Fischer | Singapore | MD |  | Slimsette Embedding Cassettes in Tube Packs |  | Class A
Thermo Fischer | Singapore | MD |  | Slimsette Embedding Cassettes in Tube Packs |  | Class A
Thermo Fischer | Singapore | MD |  | Slimsette Biopsy Cassettes in Tube Packs |  | Class A
Thermo Fischer | Singapore | MD |  | Slimsette Biopsy Cassettes in Tube Packs |  | Class A
Thermo Fischer | Singapore | MD |  | Slimsette Biopsy Cassettes in Tube Packs |  | Class A
Thermo Fischer | Singapore | MD |  | Tissue-Loc HistoScreen Cassette |  | Class A
Thermo Fischer | Singapore | MD |  | Tissue-Loc HistoScreen Cassette |  | Class A
Thermo Fischer | Singapore | MD |  | PrintMate Embedding Cassette, Green |  | Class A
Thermo Fischer | Singapore | MD |  | Thinline Slotted Cassette with Lids, Green |  | Class A
Thermo Fischer | Singapore | MD |  | Biopsy Cassette 2 with Lids, Green |  | Class A
Thermo Fischer | Singapore | MD |  | Unilid Biopsy Cassette, Green |  | Class A
Thermo Fischer | Singapore | MD |  | PrintMate Slotted Cassettes with Lids, Tan |  | Class A
Thermo Fischer | Singapore | MD |  | PrintMate Slotted Cassettes with Lids, Orange |  | Class A
Thermo Fischer | Singapore | MD |  | Nunc CryoTube, 1ml |  | Class A
Thermo Fischer | Singapore | MD |  | Rectangles No. 1 Cover Glass, 50x35mm |  | Class A
Thermo Fischer | Singapore | MD |  | SAMCO 200 uL EXACT VOLUME PIPET |  | Class A
Thermo Fischer | Singapore | MD |  | Nalgene PPCO Micro Packaging Vials with E-beam Irradiation: Sterile, Bulk Pack |  | Class A
Thermo Fischer | Singapore | MD |  | 1.5ml Screw Cap Tube,Knurl,Skirted,Natural, E-Beam Sterile tube w/ attached cap |  | Class A
Thermo Fischer | Singapore | MD |  | Thermo Scientific ART 20 Ultra-micro, Barrier Tip |  | Class A
Thermo Fischer | Singapore | MD |  | Forma Environmental Chamber |  | Class A
Thermo Fischer | Singapore | MD |  | MaxQ Mini 4450 Incubated Shaker |  | Class A
Thermo Fischer | Singapore | MD |  | Shandon Tissue-Processing Capsule |  | Class A
Thermo Fischer | Singapore | MD |  | Shandon Disposable Base Mold |  | Class A
Thermo Fischer | Singapore | MD |  | Thermo Scientific Extended Length 200μL ART Barrier Speciality Filter Pipettor Tip |  | Class A
Thermo Fischer | Singapore | MD |  | Microtube Fisherbrand 1.5ml, PP, Natural, graduated, w/snap-cap, non-sterile |  | Class A
Thermo Fischer | Singapore | MD |  | Finntip Flex 1000 refill starter kit |  | Class A
Thermo Fischer | Singapore | MD |  | Finntip Flex 200 refill starter kit |  | Class A
Thermo Fischer | Singapore | MD |  | Finntip 1000, 100-1000ul |  | Class A
Thermo Fischer | Singapore | MD |  | Finntip 5ml, 0.5-5 ml |  | Class A
Thermo Fischer | Singapore | MD |  | Finntip Flex 10, Non-Filtered, Non-sterile, Rack |  | Class A
Thermo Fischer | Singapore | MD |  | SAMCO TRANSFER PIPET GRAD ST |  | Class A
Thermo Fischer | Singapore | MD |  | SAMCO ST TRANSFER PIPET |  | Class A
Thermo Fischer | Singapore | MD |  | SAMCO TR PIPET FINE TIP ST |  | Class A
Thermo Fischer | Singapore | MD |  | SAMCO TR PIPET EXT FINE TIP ST |  | Class A
Thermo Fischer | Singapore | MD |  | SAMCO TR PIPET EXT FINE TIP ST |  | Class A
Thermo Fischer | Singapore | MD |  | SAMCO TR PIPET SEDI-PET NRW ST |  | Class A
Thermo Fischer | Singapore | MD |  | SAMCO 40 uL EXACT VOLUME PIPET |  | Class A
Thermo Fischer | Singapore | MD |  | Samco 1.0mL Padl-Pet® Transfer Pipets |  | Class A
Thermo Fischer | Singapore | MD |  | Richard-Allan Scientific Gill 2 Hematoxylin 1 pt. (0.47 L) bottle |  | Class A
Thermo Fischer | Singapore | MD |  | SORVALL Legend Micro 21 |  | Class A
Thermo Fischer | Singapore | MD |  | Sorvall X4RF Pro-MD, 220-240 V |  | Class A
Thermo Fischer | Singapore | MD |  | Sorvall ST1 Plus-MD, 120-240 V |  | Class A
Thermo Fischer | Singapore | MD |  | Megafuge ST4F Plus-MD, 208-240V |  | Class A
Thermo Fischer | Singapore | MD |  | TX-750 Round Bucket Adapters |  | Class A
Thermo Fischer | Singapore | MD |  | Heratherm General Protocol Microbiological Incubator, 194L |  | Class A
Thermo Fischer | Singapore | MD |  | Finnpipette F1 Variable Volume Single Channel Pipettes |  | Class A
Thermo Fischer | Singapore | MD |  | Finnpipette F1 Variable Volume Single Channel Pipettes |  | Class A
Thermo Fischer | Singapore | MD |  | Finnpipette F1 Multichannel Pipettes |  | Class A
Thermo Fischer | Singapore | MD |  | Finnpipette F2 Multichannel Pipettes |  | Class A
Thermo Fischer | Singapore | MD |  | Flammable-Materials Storage Refrigerator/Freezer |  | Class A
Thermo Fischer | Singapore | MD |  | HERAfreeze -86°C Chest Freezer (HFC 586 Basic) |  | Class A
Thermo Fischer | Singapore | MD |  | HERAfreeze -86°C Upright Freezer (HFU 686 Top) |  | Class A
Thermo Fischer | Singapore | MD |  | TS586e -86°C Freezer |  | Class A
Thermo Fischer | Singapore | MD |  | Forma 8600 Series -40°C Ultra-Low Temperature Chest Freezer |  | Class A
Thermo Fischer | Singapore | MD |  | Revco DxF -40°C Upright Laboratory Freezer |  | Class A
Thermo Fischer | Singapore | MD |  | Revco ExF -86°C ULT Upright Freezer |  | Class A
Thermo Fischer | Singapore | MD |  | Jewett Refrigerator with Solid Doors |  | Class A
Thermo Fischer | Singapore | MD |  | Jewett Plasma Freezer |  | Class A
Thermo Fischer | Singapore | MD |  | Revco Blood Bank Refrigerator |  | Class A
Thermo Fischer | Singapore | MD |  | Revco Chromatography Refrigerator |  | Class A
Thermo Fischer | Singapore | MD |  | Revco Chromatography Refrigerator |  | Class A
Thermo Fischer | Singapore | MD |  | Revco Laboratory Refrigerator with Solid Doors |  | Class A
Thermo Fischer | Singapore | MD |  | Revco Pharmacy Refrigerator |  | Class A
Thermo Fischer | Singapore | MD |  | Revco Laboratory Freezer |  | Class A
Thermo Fischer | Singapore | MD |  | Revco CxF -40°C Ultra-Low Temperature Chest Freezer |  | Class A
Thermo Fischer | Singapore | MD |  | Forma 310 Direct Heat CO2 Incubator |  | Class A
Thermo Fischer | Singapore | MD |  | Cytoperm 2 CO2 Gassed Incubator |  | Class A
Thermo Fischer | Singapore | MD |  | MaxQ 2000 Open-Air Platform Shaker |  | Class A
Thermo Fischer | Singapore | MD |  | MaxQ 5000 Incubated Floor Shaker |  | Class A
Thermo Fischer | Singapore | MD |  | MaxQ 6000 Stackable Incubated Shaker |  | Class A
Thermo Fischer | Singapore | MD |  | Super-Nuova Stirring Hot Plate |  | Class A
Thermo Fischer | Singapore | MD |  | Tissue-Loc Tissue Cassette |  | Class A
Thermo Fischer | Singapore | MD |  | Shandon Tissue Cassette I |  | Class A
Thermo Fischer | Singapore | MD |  | Shandon Tissue Cassette I |  | Class A
Thermo Fischer | Singapore | MD |  | Shandon Tissue Cassette II |  | Class A
Thermo Fischer | Singapore | MD |  | Shandon Tissue Cassette II |  | Class A
Thermo Fischer | Singapore | MD |  | Shandon Biopsy Processing/Embedding Cassette II |  | Class A
Thermo Fischer | Brazil | MD |  | Transferrin | TRANSFERRINA | II
Thermo Fischer | Brazil | MD |  | Congeladores rápidos Modelos: XBF40D e XBF40D-MD | Refrigerador ou Freezer Laboratorial/Hospitalar | II
Thermo Fischer | Brazil | MD |  | FAMÍLIA MICRO SSP GENÉRICO (BAIXA E MÉDIA RESOLUÇÃO) CLASSE I E II | PRODUTOS PARA HISTOCOMPATIBILIDADE - HLA MOLECULAR - HLA SSP: BAIXA E MÉDIA RESOLUÇÃO | III
Thermo Fischer | Brazil | IVD |  | MagMAX  Kit de Isolamento de Ácido Nucléico Viral / Patógeno II | TAMPÕES, DILUENTES E DEMAIS SOLUÇÕES PARA ANÁLISE LABORATORIAL | I
Thermo Fischer | Brazil | MD |  | sCal | PARÂMETROS COMBINADOS NO MESMO PRODUTO - CLASSE II | II
Thermo Fischer | Brazil | MD |  | GLUCOSE (GOD-POD) | GLICOSE | II
Thermo Fischer | Brazil | MD |  | TCAUTOMATION | Instrumento para preparo e processamento de amostras  fase pré-analítica | I
Thermo Fischer | Brazil | MD |  | CENTRÍFUGA | Centrifuga | I
Thermo Fischer | Brazil | MD |  | CENTRÍFUGAS VENTILADAS | Centrifuga | I
Thermo Fischer | Brazil | MD |  | Família CRP HIGH SENSITIVITY | PROTEÍNA C REATIVA | II
Thermo Fischer | Singapore | MD |  | PrintMate Embedding Cassette, Tan |  | Class A
Thermo Fischer | Singapore | MD |  | PrintMate Embedding Cassette, Lilac |  | Class A
Thermo Fischer | Singapore | MD |  | Steri-Cult CO2 Incubator |  | Class A
Thermo Fischer | Singapore | MD |  | Slotted Cassette 2 with Lids, Pink |  | Class A
Thermo Fischer | Singapore | MD |  | Slotted Cassette 2 with Lids, Yellow |  | Class A
Thermo Fischer | Singapore | MD |  | Slotted Cassette 2 with Lids, Grey |  | Class A
Thermo Fischer | Singapore | MD |  | Slotted Cassette 2 with Lids, Tan |  | Class A
Thermo Fischer | Singapore | MD |  | Tissue-Loc Slotted Cassette IV with Lids, Tan |  | Class A
Thermo Fischer | Singapore | MD |  | Tissue-Loc Slotted Cassette IV with Lids, Blue |  | Class A
Thermo Fischer | Singapore | MD |  | Tissue-Loc Slotted Cassette IV with Lids, Pink |  | Class A
Thermo Fischer | Singapore | MD |  | Unilid Embedding Cassette, Beige |  | Class A
Thermo Fischer | Singapore | MD |  | Unilid Embedding Cassette, Orange |  | Class A
Thermo Fischer | Singapore | MD |  | PrintMate Biopsy Cassette with Lids, Tan |  | Class A
Thermo Fischer | Singapore | MD |  | Megafuge ST4RF Plus-MD, 220-240V |  | Class A
Thermo Fischer | Singapore | MD |  | Multifuge X4F Pro-MD, 208-240V |  | Class A
Thermo Fischer | Singapore | MD |  | Sorvall Legend Micro 17 Centrifuge, Ventilated |  | Class A
Thermo Fischer | Singapore | MD |  | Finnpipette F1 Variable Volume Single Channel Pipettes |  | Class A
Thermo Fischer | Singapore | MD |  | SAMCO TRANSFER PIPET GRAD ST |  | Class A
Thermo Fischer | Singapore | MD |  | SAMCO TRANSFER PIPET GRAD ST |  | Class A
Thermo Fischer | Singapore | MD |  | SEDI-PET Short Stem pipette |  | Class A
Thermo Fischer | Singapore | MD |  | SAMCO ST 12 EXTRA LONG PIPET |  | Class A
Thermo Fischer | Singapore | MD |  | SAMCO 250 uL EXACT VOLUME PIPET |  | Class A
Thermo Fischer | Singapore | MD |  | Forma 7000 Series -40°C Upright Laboratory Freezer |  | Class A
Thermo Fischer | Singapore | MD |  | Jewett Laboratory Freezer |  | Class A
Thermo Fischer | Singapore | MD |  | Micromesh Biopsy Cassettes in Tube Packs |  | Class A
Thermo Fischer | Singapore | MD |  | HistoScreen Cassette with Lids, Green |  | Class A
Thermo Fischer | Singapore | MD |  | Micromesh Loose Biopsy Cassettes |  | Class A
Thermo Fischer | Singapore | MD |  | Tissue-Loc HistoScreen Cassette |  | Class A
Thermo Fischer | Singapore | MD |  | HistoScreen Cassettes in Tube Packs |  | Class A
Thermo Fischer | Singapore | MD |  | HP35 Disposable Microtome Blade |  | Class A
Thermo Fischer | Singapore | MD |  | Shandon ColorFrost Plus Slides |  | Class A
Thermo Fischer | Singapore | MD |  | Shandon Multi-Spot Slide |  | Class A
Thermo Fischer | Singapore | MD |  | Signature Series Bluing Reagent |  | Class A
Thermo Fischer | Singapore | MD |  | Amyloid Stain, Modifier Mayer's Hematoxylin |  | Class A
Thermo Fischer | Singapore | MD |  | Mucicarmine Stock Solution |  | Class A
Thermo Fischer | Singapore | MD |  | Iron Stain, Potassium Ferrocyanide Solution |  | Class A
Thermo Fischer | Singapore | MD |  | Modified Grocott's Methenamine Silver, Period Acid Solution (1%) |  | Class A
Thermo Fischer | Singapore | MD |  | Gomori Trichrome, 1% Acetic Acid Solution |  | Class A
Thermo Fischer | Singapore | MD |  | Reticulin Silver, Ammonium Hydroxide Solution |  | Class A
Thermo Fischer | Singapore | MD |  | Reticulin Silver, Sodium Hydroxide Solution (3%) |  | Class A
Thermo Fischer | Singapore | MD |  | Gram Stain Kit (Film), Gram's Iodine Solution |  | Class A
Thermo Fischer | Singapore | MD |  | Shandon Gram Stain, Safranin O |  | Class A
Thermo Fischer | Singapore | MD |  | Gill 3 Hematoxylin |  | Class A
Thermo Fischer | Singapore | MD |  | Papanicolaou Stain, EA-36 |  | Class A
Thermo Fischer | Singapore | MD |  | Papanicolaou Stain, EA-50 |  | Class A
Thermo Fischer | Singapore | MD |  | Papanicolaou Stain, EA-65 |  | Class A
Thermo Fischer | Singapore | MD |  | Harris Hematoxylin, Non-acidified |  | Class A
Thermo Fischer | Singapore | MD |  | Shandon Bluing Reagent |  | Class A
Thermo Fischer | Singapore | MD |  | Mucicarmine Stain Kit |  | Class A
Thermo Fischer | Singapore | MD |  | Acid Fast Bacillus, Green Secondary Stain Kit |  | Class A
Thermo Fischer | Singapore | MD |  | Shandon Rapid-Chrome Kwik-Diff Staining Kit, 100-Slide Capacity |  | Class A
Thermo Fischer | Singapore | MD |  | Shandon Gram Stain Kit |  | Class A
Thermo Fischer | Singapore | MD |  | Shandon Periodic Acid Schiff Kit |  | Class A
Thermo Fischer | Singapore | MD |  | Nalgene Cryogenic Tubes, 1.2ml |  | Class A
Thermo Fischer | Singapore | MD |  | Nalgene Cryogenic Tubes, 5ml |  | Class A
Thermo Fischer | Singapore | MD |  | PrintMate Embedding Cassette, Blue |  | Class A
Thermo Fischer | Singapore | MD |  | PrintMate Embedding Cassette, Tan |  | Class A
Thermo Fischer | Singapore | MD |  | PrintMate Embedding Cassette, Beige |  | Class A
Thermo Fischer | Singapore | MD |  | Finntip 10ml, 1-10ml |  | Class A
Thermo Fischer | Singapore | MD |  | 3907 Thermo Scientific Stability Chamber |  | Class A
Thermo Fischer | Singapore | MD |  | Sorvall X1 Pro-MD, 120-240 V |  | Class A
Thermo Fischer | Singapore | IVD |  | NX50 Cryostat, OPHVD |  | Class A
Thermo Fischer | Singapore | MD |  | TX-750 4 × 750mL Swinging Bucket Rotor |  | Class A
Thermo Fischer | Singapore | MD |  | Section Transfer System for microtomes with bar guide-way |  | Class A
Thermo Fischer | Singapore | MD |  | Heratherm Advanced Protocol Security Microbiological Incubator, 66L |  | Class A
Thermo Fischer | Singapore | MD |  | Heratherm Advanced Protocol Security Microbiological Incubator, 104L |  | Class A
Thermo Fischer | Singapore | MD |  | Finnpipette Novus Electronics Single Channel Pipettes |  | Class A
Thermo Fischer | Singapore | MD |  | S1 Pipet Fillers |  | Class A
Thermo Fischer | Singapore | MD |  | Hemacytometer Cover Glass |  | Class A
Thermo Fischer | Singapore | MD |  | PrintMate Embedding Cassette with Lids, Yellow |  | Class A
Thermo Fischer | Singapore | MD |  | PrintMate Embedding Cassette with Lids, Pink |  | Class A
Thermo Fischer | Singapore | MD |  | PrintMate Embedding Cassette with Lids, Yellow |  | Class A
Thermo Fischer | Singapore | MD |  | PrintMate Slotted Cassette with Lids, Yellow |  | Class A
Thermo Fischer | Singapore | MD |  | PrintMate Slotted Cassette with Lids, Blue |  | Class A
Thermo Fischer | Singapore | MD |  | Thinline Slotted Cassette with Lids, Blue |  | Class A
Thermo Fischer | Singapore | MD |  | Slotted Cassette 2 with Lids, Blue |  | Class A
Thermo Fischer | Singapore | MD |  | Slotted Cassette 2 with Lids, Lavender |  | Class A
Thermo Fischer | Singapore | MD |  | Slotted Cassette 2 with Lids, Blue |  | Class A
Thermo Fischer | Singapore | MD |  | Slotted Cassette 2 with Lids, Pink |  | Class A
Thermo Fischer | Singapore | MD |  | Slotted Cassette 2 with Lids, Orange |  | Class A
Thermo Fischer | Singapore | MD |  | Tissue-Loc Slotted Cassette IV with Lids, Light Green |  | Class A
Thermo Fischer | Singapore | MD |  | Tissue-Loc Slotted Cassette IV with Lids, Tan |  | Class A
Thermo Fischer | Singapore | MD |  | Unilid Embedding Cassette, Lavender |  | Class A
Thermo Fischer | Singapore | MD |  | Unilid Embedding Cassette, Blue |  | Class A
Thermo Fischer | Singapore | MD |  | Unilid Embedding Cassette, Yellow |  | Class A
Thermo Fischer | Singapore | MD |  | PrintMate Biopsy Cassette with Lids, White |  | Class A
Thermo Fischer | Singapore | MD |  | PrintMate Biopsy Cassette with Lids, White |  | Class A
Thermo Fischer | Singapore | MD |  | Thinline Biopsy Cassette with Lids, Grey |  | Class A
Thermo Fischer | Singapore | MD |  | Biopsy Cassette 2 with Lids, Tan |  | Class A
Thermo Fischer | Singapore | MD |  | Biopsy Cassette 2 with Lids, Lavender |  | Class A
Thermo Fischer | Singapore | MD |  | Biopsy Cassette 2 with Lids, Pink |  | Class A
Thermo Fischer | Singapore | MD |  | Tissue-Loc Biopsy Cassette IV with Lids, Beige |  | Class A
Thermo Fischer | Singapore | MD |  | Tissue-Loc Biopsy Cassette IV with Lids, White |  | Class A
Thermo Fischer | Singapore | MD |  | Tissue-Loc Biopsy Cassette IV with Lids, Grey |  | Class A
Thermo Fischer | Singapore | MD |  | Unilid Biopsy Cassette, Blue |  | Class A
Thermo Fischer | Singapore | MD |  | Shandon Tissue Cassette I |  | Class A
Thermo Fischer | Singapore | MD |  | Shandon Biopsy Processing/Embedding Cassette II |  | Class A
Thermo Fischer | Singapore | MD |  | Shandon Embedding Cassettes II in Tube Packs |  | Class A
Thermo Fischer | Singapore | MD |  | Megafuge ST1 Plus-MD, 120-240 V |  | Class A
Thermo Fischer | Singapore | MD |  | Shandon Biopsy Processing/Embedding Cassette II in Tube Packs |  | Class A
Thermo Fischer | Singapore | MD |  | Shandon Microsette Biopsy Cassettes in Tubes |  | Class A
Thermo Fischer | Singapore | MD |  | Micromesh Biopsy Cassettes in Tube Packs |  | Class A
Thermo Fischer | Singapore | MD |  | Slimsette Biopsy Cassettes in Tube Packs |  | Class A
Thermo Fischer | Singapore | MD |  | Slimsette Biopsy Cassettes in Tube Packs |  | Class A
Thermo Fischer | Singapore | MD |  | HistoScreen Cassettes in Tube Packs |  | Class A
Thermo Fischer | Singapore | MD |  | HistoScreen Cassettes in Tube Packs |  | Class A
Thermo Fischer | Singapore | MD |  | Bio-Tite Specimen Container |  | Class A
Thermo Fischer | Singapore | MD |  | Shandon Nylon Biopsy Bag |  | Class A
Thermo Fischer | Singapore | MD |  | Cover Glass |  | Class A
Thermo Fischer | Singapore | MD |  | Heratherm General Protocol Microbiological Incubator, 117L |  | Class A
Thermo Fischer | Singapore | MD |  | Shandon ColorFrost Plus Slides |  | Class A
Thermo Fischer | Singapore | MD |  | Sorvall LYNX 4000 Superspeed Centrifuge |  | Class A
Thermo Fischer | Singapore | MD |  | Modified Wright Stain Pack |  | Class A
Thermo Fischer | Singapore | MD |  | Giemsa Stain |  | Class A
Thermo Fischer | Singapore | MD |  | Elastic Stain, Alcoholic Hematoxylin Solution |  | Class A
Thermo Fischer | Singapore | MD |  | Steiner-Steiner Silver, Silver Nitrate Solution #2 |  | Class A
Thermo Fischer | Singapore | MD |  | Shandon Gram Stain, Gram Crystal Violet Stain |  | Class A
Thermo Fischer | Singapore | MD |  | Eosin-Y Alcoholic |  | Class A
Thermo Fischer | Singapore | MD |  | Eosin-Y Alcoholic |  | Class A
Thermo Fischer | Singapore | MD |  | Eosin-Y with Phloxine |  | Class A
Thermo Fischer | Singapore | MD |  | Modified Harris Hematoxylin |  | Class A
Thermo Fischer | Singapore | MD |  | Differentiating Solution |  | Class A
Thermo Fischer | Singapore | MD |  | HERAfreeze -86°C Upright Freezer (HFU 686 Basic) |  | Class A
Thermo Fischer | Singapore | MD |  | Papanicolaou Stain, EA-65 |  | Class A
Thermo Fischer | Singapore | MD |  | Harris Hematoxylin, Acidified |  | Class A
Thermo Fischer | Singapore | MD |  | Shandon Gill 1 Hematoxylin |  | Class A
Thermo Fischer | Singapore | MD |  | Jewett Refrigerator with Solid Doors |  | Class A
Thermo Fischer | Singapore | MD |  | Shandon OG-6 Stain |  | Class A
Thermo Fischer | Singapore | MD |  | Jewett Pharmacy Refrigerator |  | Class A
Thermo Fischer | Singapore | MD |  | Mark-It Tissue Marking Dye, No Color, Application Sticks |  | Class A
Thermo Fischer | Singapore | MD |  | Revco Laboratory Freezer |  | Class A
Thermo Fischer | Singapore | MD |  | Revco CxF -86°C Ultra-Low Temperature Chest Freezer |  | Class A
Thermo Fischer | Singapore | MD |  | Forma 310 Direct Heat CO2 Incubator |  | Class A
Thermo Fischer | Singapore | MD |  | Forma Series II Water Jacket CO2 Incubator |  | Class A
Thermo Fischer | Singapore | IVD |  | Speci-Mix Test Tube Rocker |  | Class A
Thermo Fischer | Singapore | MD |  | Halstead's Hemostatic Mosquito Forceps |  | Class A
Thermo Fischer | Singapore | MD |  | Tissue-Loc Biopsy Cassette |  | Class A
Thermo Fischer | Singapore | MD |  | Thermo Scientific ART Barrier Specialty Pipette Tips |  | Class A
Thermo Fischer | Brazil | MD |  | CENTRIFUGA SORVALL LYNX | Centrifuga | II
Thermo Fischer | Brazil | MD |  | TCAutomation II | Instrumento para preparo e processamento de amostras  fase pré-analítica | I
Thermo Fischer | Brazil | IVD |  | TaqPath COVID-19, Flu A/B, RSV Combo kit, 1000 reações | PARÂMETROS COMBINADOS NO MESMO PRODUTO - CLASSE III | III
Thermo Fischer | Australia | IVD | CT943 | Instrument/analyser IVDs | Instrument/analyser IVDs | Class 1
Thermo Fischer | Brazil | MD |  | INCUBADORA MICROBIOLOGICA | Incubadora Meios de Cultura/Indicador Biologico | I
Thermo Fischer | Brazil | MD |  | INCUBADORA DE CO2 TRI GÁS | Incubadora Meios de Cultura/Indicador Biologico | I
Thermo Fischer | Brazil | MD |  | CONGELADOR DE ARMAZENAMENTO CRYO E CRYOPLUS | Refrigerador ou Freezer Laboratorial/Hospitalar | II
Thermo Fischer | Brazil | MD |  | ISE CALIBRADOR 1 | ELETRÓLITOS | II
Thermo Fischer | Brazil | MD |  | ISE CALIBRATOR 4 | ELETRÓLITOS | II
Thermo Fischer | Brazil | MD |  | ISE CALIBRADOR 2&3 KONELAB | ELETRÓLITOS | II
Thermo Fischer | Brazil | MD |  | Freezers Thermo Scientific TSX para Vacinas e Produtos Farmacêuticos | Refrigerador ou Freezer Laboratorial/Hospitalar | I
Thermo Fischer | Brazil | MD |  | Refrigeradores Thermo Scientific TSX para Vacinas e Produtos Farmacêuticos | Refrigerador ou Freezer Laboratorial/Hospitalar | I
Thermo Fischer | Brazil | MD |  | REFRIGERADOR OU FREEZER LABORATORIAL/HOSPITALAR | Refrigerador ou Freezer Laboratorial/Hospitalar | II
Thermo Fischer | Brazil | IVD |  | Centrífugas IVD Thermo Scientific | Instrumento para preparo e processamento de amostras  fase pré-analítica | I
Thermo Fischer | Brazil | MD |  | Tampão Série 3500Dx - familia | TAMPÕES, DILUENTES E DEMAIS SOLUÇÕES PARA ANÁLISE LABORATORIAL | I
Thermo Fischer | Canada | IVD |  | ALINITY C ETHANOL REAGENT KIT |  | 2
Thermo Fischer | Canada | IVD |  | ALINITY C AMIKACIN REAGENT KIT |  | 2
Thermo Fischer | Canada | IVD |  | ALINITY C TOBRAMYCIN ASSAY |  | 2
Thermo Fischer | Canada | IVD |  | ALINITY C PHENOBARBITAL REAGENT KIT |  | 2
Thermo Fischer | Canada | IVD |  | ALINITY C THEOPHYLLINE REAGENT KIT |  | 2
Thermo Fischer | Canada | IVD |  | ALINITY C TDM MULTICONSTITUENT CALIBRATOR KIT |  | 2
Thermo Fischer | Canada | IVD |  | ALINITY C VALPROIC ACID REAGENT KIT |  | 2
Thermo Fischer | Canada | IVD |  | ALINITY C VANCOMYCIN REAGENT KIT |  | 2
Thermo Fischer | Canada | IVD |  | ALINITY C GENTAMICIN REAGENT KIT |  | 2
Thermo Fischer | Canada | IVD |  | ALINITY C DIGOXIN REAGENT KIT |  | 2
Thermo Fischer | Canada | IVD |  | ALINITY C PHENYTOIN REAGENT KIT |  | 2
Thermo Fischer | Brazil | MD |  | FAMÍLIA DE ANALISADORES INDIKO | Instrumento para análise de bioquímica geral, hormônios, drogas ou proteínas | I
Thermo Fischer | Brazil | MD |  | Refrigeradores TSX de Alta Performance para Banco de Sangue e Plasma | Refrigerador ou Freezer Laboratorial/Hospitalar | II
Thermo Fischer | Brazil | MD |  | Freezers STP de Ultra Baixa Temperatura para Banco de Sangue e Plasma | Refrigerador ou Freezer Laboratorial/Hospitalar | II
Thermo Fischer | Brazil | MD |  | Freezers TSX de Alta Performance para Banco de Sangue e Plasma | Refrigerador ou Freezer Laboratorial/Hospitalar | II
Thermo Fischer | Brazil | MD |  | Apolipoprotein A1 | APOLIPOPROTEÍNA A-I | II
Thermo Fischer | Brazil | MD |  | Família CRP Plus | PROTEÍNA C REATIVA | II
Thermo Fischer | Brazil | MD |  | Complement C4 | COMPLEMENTO DE COMPONENTE C4 | II
Thermo Fischer | Brazil | MD |  | Complement C3 | COMPLEMENTO DE COMPONENTE C3/C3C | II
Thermo Fischer | Brazil | MD |  | Immunoglobulin M | IMUNOGLOBULINA M | II
Thermo Fischer | Brazil | MD |  | Immunoglobulin G | IMUNOGLOBULINA G | II
Thermo Fischer | Brazil | MD |  | Immunoglobulin A | IMUNOGLOBULINA A | II
Thermo Fischer | Brazil | MD |  | Família de Centrífugas para Banco de Sangue Thermo Scientific | Centrifuga para Sangue | II
Thermo Fischer | Brazil | IVD |  | enGen LABORATORY AUTOMATION SYSTEM - TCA | EQUIPAMENTO PARA PREPARO DE AMOSTRAS PARA DIAGNÓSTICO IN VITRO | I
Thermo Fischer | Brazil | MD |  | FREEZERS PARA ARMAZENAMENTO DE PLASMA | Refrigerador ou Freezer Laboratorial/Hospitalar | II
Thermo Fischer | Brazil | MD |  | CABINE DE FLUXO LAMINAR | Sistema de Fluxo Laminar | II
Thermo Fischer | Brazil | MD |  | REFRIGERADOR PARA ARMAZENAMENTO DE BOLSAS DE SANGUE | Refrigerador ou Freezer Laboratorial/Hospitalar | II
Thermo Fischer | Brazil | MD |  | LEITOR DE MICROPLACAS | Instrumento destinado a imunoensaios | I
Thermo Fischer | Brazil | MD |  | Washing Solution 4,5% | SOLUÇÃO PARA LIMPEZA DE EQUIPAMENTOS | I
Thermo Fischer | Brazil | MD |  | Rheumatoid Factors 2 (RF 2) | FATOR REUMATÓIDE | II
Thermo Fischer | Brazil | MD |  | Pyridoxal Phosphate | PARÂMETROS COMBINADOS NO MESMO PRODUTO - CLASSE II | II
Thermo Fischer | Brazil | MD |  | Gamma-GT (IFCC) | GAMA-GLUTAMIL TRANSPEPTIDASE (GGT) | II
Thermo Fischer | Brazil | MD |  | Phosphorus | FÓSFORO/FOSFATO INORGÂNICO | II
Thermo Fischer | Brazil | MD |  | Total Protein Plus | PROTEÍNA TOTAL | II
Thermo Fischer | Brazil | IVD |  | MagMAX  Kit de Isolamento de Ácido Nucléico Viral / Patógeno II (MVP II) | TAMPÕES, DILUENTES E DEMAIS SOLUÇÕES PARA ANÁLISE LABORATORIAL | I
Thermo Fischer | Brazil | MD |  | ANALISADOR BIOQUÍMICO WIENER LAB. CT | Instrumento para análise de bioquímica geral, hormônios, drogas ou proteínas | I
Thermo Fischer | Brazil | MD |  | Família AllType FastPlex | PRODUTOS PARA HISTOCOMPATIBILIDADE - HLA MOLECULAR - HLA SSP: ALTA RESOLUÇÃO | III
Thermo Fischer | Brazil | MD |  | Família sTfR (Soluble Transferrin Receptor) | TRANSFERRINA | II
Thermo Fischer | Brazil | MD |  | Cholinesterase | COLINESTERASE | II
Thermo Fischer | Brazil | MD |  | Bilirubin Total (DCA) | BILIRRUBINA | II
Thermo Fischer | Brazil | MD |  | SISTEMA DE ARMAZENAMENTO EM NITROGÊNIO LÍQUIDO | Refrigerador ou Freezer Laboratorial/Hospitalar | II
Thermo Fischer | Brazil | MD |  | Família de Freezers Thermo Scientific | Refrigerador ou Freezer Laboratorial/Hospitalar | II
Thermo Fischer | Brazil | MD |  | Família de Refrigeradores Thermo Scientific | Refrigerador ou Freezer Laboratorial/Hospitalar | II
Thermo Fischer | Brazil | MD |  | FREEZER DE CONGELAMENTO PROGRAMAVEL | Refrigerador ou Freezer Laboratorial/Hospitalar | II
Thermo Fischer | Brazil | MD |  | Família HbA1c Hemolyzing Liquids | SOLUÇÃO DE LISE PARA HEMATOLOGIA | I
Thermo Fischer | Brazil | MD |  | Specical | PARÂMETROS COMBINADOS NO MESMO PRODUTO - CLASSE II | II
Thermo Fischer | Brazil | MD |  | AST/GOT (IFCC) | TRANSAMINASE GLUTÂMICA OXALACÉTICA (TGO OU AST) | II
Thermo Fischer | Brazil | MD |  | LDL Cholesterol | LIPOPROTEÍNA DE BAIXA DENSIDADE (LDL) | II
Thermo Fischer | Brazil | MD |  | SHANDON CYTOSPIN 4 | Centrifuga | I
Thermo Fischer | Brazil | MD |  | Cabines de Segurança HERAsafe 2030i | Sistema de Fluxo Laminar | I
Thermo Fischer | Brazil | MD |  | Triglycerides | TRIGLICERÍDEO | II
Thermo Fischer | Canada | MD |  | INDIKO SYSTEM |  | 2
Thermo Fischer | Canada | MD |  | INDIKO PLUS |  | 2
Thermo Fischer | Canada | MD |  | CASCADION SM |  | 2
Thermo Fischer | Canada | MD |  | CASCADION SM SYSTEM |  | 3
Thermo Fischer | Brazil | MD |  | CryoMed Freezer de Taxa Controlada | Refrigerador ou Freezer Laboratorial/Hospitalar | II
Thermo Fischer | Brazil | MD |  | Alkaline Phosphatase (IFCC) Plus | FOSFATASE ALCALINA (FAL OU ALP) | II
Thermo Fischer | Brazil | MD |  | Apolipoprotein B | APOLIPOPROTEÍNA B | II
Thermo Fischer | Brazil | IVD |  | ADVIA CENTAUR ACID/BASE REAGENTS | TAMPÕES, DILUENTES E DEMAIS SOLUÇÕES PARA ANÁLISE LABORATORIAL | I
Thermo Fischer | Brazil | MD |  | Amylase (IFCC) | AMILASE | II
Thermo Fischer | Brazil | MD |  | Creatinine (Enzymatic) | CREATININA | II
Thermo Fischer | Brazil | MD |  | Albumin (BCG) | ALBUMINA | II
Thermo Fischer | Brazil | MD |  | Creatinine (Jaffé) | CREATININA | II
Thermo Fischer | Brazil | MD |  | Família Ferritin | FERRITINA | II
Thermo Fischer | Brazil | MD |  | Família de Refrigeradores Thermo Scientific | Refrigerador ou Freezer Laboratorial/Hospitalar | I
Thermo Fischer | Brazil | MD |  | Família de Centrífugas Ventiladas Thermo Scientific (Suzhou) | Centrifuga | I
Thermo Fischer | Brazil | MD |  | Família de Centrífugas de Alta Velocidade Thermo Scientific | Centrifuga | I
Thermo Fischer | Brazil | MD |  | Família de Centrífugas Refrigeradas Thermo Scientific | Centrifuga | I
Thermo Fischer | Brazil | MD |  | Família de Freezers Thermo Scientific | Refrigerador ou Freezer Laboratorial/Hospitalar | I
Thermo Fischer | Brazil | MD |  | Família de Centrífugas Ventiladas Thermo Scientific | Instrumento para preparo e processamento de amostras  fase pré-analítica | I
Thermo Fischer | Brazil | MD |  | HDL/LDL Calibrator | PARÂMETROS COMBINADOS NO MESMO PRODUTO - CLASSE II | II
Thermo Fischer | Brazil | MD |  | Lavadora de células Cell Washer CW3 | Instrumento para preparo e processamento de amostras  fase pré-analítica | I
Thermo Fischer | Brazil | MD |  | Li - Litio | LÍTIO | II
Thermo Fischer | Brazil | MD |  | FREEZERS -30ºC (BANCO DE SANGUE) - UFP | Refrigerador ou Freezer Laboratorial/Hospitalar | II
Thermo Fischer | Singapore | MD |  | Multipurpose Specimen Storage Container |  | Class A
Thermo Fischer | Singapore | MD |  | Nunc Non-Coded Cryobank Vial System, 5ml |  | Class A
Thermo Fischer | Singapore | MD |  | Nunc 2ml Internally-Threaded Universal Tubes 2D Barcoded in Rack |  | Class A
Thermo Fischer | Singapore | MD |  | Nunc 2ml Internally-Threaded Universal Tubes 2D Barcoded |  | Class A
Thermo Fischer | Singapore | MD |  | Nalgene Cryogenic Tubes, 1ml |  | Class A
Thermo Fischer | Singapore | MD |  | Nalgene Linear Barcoded Tubes, 1.2ml |  | Class A
Thermo Fischer | Singapore | MD |  | Nalgene Linear Barcoded Tubes, 1.5ml |  | Class A
Thermo Fischer | Singapore | MD |  | Nalgene General Long-Term Storage Cryogenic Tubes, 15ml |  | Class A
Thermo Fischer | Singapore | MD |  | Nalgene Cryogenic Tubes, 1.2ml |  | Class A
Thermo Fischer | Singapore | MD |  | Histoplast Paraffin, Histoplast Plus |  | Class A
Thermo Fischer | Singapore | MD |  | PrintMate Embedding Cassette, Light Green |  | Class A
Thermo Fischer | Singapore | MD |  | PrintMate Embedding Cassette, Orange |  | Class A
Thermo Fischer | Singapore | MD |  | PrintMate Embedding Cassette, Light Green |  | Class A
Thermo Fischer | Singapore | MD |  | PrintMate Embedding Cassette with Lids, Lavender |  | Class A
Thermo Fischer | Singapore | MD |  | PrintMate Embedding Cassette with Lids, Blue |  | Class A
Thermo Fischer | Singapore | MD |  | Metal Lids for Cassettes |  | Class A
Thermo Fischer | Singapore | MD |  | PrintMate Slotted Cassette with Lids, Pink |  | Class A
Thermo Fischer | Singapore | MD |  | PrintMate Slotted Cassette with Lids, White |  | Class A
Thermo Fischer | Singapore | MD |  | Thinline Slotted Cassette with Lids, Light Green |  | Class A
Thermo Fischer | Singapore | MD |  | Slotted Cassette 2 with Lids, Beige |  | Class A
Thermo Fischer | Singapore | MD |  | Slotted Cassette 2 with Lids, Light Green |  | Class A
Thermo Fischer | Singapore | MD |  | Slotted Cassette 2 with Lids, Lilac |  | Class A
Thermo Fischer | Singapore | MD |  | Tissue-Loc Slotted Cassette IV with Lids, Orange |  | Class A
Thermo Fischer | Singapore | MD |  | Tissue-Loc Slotted Cassette IV with Lids, Lilac |  | Class A
Thermo Fischer | Singapore | MD |  | Tissue-Loc Slotted Cassette IV with Lids, Blue |  | Class A
Thermo Fischer | Singapore | MD |  | Unilid Embedding Cassette, White |  | Class A
Thermo Fischer | Singapore | MD |  | Unilid Embedding Cassette, Orange |  | Class A
Thermo Fischer | Singapore | MD |  | PrintMate Biopsy Cassette with Lids, Pink |  | Class A
Thermo Fischer | Singapore | MD |  | Thinline Biopsy Cassette with Lids, Blue |  | Class A
Thermo Fischer | Singapore | MD |  | Biopsy Cassette 2 with Lids, White |  | Class A
Thermo Fischer | Singapore | MD |  | SAMCO TR PIPET 5 B/B SD BLB ST |  | Class A
Thermo Fischer | Singapore | MD |  | SAMCO STERILE APERATURE PIPET |  | Class A
Thermo Fischer | Singapore | MD |  | SAMCO TRANSFER PIPET GRAD ST |  | Class A
Thermo Fischer | Singapore | MD |  | SAMCO TR PIPET EXT FINE TIP ST |  | Class A
Thermo Fischer | Singapore | MD |  | SAMCO TR PIPET EXT FINE TIP ST |  | Class A
Thermo Fischer | Singapore | MD |  | SAMCO TR PIPET SEDI-PET NRW ST |  | Class A
Thermo Fischer | Singapore | MD |  | SAMCO ST LGE BULB NARROW STEM |  | Class A
Thermo Fischer | Singapore | MD |  | FISHERBRAND ELITE 100-1000UL |  | Class A
Thermo Fischer | Singapore | MD |  | Pacific Hemostasis Diluting Fluid (Barbital Buffered Saline) |  | Class A
Thermo Fischer | Singapore | MD |  | PrintMate Embedding Cassette with Lids, Green |  | Class A
Thermo Fischer | Singapore | MD |  | PrintMate Slotted Cassette with Lids, Green |  | Class A
Thermo Fischer | Singapore | MD |  | Slotted Cassette 2 with Lids, Green |  | Class A
Thermo Fischer | Singapore | MD |  | Unilid Embedding Cassette, Green |  | Class A
Thermo Fischer | Singapore | MD |  | Tissue-Loc Biopsy Cassette IV with Lids, Green |  | Class A
Thermo Fischer | Singapore | MD |  | PrintMate Slotted Cassettes with Lids, Yellow |  | Class A
Thermo Fischer | Singapore | MD |  | PrintMate Slotted Cassettes with Lids, Lavender |  | Class A
Thermo Fischer | Singapore | MD |  | PrintMate Slotted Cassettes with Lids, Pink |  | Class A
Thermo Fischer | Singapore | MD |  | Biopsy Cassette 2 with Lids, Grey |  | Class A
Thermo Fischer | Singapore | MD |  | Biopsy Cassette 2 with Lids, Beige |  | Class A
Thermo Fischer | Singapore | MD |  | Biopsy Cassette 2 with Lids, Orange |  | Class A
Thermo Fischer | Singapore | MD |  | Tissue-Loc Biopsy Cassette IV with Lids, Light Green |  | Class A
Thermo Fischer | Singapore | MD |  | Tissue-Loc Biopsy Cassette IV with Lids, Blue |  | Class A
Thermo Fischer | Singapore | MD |  | Tissue-Loc Biopsy Cassette IV with Lids, Tan |  | Class A
Thermo Fischer | Singapore | MD |  | Tissue-Loc Biopsy Cassette IV with Lids, Light Green |  | Class A
Thermo Fischer | Singapore | MD |  | Tissue-Loc Biopsy Cassette IV with Lids, Blue |  | Class A
Thermo Fischer | Singapore | MD |  | Tissue-Loc Biopsy Cassette IV with Lids, Yellow |  | Class A
Thermo Fischer | Singapore | MD |  | Unilid Biopsy Cassette, Beige |  | Class A
Thermo Fischer | Singapore | MD |  | Unilid Biopsy Cassette, Lavender |  | Class A
Thermo Fischer | Singapore | MD |  | HistoScreen Cassette with Lids, Grey |  | Class A
Thermo Fischer | Singapore | MD |  | HistoScreen Cassette with Lids, Light Green |  | Class A
Thermo Fischer | Singapore | MD |  | HistoScreen Cassette with Lids, Yellow |  | Class A
Thermo Fischer | Singapore | MD |  | HistoScreen Cassette with Lids, Orange |  | Class A
Thermo Fischer | Singapore | MD |  | HistoScreen Cassette with Lids, Tan |  | Class A
Thermo Fischer | Singapore | MD |  | HistoScreen Cassette with Lids, Lavender |  | Class A
Thermo Fischer | Singapore | MD |  | Fine Pore Cassette with Lids, Pink |  | Class A
Thermo Fischer | Singapore | MD |  | Fine Pore Cassette with Lids, Blue |  | Class A
Thermo Fischer | Singapore | MD |  | 10% Neutral Buffered Formalin |  | Class A
Thermo Fischer | Singapore | MD |  | 10% Neutral Buffered Formalin |  | Class A
Thermo Fischer | Singapore | MD |  | 95% Dehydrant |  | Class A
Thermo Fischer | Singapore | MD |  | 95% Dehydrant |  | Class A
Thermo Fischer | Singapore | IVD |  | NX50 Cryostat, OPH |  | Class A
Thermo Fischer | Singapore | IVD |  | NX50 Cryostat, OPHV |  | Class A
Thermo Fischer | Singapore | MD |  | HM355S |  | Class A
Thermo Fischer | Singapore | MD |  | HM355S with UCC and E Blade Holder |  | Class A
Thermo Fischer | Singapore | MD |  | HM355S with UCC and ER Blade Holder |  | Class A
Thermo Fischer | Singapore | MD |  | ART 1250μL Reach Barrier pipette tip Low Retention |  | Class A
Thermo Fischer | Singapore | MD |  | Fisherbrand™ Isotemp™ General Purpose Deluxe Water Baths |  | Class A
Thermo Fischer | Singapore | MD |  | Sample Cup, 2ml |  | Class A
Thermo Fischer | Singapore | MD |  | Finntip Flex Pipette Specific Tips, 200µL |  | Class A
Thermo Fischer | Singapore | MD |  | Revco™ RDE Series Ultra-Low Temperature -40ºC Freezers |  | Class A
Thermo Fischer | Singapore | MD |  | Richard-Allan Scientific™ Cover Glass |  | Class A
Thermo Fischer | Singapore | MD |  | x300 V CryoTube 4.5mL, Internal Thread, PP, Self-Standing, Sterile, w/writing area & PP cap, bulk |  | Class A
Thermo Fischer | Singapore | MD |  | Thermo Scientific™ Sorvall™ Legend™ Micro 17 Microcentrifuge |  | Class A
Thermo Fischer | Singapore | MD |  | CLINIConic Fixed Angle Rotor |  | Class A
Thermo Fischer | Singapore | MD |  | CW3 Cell Washer with 24-place rotor assembly with distributor |  | Class A
Thermo Fischer | Singapore | MD |  | CW3 Cell Washer with 12-place rotor assembly with distributor |  | Class A
Thermo Fischer | Singapore | MD |  | Sorvall ST1R Plus-MD, 220-230 V |  | Class A
Thermo Fischer | Singapore | MD |  | Medifuge Small Benchtop Centrifuge, 230V |  | Class A
Thermo Fischer | Singapore | MD |  | Finnpipette™ F2 Variable Volume Pipettes |  | Class A
Thermo Fischer | Singapore | MD |  | SAMCO TRANSFER PIPET ST |  | Class A
Thermo Fischer | Singapore | MD |  | Steri-Cult CO2 Incubator |  | Class A
Thermo Fischer | Singapore | MD |  | Precision Low Temperature BOD Refrigerated Incubator |  | Class A
Thermo Fischer | Singapore | MD |  | Midi CO2 Incubator |  | Class A
Thermo Fischer | Singapore | MD |  | MaxQ 4000 Incubated Shaker |  | Class A
Thermo Fischer | Singapore | MD |  | MaxQ 4000 Incubated Shaker |  | Class A
Thermo Fischer | Singapore | MD |  | MaxQ SHKE 8000 Stackable Incubated and Refrigerated Shaker |  | Class A
Thermo Fischer | Singapore | MD |  | MaxQ SHKE 8000 Stackable Incubated and Refrigerated Shaker |  | Class A
Thermo Fischer | Singapore | MD |  | Micro-Cassette |  | Class A
Thermo Fischer | Singapore | MD |  | Large Cassette |  | Class A
Thermo Fischer | Singapore | MD |  | Shandon Tissue Cassette I |  | Class A
Thermo Fischer | Singapore | MD |  | Shandon Biopsy Processing/Embedding Cassette II |  | Class A
Thermo Fischer | Singapore | MD |  | Shandon Biopsy Processing/Embedding Cassette II |  | Class A
Thermo Fischer | Singapore | MD |  | Shandon Biopsy Processing/Embedding Cassette II |  | Class A
Thermo Fischer | Singapore | MD |  | TissueLoc Tissue Cassettes IV in Tube Packs |  | Class A
Thermo Fischer | Singapore | MD |  | Shandon Embedding Cassettes II in Tube Packs |  | Class A
Thermo Fischer | Singapore | MD |  | Shandon Embedding Cassettes II in Tube Packs |  | Class A
Thermo Fischer | Singapore | MD |  | Shandon Biopsy Processing/Embedding Cassette II in Tube Packs |  | Class A
Thermo Fischer | Singapore | MD |  | Shandon Biopsy Processing/Embedding Cassette II in Tube Packs |  | Class A
Thermo Fischer | Singapore | MD |  | Shandon Biopsy Processing/Embedding Cassette II in Tube Packs |  | Class A
Thermo Fischer | Singapore | MD |  | Shandon Microsette Biopsy Cassettes in Tubes |  | Class A
Thermo Fischer | Singapore | MD |  | Shandon Microsette Biopsy Cassettes in Tubes |  | Class A
Thermo Fischer | Singapore | MD |  | Shandon Microsette Biopsy Cassettes |  | Class A
Thermo Fischer | Singapore | MD |  | Shandon Microsette Biopsy Cassettes |  | Class A
Thermo Fischer | Singapore | MD |  | Micromesh Biopsy Cassettes in Tube Packs |  | Class A
Thermo Fischer | Singapore | MD |  | Micromesh Biopsy Cassettes in Tube Packs |  | Class A
Thermo Fischer | Singapore | MD |  | Micromesh Loose Biopsy Cassettes |  | Class A
Thermo Fischer | Singapore | MD |  | Micromesh Loose Biopsy Cassettes |  | Class A
Thermo Fischer | Singapore | MD |  | Slimsette Embedding Cassettes in Tube Packs |  | Class A
Thermo Fischer | Singapore | MD |  | Tissue-Loc HistoScreen Cassette |  | Class A
Thermo Fischer | Singapore | MD |  | HistoScreen Cassettes in Tube Packs |  | Class A
Thermo Fischer | Singapore | MD |  | HistoScreen Cassettes in Tube Packs |  | Class A
Thermo Fischer | Singapore | MD |  | Bio-Tite Specimen Container |  | Class A
Thermo Fischer | Singapore | MD |  | Shandon Nylon Biopsy Bag |  | Class A
Thermo Fischer | Singapore | MD |  | Disposable Loops and Needles |  | Class A
Thermo Fischer | Singapore | MD |  | Shandon ColorFrost Plus Slides |  | Class A
Thermo Fischer | Singapore | MD |  | Shandon ColorFrost Plus Slides |  | Class A
Thermo Fischer | Singapore | MD |  | STP 120 Spin Tissue Processor |  | Class A
Thermo Fischer | Singapore | MD |  | Wright Stain |  | Class A
Thermo Fischer | Singapore | MD |  | Phosphate Buffer |  | Class A
Thermo Fischer | Singapore | MD |  | Signature Series Cyto-Stain |  | Class A
Thermo Fischer | Singapore | MD |  | Dry Powder Stains, Eosin-Y |  | Class A
Thermo Fischer | Singapore | MD |  | Dry Powder Stains, Wright Stain |  | Class A
Thermo Fischer | Singapore | MD |  | Mucicarmine, Tartrazine Stain Solution |  | Class A
Thermo Fischer | Singapore | MD |  | Iron Stain, Nuclear Red Thiazin Stain Solution |  | Class A
Thermo Fischer | Singapore | MD |  | Shandon Biopsy Processing/Embedding Cassette II in Tube Packs |  | Class A
Thermo Fischer | Singapore | MD |  | Shandon Microsette Biopsy Cassettes in Tubes |  | Class A
Thermo Fischer | Singapore | MD |  | Shandon Microsette Biopsy Cassettes in Tubes |  | Class A
Thermo Fischer | Singapore | MD |  | Micromesh Loose Biopsy Cassettes |  | Class A
Thermo Fischer | Singapore | MD |  | Micromesh Loose Biopsy Cassettes |  | Class A
Thermo Fischer | Singapore | MD |  | Unilid Embedding Cassette, Lilac |  | Class A
Thermo Fischer | Singapore | MD |  | PrintMate Biopsy Cassette with Lids, Lilac |  | Class A
Thermo Fischer | Singapore | MD |  | PrintMate Biopsy Cassette with Lids, Blue |  | Class A
Thermo Fischer | Singapore | MD |  | PrintMate Biopsy Cassette with Lids, Yellow |  | Class A
Thermo Fischer | Singapore | MD |  | Thinline Biopsy Cassette with Lids, White |  | Class A
Thermo Fischer | Singapore | MD |  | Biopsy Cassette 2 with Lids, Grey |  | Class A
Thermo Fischer | Singapore | MD |  | Biopsy Cassette 2 with Lids, Beige |  | Class A
Thermo Fischer | Singapore | MD |  | Biopsy Cassette 2 with Lids, Orange |  | Class A
Thermo Fischer | Singapore | MD |  | Tissue-Loc Biopsy Cassette IV with Lids, Pink |  | Class A
Thermo Fischer | Singapore | MD |  | Tissue-Loc Biopsy Cassette IV with Lids, Lavender |  | Class A
Thermo Fischer | Singapore | MD |  | Unilid Biopsy Cassette, Light Green |  | Class A
Thermo Fischer | Singapore | MD |  | HistoScreen Cassette with Lids, Beige |  | Class A
Thermo Fischer | Singapore | MD |  | HistoScreen Cassette with Lids, Grey |  | Class A
Thermo Fischer | Singapore | MD |  | Fine Pore Cassette with Lids, Beige |  | Class A
Thermo Fischer | Singapore | MD |  | Fine Pore Cassette with Lids, Grey |  | Class A
Thermo Fischer | Singapore | MD |  | Xylene |  | Class A
Thermo Fischer | Singapore | MD |  | HistoStar Instrument (Complete) |  | Class A
Thermo Fischer | Singapore | MD |  | Gold Seal Cover Glass |  | Class A
Thermo Fischer | Singapore | MD |  | Double Cytology Funnel with White Filter Cards |  | Class A
Thermo Fischer | Singapore | MD |  | CLINIConic Rotor Adapters |  | Class A
Thermo Fischer | Singapore | MD |  | Sorvall X4F Pro-MD, 208-240 V |  | Class A
Thermo Fischer | Singapore | MD |  | Heratherm Advanced Protocol Microbiological Incubator, 104L |  | Class A
Thermo Fischer | Singapore | MD |  | Heratherm Advanced Protocol Microbiological Incubator, 178L |  | Class A
Thermo Fischer | Singapore | MD |  | Heratherm Advanced Protocol Security Microbiological Incubator, 66L |  | Class A
Thermo Fischer | Singapore | MD |  | Sorvall LYNX 6000 Superspeed Centrifuge |  | Class A
Thermo Fischer | Singapore | MD |  | Finnpipette F2 Variable Volume Single Channel Pipettes |  | Class A
Thermo Fischer | Singapore | MD |  | Finnpipette F2 Variable Volume Single Channel Pipettes |  | Class A
Thermo Fischer | Singapore | MD |  | Finnpipette F2 Variable Volume Single Channel Pipettes |  | Class A
Thermo Fischer | Singapore | MD |  | Finnpipette F2 Multichannel Pipettes |  | Class A
Thermo Fischer | Singapore | MD |  | Finnpipette F2 Multichannel Pipettes |  | Class A
Thermo Fischer | Singapore | MD |  | Finnpipette F2 Multichannel Pipettes |  | Class A
Thermo Fischer | Singapore | MD |  | Finnpipette Novus Electronics Single Channel Pipettes |  | Class A
Thermo Fischer | Singapore | MD |  | Finnpipette Novus Electronics Single Channel Pipettes |  | Class A
Thermo Fischer | Singapore | MD |  | CryoStar NX70 |  | Class A
Thermo Fischer | Singapore | MD |  | Sorvall MTX 150 Micro-Ultracentrifuge |  | Class A
Thermo Fischer | Singapore | MD |  | Flammable-Materials Storage Refrigerator/Freezer |  | Class A
Thermo Fischer | Singapore | MD |  | Explosion-proof Refrigerator/Freezer |  | Class A
Thermo Fischer | Singapore | MD |  | HERAfreeze -86°C Chest Freezer (HFC 586 Top) |  | Class A
Thermo Fischer | Singapore | MD |  | HERAfreeze -86°C Chest Freezer (HFC 486 Basic) |  | Class A
Thermo Fischer | Singapore | MD |  | Forma 900 Series -86°C Upright Ultra-Low Temperature Freezer |  | Class A
Thermo Fischer | Singapore | MD |  | Revco DxF -40°C Upright Laboratory Freezer |  | Class A
Thermo Fischer | Singapore | MD |  | Revco ExF -86°C ULT Upright Freezer |  | Class A
Thermo Fischer | Singapore | MD |  | Jewett Refrigerator with Solid Doors |  | Class A
Thermo Fischer | Singapore | MD |  | Jewett Pharmacy Refrigerator |  | Class A
Thermo Fischer | Singapore | MD |  | Revco Blood Bank Refrigerator |  | Class A
Thermo Fischer | Singapore | MD |  | Revco Blood Bank Refrigerator |  | Class A
Thermo Fischer | Singapore | MD |  | Revco Chromatography Refrigerator |  | Class A
Thermo Fischer | Singapore | MD |  | Revco Chromatography Refrigerator |  | Class A
Thermo Fischer | Singapore | MD |  | Revco Pharmacy Refrigerator |  | Class A
Thermo Fischer | Singapore | MD |  | Revco Enzyme Freezer |  | Class A
Thermo Fischer | Singapore | MD |  | Revco Laboratory Freezer |  | Class A
Thermo Fischer | Singapore | MD |  | Revco Laboratory Freezer |  | Class A
Thermo Fischer | Singapore | MD |  | Revco Laboratory Freezer |  | Class A
Thermo Fischer | Singapore | MD |  | Revco -80°C Ultra-Low Temperature Benchtop Freezer |  | Class A
Thermo Fischer | Singapore | MD |  | Forma 310 Direct Heat CO2 Incubator |  | Class A
Thermo Fischer | Singapore | MD |  | Forma Series II Water Jacket CO2 Incubator |  | Class A
Thermo Fischer | Singapore | MD |  | Forma Series II Water Jacket CO2 Incubator |  | Class A
Thermo Fischer | Singapore | MD |  | Finntip 5ml, 0.5-5 ml |  | Class A
Thermo Fischer | Singapore | MD |  | Slimsette Embedding Cassettes in Tube Packs |  | Class A
Thermo Fischer | Singapore | MD |  | Tissue-Loc HistoScreen Cassette |  | Class A
Thermo Fischer | Singapore | MD |  | HistoScreen Cassettes in Tube Packs |  | Class A
Thermo Fischer | Singapore | MD |  | HistoScreen Cassettes in Tube Packs |  | Class A
Thermo Fischer | Singapore | MD |  | HistoScreen Cassettes in Tube Packs |  | Class A
Thermo Fischer | Singapore | MD |  | Modified Grocott's Methenamine Silver, Fast Green Stain Solution |  | Class A
Thermo Fischer | Singapore | MD |  | Modified Grocott's Methenamine Silver, Sodium Thiosulfate Solution |  | Class A
Thermo Fischer | Singapore | MD |  | Shandon Gram Stain, Gram's Iodine |  | Class A
Thermo Fischer | Singapore | MD |  | Shandon Gram Stain, Gram Decolorizing Solution |  | Class A
Thermo Fischer | Singapore | MD |  | CryoPlus Storage System |  | Class A
Thermo Fischer | Singapore | MD |  | Eosin-Y with Phloxine |  | Class A
Thermo Fischer | Singapore | MD |  | Gill 1 Hematoxylin |  | Class A
Thermo Fischer | Singapore | MD |  | Gill 3 Hematoxylin |  | Class A
Thermo Fischer | Singapore | MD |  | Papanicolaou Stain, Modified OG |  | Class A
Thermo Fischer | Singapore | MD |  | Harris Hematoxylin, Non-acidified |  | Class A
Thermo Fischer | Singapore | MD |  | Shandon EA-50 Stain |  | Class A
Thermo Fischer | Singapore | MD |  | Shandon Bluing Reagent |  | Class A
Thermo Fischer | Singapore | MD |  | Mark-It Tissue Marking Dye, Red |  | Class A
Thermo Fischer | Singapore | MD |  | Iron Stain Kit |  | Class A
Thermo Fischer | Singapore | MD |  | Periodic Acid-Schiff Kit |  | Class A
Thermo Fischer | Singapore | MD |  | Steiner-Steiner Silver Kit |  | Class A
Thermo Fischer | Singapore | MD |  | Alcian Blue/PAS Special Stain Kit |  | Class A
Thermo Fischer | Singapore | MD |  | Shandon Tissue-Marking Dye, Blue |  | Class A
Thermo Fischer | Singapore | MD |  | Shandon Tissue-Marking Dye, Red |  | Class A
Thermo Fischer | Singapore | MD |  | Shandon Tissue-Marking Dye, Green |  | Class A
Thermo Fischer | Singapore | MD |  | Tongue Depressor |  | Class A
Thermo Fischer | Singapore | MD |  | Superfrost Plus Microscope Slide |  | Class A
Thermo Fischer | Singapore | MD |  | Nunc Coded Cryobank Vial System, 5ml in Lock Rack |  | Class A
Thermo Fischer | Singapore | MD |  | Nunc Coded Cryobank Vial System, 5ml |  | Class A
Thermo Fischer | Singapore | MD |  | Nalgene Cryogenic Tubes, 2ml |  | Class A
Thermo Fischer | Singapore | MD |  | Press Overfit Caps (P.E.) |  | Class A
Thermo Fischer | Singapore | MD |  | PrintMate Embedding Cassette, Lilac |  | Class A
Thermo Fischer | Singapore | MD |  | PrintMate Embedding Cassette with Lids, White |  | Class A
Thermo Fischer | Singapore | MD |  | PrintMate Embedding Cassette with Lids, Lilac |  | Class A
Thermo Fischer | Singapore | MD |  | PrintMate Slotted Cassette with Lids, White |  | Class A
Thermo Fischer | Singapore | MD |  | PrintMate Slotted Cassette with Lids, Lilac |  | Class A
Thermo Fischer | Singapore | MD |  | PrintMate Slotted Cassette with Lids, Pink |  | Class A
Thermo Fischer | Singapore | MD |  | PrintMate Slotted Cassette with Lids, Orange |  | Class A
Thermo Fischer | Singapore | MD |  | Thinline Slotted Cassette with Lids, Grey |  | Class A
Thermo Fischer | Singapore | MD |  | Thinline Slotted Cassette with Lids, Beige |  | Class A
Thermo Fischer | Singapore | MD |  | Thinline Slotted Cassette with Lids, Pink |  | Class A
Thermo Fischer | Singapore | MD |  | Slotted Cassette 2 with Lids, White |  | Class A
Thermo Fischer | Singapore | MD |  | Tissue-Loc Slotted Cassette IV with Lids, Light Green |  | Class A
Thermo Fischer | Singapore | MD |  | Unilid Embedding Cassette, Tan |  | Class A
Thermo Fischer | Singapore | MD |  | Shandon ColorFrost Plus Slides |  | Class A
Thermo Fischer | Singapore | MD |  | STP 120 Spin Tissue Processor |  | Class A
Thermo Fischer | Singapore | MD |  | HM 340E Electronic Rotary Microtome |  | Class A
Thermo Fischer | Singapore | MD |  | Wright Stain |  | Class A
Thermo Fischer | Singapore | MD |  | Wright Stain |  | Class A
Thermo Fischer | Singapore | MD |  | Jenner Stain, Bottle |  | Class A
Thermo Fischer | Singapore | MD |  | Shandon Kwik-Diff Stains |  | Class A
Thermo Fischer | Singapore | MD |  | Shandon Wright-Giemsa Stain Kit |  | Class A
Thermo Fischer | Singapore | MD |  | Signature Series Eosin-Y |  | Class A
Thermo Fischer | Singapore | MD |  | Sterilin Standard 90mm Petri Dishes |  | Class A
Thermo Fischer | Singapore | MD |  | Comply™ Indicator Tape |  | Class A
Thermo Fischer | Singapore | MD |  | CW3 Cell Washer |  | Class A
Thermo Fischer | Singapore | MD |  | Multifuge X1R Pro-MD, 220-230 V |  | Class A
Thermo Fischer | Singapore | MD |  | Multifuge X4RF Pro-MD, 220-240V |  | Class A
Thermo Fischer | Singapore | MD |  | Sorvall Legend Micro 17 Centrifuge, Ventilated |  | Class A
Thermo Fischer | Singapore | MD |  | Heratherm General Protocol Microbiological Incubator, 75L |  | Class A
Thermo Fischer | Singapore | MD |  | Heratherm Advanced Protocol Microbiological Incubator, 66L |  | Class A
Thermo Fischer | Singapore | MD |  | Heratherm Advanced Protocol Microbiological Incubator, 104L |  | Class A
Thermo Fischer | Singapore | MD |  | Heratherm Advanced Protocol Microbiological Incubator, 178L |  | Class A
Thermo Fischer | Singapore | MD |  | Finnpipette F1 Variable Volume Single Channel Pipettes |  | Class A
Thermo Fischer | Singapore | MD |  | Finnpipette F1 Variable Volume Single Channel Pipettes |  | Class A
Thermo Fischer | Singapore | MD |  | Finnpipette F1 Variable Volume Single Channel Pipettes |  | Class A
Thermo Fischer | Singapore | MD |  | Finnpipette F1 Multichannel Pipettes |  | Class A
Thermo Fischer | Singapore | MD |  | Finnpipette F2 Multichannel Pipettes |  | Class A
Thermo Fischer | Singapore | MD |  | Finnpipette Novus Electronics Single Channel Pipettes |  | Class A
Thermo Fischer | Singapore | MD |  | S1 Pipet Fillers |  | Class A
Thermo Fischer | Singapore | MD |  | S1 Pipet Fillers |  | Class A
Thermo Fischer | Singapore | MD |  | S1 Pipet Fillers |  | Class A
Thermo Fischer | Singapore | MD |  | NERL Diluent 2/Sheath Fluid for Flow Cytometry |  | Class A
Thermo Fischer | Singapore | MD |  | HERAfreeze -86°C Chest Freezer (HFC 286 Basic) |  | Class A
Thermo Fischer | Singapore | MD |  | Forma 7000 Series -40°C Upright Laboratory Freezer |  | Class A
Thermo Fischer | Singapore | MD |  | Forma 8600 Series -86°C Ultra-Low Temperature Chest Freezer |  | Class A
Thermo Fischer | Singapore | MD |  | Forma 900 Series -86°C Upright Ultra-Low Temperature Freezer |  | Class A
Thermo Fischer | Singapore | MD |  | Forma 900 Series -86°C Upright Ultra-Low Temperature Freezer |  | Class A
Thermo Fischer | Singapore | MD |  | Forma 900 Series -86°C Upright Ultra-Low Temperature Freezer |  | Class A
Thermo Fischer | Singapore | MD |  | Jewett Refrigerator with Solid Doors |  | Class A
Thermo Fischer | Singapore | MD |  | Revco Laboratory Refrigerator with Solid Doors |  | Class A
Thermo Fischer | Singapore | MD |  | Revco Laboratory Refrigerator with Solid Doors |  | Class A
Thermo Fischer | Singapore | MD |  | Revco Plasma Freezer |  | Class A
Thermo Fischer | Singapore | MD |  | Revco CxF -86°C Ultra-Low Temperature Chest Freezer |  | Class A
Thermo Fischer | Singapore | MD |  | Forma 310 Direct Heat CO2 Incubator |  | Class A
Thermo Fischer | Singapore | MD |  | Steri-Cycle CO2 Incubator |  | Class A
Thermo Fischer | Singapore | MD |  | Forma Series II Water Jacket CO2 Incubator |  | Class A
Thermo Fischer | Singapore | MD |  | Heraeus BB15 Function Line CO2 Incubator |  | Class A
Thermo Fischer | Singapore | MD |  | MaxiMix Vortex Mixer |  | Class A
Thermo Fischer | Singapore | MD |  | Vari-Mix Platform Rocker |  | Class A
Thermo Fischer | Singapore | MD |  | MaxQ 3000 Open-Air Platform Shaker |  | Class A
Thermo Fischer | Singapore | MD |  | MaxQ 4000 Incubated and Refrigerated Shaker |  | Class A
Thermo Fischer | Singapore | MD |  | Super-Nuova Stirring Hot Plate |  | Class A
Thermo Fischer | Australia | MD | 15117 | Low-speed floor centrifuge, refrigerated | Low-speed floor centrifuge, refrigerated | Class IIa
Thermo Fischer | Australia | IVD | CT943 | Instrument/analyser IVDs | Instrument/analyser IVDs | Class 1
Thermo Fischer | Australia | IVD | CT945 | General laboratoryware IVDs | General laboratoryware IVDs | Class 1
Thermo Fischer | Australia | IVD | CT974 | Clinical chemistry-specific protein IVDs | Clinical chemistry-specific protein IVDs | Class 2
Thermo Fischer | Australia | IVD | CT833 | Clinical chemistry substrate IVDs | Clinical chemistry substrate IVDs | Class 2
Thermo Fischer | Australia | IVD | CT827 | Clinical chemistry enzyme IVDs | Clinical chemistry enzyme IVDs | Class 2
Thermo Fischer | Australia | IVD | CT836 | Clinical chemistry electrolyte IVDs | Clinical chemistry electrolyte IVDs | Class 2
Thermo Fischer | Australia | IVD | CT889 | Multiple clinical chemistry constituent IVDs | Multiple clinical chemistry constituent IVDs | Class 2
Thermo Fischer | EU | IVD | W0201010101 | INDIKO | CHEMISTRY ANALYSERS - LOW ROUTINE (Random access without ISE mode test/h <= 400) | Class A
Thermo Fischer | EU | IVD | W0201010185 | Cascadion™ SM Quick Connect Cartridge H | CHEMISTRY ANALYSERS - CONSUMABLES | Class A
Thermo Fischer | EU | IVD | W0201010101 | Cascadion™ SM Clinical Analyzer | CHEMISTRY ANALYSERS - LOW ROUTINE (Random access without ISE mode test/h <= 400) | Class A
Thermo Fischer | EU | IVD | W0201010185 | Cascadion™ SM Mixing Tip | CHEMISTRY ANALYSERS - CONSUMABLES | Class A
Thermo Fischer | EU | IVD | W0201010185 | Cascadion™ Mass Focus Solution | CHEMISTRY ANALYSERS - CONSUMABLES | Class A
Thermo Fischer | EU | IVD | W0201010185 | Cascadion™ SM Extraction Vessel | CHEMISTRY ANALYSERS - CONSUMABLES | Class A
Thermo Fischer | EU | IVD | W02060101 | Buffer, TCA | AUTOMATED SYSTEMS FOR THE MANAGEMENT OF PRE AND POST-ANALYSIS | Class A
Thermo Fischer | Singapore | MD |  | PERFRINGENS AGAR BASE(TSC/SFP) |  | Class A
Thermo Fischer | Singapore | MD |  | SELENITE F BROTH |  | Class A
Thermo Fischer | Singapore | MD |  | TRYPTONE SOYA BROTH + 1% TWEEN |  | Class A
Thermo Fischer | Singapore | MD |  | 0.1% PEPTONE SALINE |  | Class A
Thermo Fischer | Singapore | MD |  | THIOGLYCOLLATE MEDIUM (acc. to EP/USP) |  | Class A
Thermo Fischer | Singapore | MD |  | BRAIN HEART INFUSION AGAR |  | Class A
Thermo Fischer | Singapore | MD |  | BUFFERED PEPTONE WATER (ISO) x 2 STRENGTHS |  | Class A
Thermo Fischer | Singapore | MD |  | THIOSULPHATE RINGERS |  | Class A
Thermo Fischer | Singapore | MD |  | ONE BROTH - SALMONELLA |  | Class A
Thermo Fischer | Singapore | MD |  | BUFFERRED PEPTONE WATER ISO FORMULATION |  | Class A
Thermo Fischer | Singapore | MD |  | Cary-Blair w/Ind (15ml Vial) PK/12 |  | Class A
Thermo Fischer | Singapore | MD |  | Gram Safranin BTL/1gallon |  | Class A
Thermo Fischer | Singapore | MD |  | Sab Dex Agar,pH 5.6-500g each |  | Class A
Thermo Fischer | Singapore | MD |  | DEFIBRINATED SHEEP BLOOD (100ML) |  | Class A
Thermo Fischer | Singapore | MD |  | TGN BROTH (3ML) |  | Class A
Thermo Fischer | Singapore | MD |  | GRAYS BROTH 5ML (PK 20) |  | Class A
Thermo Fischer | Singapore | MD |  | Sensititre Cation Adjusted Autoread Mueller-Hinton Broth w/TES w/ Lysed Horse Blood |  | Class A
Thermo Fischer | Singapore | MD |  | Remel RPMI 1640 Agar w/ MOPS and 2% Glucose |  | Class A
Thermo Fischer | Singapore | MD |  | GRAM STAIN - GRAM DECOLORIZER |  | Class A
Thermo Fischer | Singapore | MD |  | GRAM STAIN - GRAM IODINE |  | Class A
Thermo Fischer | Singapore | MD |  | C. JEJUNI ATCC 29428 PK/5 |  | Class A
Thermo Fischer | Singapore | MD |  | C. GLABRATA ATCC MYA-2950 PK/5 |  | Class A
Thermo Fischer | Singapore | MD |  | I. ORIENTALIS ATCC 6258 PK/5 |  | Class A
Thermo Fischer | Singapore | MD |  | C. SEPTICUM ATCC 12464 PK/5 |  | Class A
Thermo Fischer | Singapore | MD |  | L. CASEI ATCC 393 PK/5 |  | Class A
Thermo Fischer | Singapore | MD |  | L. ACIDOPHILUS ATCC 314 PK/5 |  | Class A
Thermo Fischer | Singapore | MD |  | H. INFLUENZAE TYPE A ATCC 9006 PK/5 |  | Class A
Thermo Fischer | Singapore | MD |  | L. PNEUMOPHILA ATCC 33152 PK/5 |  | Class A
Thermo Fischer | Singapore | MD |  | S. EPIDERMIDIS ATCC 12228 PK/5 |  | Class A
Thermo Fischer | Singapore | MD |  | S. MUTANS ATCC 25175 PK/5 |  | Class A
Thermo Fischer | Singapore | MD |  | PEPTONE WATER 0.1% 50ML |  | Class A
Thermo Fischer | Singapore | IVD |  | MagMAX™ Viral/Pathogen Proteinase K |  | Class A
Thermo Fischer | Singapore | IVD |  | Megafuge ST4 Plus-MD |  | Class A
Thermo Fischer | Singapore | MD |  | PEPTONE WATER ALKALINE 1LT |  | Class A
Thermo Fischer | Singapore | MD |  | PHOSPHATE BUFFER SOULTION 100ML |  | Class A
Thermo Fischer | Singapore | MD |  | POTATO DEXTROSE SLOPE 6ML |  | Class A
Thermo Fischer | Singapore | MD |  | PSEUDOMONAS ISOLATION AGAR 500ML |  | Class A
Thermo Fischer | Singapore | MD |  | PYRAZINAMIDE AGAR 10ML |  | Class A
Thermo Fischer | Singapore | MD |  | R2A AGAR 100ML |  | Class A
Thermo Fischer | Singapore | MD |  | RPMI AGAR BASE 100ML |  | Class A
Thermo Fischer | Singapore | MD |  | SAB + ANTI + ACTI SLOPE 6ML |  | Class A
Thermo Fischer | Singapore | MD |  | SABOURAUD AGAR 100ML |  | Class A
Thermo Fischer | Singapore | MD |  | PEPTONE SPECIAL W/O SKIMMED MILK |  | Class A
Thermo Fischer | Singapore | MD |  | PROTEOSE PEPTONE 25 KILOS |  | Class A
Thermo Fischer | Singapore | MD |  | REFINED MALT EXTRACT 500GRAMS |  | Class A
Thermo Fischer | Singapore | MD |  | CASEIN HYDROLYSATE ACID KILOS |  | Class A
Thermo Fischer | Singapore | MD |  | FMV PEPTONE |  | Class A
Thermo Fischer | Singapore | MD |  | FMV PEPTONE (5KG) |  | Class A
Thermo Fischer | Singapore | MD |  | SELENITE BROTH |  | Class A
Thermo Fischer | Singapore | MD |  | DERMASEL SELECTIVE SUPPLEMENT (2LITRE) |  | Class A
Thermo Fischer | Singapore | MD |  | CAMPYLOBACTER SEL.SUPP.(BUTZLER)1X10VIAL |  | Class A
Thermo Fischer | Singapore | MD |  | VITOX SUPP+RECONSTITUTION FLUID 2X5VIALS |  | Class A
Thermo Fischer | Singapore | MD |  | 10/PK SS AGAR (SALM-SHIGELLA) |  | Class A
Thermo Fischer | Singapore | MD |  | 10/PK STREP A ISOLATION AGAR |  | Class A
Thermo Fischer | Singapore | MD |  | 10/PK CHOCOLATE AGAR BIPLATE |  | Class A
Thermo Fischer | Singapore | MD |  | 20/PK ACETATE DIFFERENTIAL AGR |  | Class A
Thermo Fischer | Singapore | MD |  | 20/PK AMIES TRANS w/CHARCOAL |  | Class A
Thermo Fischer | Singapore | MD |  | 100/CS BHI BROTH w/6.5% NaCl |  | Class A
Thermo Fischer | Singapore | MD |  | 100/CS CARY BLAIR TRANS MEDIUM |  | Class A
Thermo Fischer | Singapore | MD |  | 20/PK CASAMINO ACID 1% 0.5ml |  | Class A
Thermo Fischer | Singapore | MD |  | 100/CS COOKED MEAT GLUCVKHEM |  | Class A
Thermo Fischer | Singapore | MD |  | 20/PK CTA MEDIUM w/1% DEXTROSE |  | Class A
Thermo Fischer | Singapore | MD |  | PDA SLOPE 12ML |  | Class A
Thermo Fischer | Singapore | MD |  | PEPTONE SALT SOLUTION 500ML |  | Class A
Thermo Fischer | Singapore | MD |  | PEPTONE SALT SOLUTION 90ML |  | Class A
Thermo Fischer | Singapore | MD |  | PEPTONE WATER (0.1%) - 9.9ML |  | Class A
Thermo Fischer | Singapore | MD |  | PEPTONE WATER (0.1%) 500ML |  | Class A
Thermo Fischer | Singapore | MD |  | PEPTONE WATER (0.1%) 90ML |  | Class A
Thermo Fischer | Singapore | MD |  | PEPTONE WATER 9.9ML |  | Class A
Thermo Fischer | Singapore | MD |  | PSEUDOMONAS AGAR BASE 100ML |  | Class A
Thermo Fischer | Singapore | MD |  | R2A |  | Class A
Thermo Fischer | Singapore | MD |  | RV BROTH 10ML TALL TUBE (PACK 50) |  | Class A
Thermo Fischer | Singapore | MD |  | 100/CS EMB (LEVINE) AGAR |  | Class A
Thermo Fischer | Singapore | MD |  | 15/PK MACCONKEY AGAR |  | Class A
Thermo Fischer | Singapore | MD |  | 100/CS MACCONKEY AGAR |  | Class A
Thermo Fischer | Singapore | MD |  | 150/CS MACCONKEY AGAR |  | Class A
Thermo Fischer | Singapore | MD |  | 10/PK NUTRIENT AGAR |  | Class A
Thermo Fischer | Singapore | MD |  | 10/PK SAB DEX AGAR (pH 5.6) |  | Class A
Thermo Fischer | Singapore | MD |  | 10/PK TCBS AGAR |  | Class A
Thermo Fischer | Singapore | MD |  | 10/PK THAYER MARTIN MODIFIED |  | Class A
Thermo Fischer | Singapore | MD |  | 100/CS THAYER MARTIN MODIFIED |  | Class A
Thermo Fischer | Singapore | MD |  | 10/PK THERMONUCLEASE AGAR |  | Class A
Thermo Fischer | Singapore | MD |  | BAG CONNECTOR STAINLESS STEEL |  | Class A
Thermo Fischer | Singapore | MD |  | COLD FILTERABLE VPB IN BIOPROCESS CONTAINER |  | Class A
Thermo Fischer | Singapore | MD |  | COLD FILTERABLE VPB IN BIOPROCESS CONTAINER |  | Class A
Thermo Fischer | Singapore | MD |  | RINGERS SOLUTION TABLETS (100'S) |  | Class A
Thermo Fischer | Singapore | MD |  | NITROCEFIN 1GRAM |  | Class A
Thermo Fischer | Singapore | MD |  | NUTRIENT AGAR 5 KILOS |  | Class A
Thermo Fischer | Singapore | MD |  | NUTRIENT AGAR TABLETS (100'S) |  | Class A
Thermo Fischer | Singapore | MD |  | MAC-CONKEY AGAR 500GRAMS |  | Class A
Thermo Fischer | Singapore | MD |  | MACCONKEY AGAR 25KG |  | Class A
Thermo Fischer | Singapore | MD |  | LAB-LEMCO BROTH 25 KILOS |  | Class A
Thermo Fischer | Singapore | MD |  | YEAST EXTRACT AGAR 5 KG |  | Class A
Thermo Fischer | Singapore | MD |  | TETRATHIONATE BROTH BASE 500GRAMS |  | Class A
Thermo Fischer | Singapore | MD |  | DESOXYCHOLATE CITRATE AGAR 2.5KILOS |  | Class A
Thermo Fischer | Singapore | MD |  | SABOURAUD DEXTROSE AGAR |  | Class A
Thermo Fischer | Singapore | MD |  | ANDRADES PEPTONE WATER |  | Class A
Thermo Fischer | Singapore | MD |  | NUTRIENT BROTH NO 2 500GRAMS |  | Class A
Thermo Fischer | Singapore | MD |  | MANNITOL SALT AGAR(CHAPMAN MEDIUM)25KG |  | Class A
Thermo Fischer | Singapore | MD |  | SALT MEAT BROTH TABLETS (100S) |  | Class A
Thermo Fischer | Singapore | MD |  | S S AGAR 500GRAMS |  | Class A
Thermo Fischer | Singapore | MD |  | S S AGAR 5KILOS |  | Class A
Thermo Fischer | Singapore | MD |  | FRASER SUPPLEMENT 1 X 10 VIALS |  | Class A
Thermo Fischer | Singapore | MD |  | CEFIXIME TELLURITE SEL. SUP. |  | Class A
Thermo Fischer | Singapore | MD |  | MODIFIED CNA SELECTIVE SUPP. 1 X 10 |  | Class A
Thermo Fischer | Singapore | MD |  | VANCOMYCIN SUPPLEMENT |  | Class A
Thermo Fischer | Singapore | MD |  | VEGETABLE PEPTONE NO.1 500G |  | Class A
Thermo Fischer | Singapore | MD |  | MACCONKEY BROTH PURPLE + DURHAMS TUBES |  | Class A
Thermo Fischer | Singapore | MD |  | STERILE DISTILLED WATER |  | Class A
Thermo Fischer | Singapore | MD |  | STERILE DISTILLED WATER |  | Class A
Thermo Fischer | Singapore | MD |  | NUTRIENT AGAR |  | Class A
Thermo Fischer | Singapore | MD |  | VIOLET RED BILE GLUCOSE AGAR |  | Class A
Thermo Fischer | Singapore | MD |  | CHROMOGENIC UTI CLARITY AGAR |  | Class A
Thermo Fischer | Singapore | MD |  | 24 LEB BASE |  | Class A
Thermo Fischer | Singapore | MD |  | TRYPTONE SOYA BROTH (for Perth) |  | Class A
Thermo Fischer | Singapore | MD |  | NGM AGAR |  | Class A
Thermo Fischer | Singapore | MD |  | mFC WITH BCIG |  | Class A
Thermo Fischer | Singapore | MD |  | BRAIN HEART INFUSION |  | Class A
Thermo Fischer | Singapore | MD |  | DRY-BAGS HALF FRASER BROTH 5X20 LITRES |  | Class A
Thermo Fischer | Singapore | MD |  | NUT AGAR + TTC/MALT EXTRACT FLEXI-SLIDE |  | Class A
Thermo Fischer | Singapore | MD |  | PCA/MACCONKEY NO3(+GERMICIDE)FLEXI-SLIDE |  | Class A
Thermo Fischer | Singapore | MD |  | PCA + OGYE AGAR FLEXI DIPSLIDE |  | Class A
Thermo Fischer | Singapore | MD |  | TRYPTONE 5KG |  | Class A
Thermo Fischer | Singapore | MD |  | BACTERIOLOGICAL PEPTONE NO. 2 |  | Class A
Thermo Fischer | Singapore | MD |  | MYCOPLASMA SUPPLEMENT G 1 X 10 VIALS |  | Class A
Thermo Fischer | Singapore | MD |  | BORDETELLA SELECTIVE SUPP. |  | Class A
Thermo Fischer | Singapore | MD |  | BRUCELLA SELECTIVE SUPP.1 X 10 VIALS |  | Class A
Thermo Fischer | Singapore | MD |  | LCAT SELECTIVE SUPPLEMENT I |  | Class A
Thermo Fischer | Singapore | MD |  | LEGIONELLA BMPA SELECT.SUPP.1 X 500MLS |  | Class A
Thermo Fischer | Singapore | MD |  | BROAD SPECTRUM BETA-LACTAMASE MIX 1X10VL |  | Class A
Thermo Fischer | Singapore | MD |  | CCDA SELECTIVE SUPPLEMENT 9 LITRES |  | Class A
Thermo Fischer | Singapore | MD |  | NEOMYCIN SELECTIVE SUPP. 1 X 10 VIALS |  | Class A
Thermo Fischer | Singapore | MD |  | HALF FRASER SELECTIVE SUPP.1X10 VIALS |  | Class A
Thermo Fischer | Singapore | MD |  | S.P.R.I.N.T. RECOVERY SUPPLEMENT 1X10VIA |  | Class A
Thermo Fischer | Singapore | MD |  | BOLTON BROTH SELECTIVE SUPPLEMENT |  | Class A
Thermo Fischer | Singapore | MD |  | VCC SELECTIVE SUPPLEMENT |  | Class A
Thermo Fischer | Singapore | MD |  | SALMONELLA SELECTIVE SUPPLEMENT |  | Class A
Thermo Fischer | Singapore | MD |  | CYCLOHEXIMIDE 0.1% SOLUTION |  | Class A
Thermo Fischer | Singapore | MD |  | VCAT SELECTIVE SUPPLEMENT 9 LITRES |  | Class A
Thermo Fischer | Singapore | MD |  | VEGETABLE PEPTONE BROTH 500G |  | Class A
Thermo Fischer | Singapore | MD |  | COLD FILTERABLE VEGETABLE PEPTONE BROTH |  | Class A
Thermo Fischer | Singapore | MD |  | HBA/MACCONKEY + CV |  | Class A
Thermo Fischer | Singapore | MD |  | HBA/MACCONKEY NO SALT |  | Class A
Thermo Fischer | Singapore | MD |  | ISO SENSITEST + HB |  | Class A
Thermo Fischer | Singapore | MD |  | KOVACS REAGENT 100ML |  | Class A
Thermo Fischer | Singapore | MD |  | LACTOSE BROTH 1 LITRE |  | Class A
Thermo Fischer | Singapore | MD |  | LACTOSE BROTH 225ML |  | Class A
Thermo Fischer | Singapore | MD |  | LACTOSE TTC AGAR W/TERGITOL® 7 |  | Class A
Thermo Fischer | Singapore | MD |  | LAURYL TRYPTOSE S/S + D.TUBE 9ML |  | Class A
Thermo Fischer | Singapore | MD |  | LB + KANAMYCIN |  | Class A
Thermo Fischer | Singapore | MD |  | LJ + 5% SODIUM CHLORIDE SLOPE 6ML |  | Class A
Thermo Fischer | Singapore | MD |  | MACCONKEY + CV (No 2) |  | Class A
Thermo Fischer | Singapore | MD |  | Malt Extract Agar 100ml |  | Class A
Thermo Fischer | Singapore | MD |  | MALT EXTRACT AGAR 250ML |  | Class A
Thermo Fischer | Singapore | MD |  | MALT EXTRACT AGAR SLOPE 12ML |  | Class A
Thermo Fischer | Singapore | MD |  | M-GREEN YEAST & MOULD |  | Class A
Thermo Fischer | Singapore | MD |  | MLS AGAR (Membrane Lauryl Sulphate) |  | Class A
Thermo Fischer | Singapore | MD |  | NEW GRANADA SOLUTION A (10 PACK) |  | Class A
Thermo Fischer | Singapore | MD |  | PEPTONE SALT SOLUTION 9ML |  | Class A
Thermo Fischer | Singapore | MD |  | PEPTONE WATER (0.1%) - 9ML |  | Class A
Thermo Fischer | Singapore | MD |  | PEPTONE WATER 0.1% 9ML (TRAY 120) |  | Class A
Thermo Fischer | Singapore | MD |  | PEPTONE WATER 0.5% 250ML |  | Class A
Thermo Fischer | Singapore | MD |  | PLATE COUNT 250ML |  | Class A
Thermo Fischer | Singapore | MD |  | POLYMYXIN-VANCOMYCIN SOLN. 9 LITRE |  | Class A
Thermo Fischer | Singapore | MD |  | PSEUDOMONAS AGAR |  | Class A
Thermo Fischer | Singapore | MD |  | PTB BROTH 50ML (NOT FOR SALE) |  | Class A
Thermo Fischer | Singapore | MD |  | R2A 450ML |  | Class A
Thermo Fischer | Singapore | MD |  | R2A AGAR 250ML |  | Class A
Thermo Fischer | Singapore | MD |  | RINGERS SOLUTION 9ML (TRAY 120) |  | Class A
Thermo Fischer | Singapore | MD |  | SAB + 5% NACL SLOPE 6ML |  | Class A
Thermo Fischer | Singapore | MD |  | SALINE 2.5ML (PLASTIC) |  | Class A
Thermo Fischer | Singapore | MD |  | SALINE 5 LITRE UNSTERILE |  | Class A
Thermo Fischer | Singapore | MD |  | Salmonella H Broth 10ml 10 Pack |  | Class A
Thermo Fischer | Singapore | MD |  | SIM MEDIUM 5ML (PK 20) |  | Class A
Thermo Fischer | Singapore | MD |  | SIMMONS CITRATE |  | Class A
Thermo Fischer | Singapore | MD |  | SS/XLD |  | Class A
Thermo Fischer | Singapore | MD |  | TARTRATE TEST 2.5ML (PK 20) |  | Class A
Thermo Fischer | Singapore | MD |  | Tartrate Test 5mL 10 Pack |  | Class A
Thermo Fischer | Singapore | MD |  | TOTAL COUNT ET80 |  | Class A
Thermo Fischer | Singapore | MD |  | TOTAL COUNT ET80 + VANCOMYCIN |  | Class A
Thermo Fischer | Singapore | MD |  | TRICHOPHYTON-4 SLOPE 6ML |  | Class A
Thermo Fischer | Singapore | MD |  | TSA + LTHth 200ML |  | Class A
Thermo Fischer | Singapore | MD |  | TSB + LECITHIN + TWEEN 80 90ML |  | Class A
Thermo Fischer | Singapore | MD |  | TSB + TWEEN 80 30ML |  | Class A
Thermo Fischer | Singapore | MD |  | TSB + TWEEN80 80ML |  | Class A
Thermo Fischer | Singapore | MD |  | TSB 40ML |  | Class A
Thermo Fischer | Singapore | MD |  | TSB USP 400ML |  | Class A
Thermo Fischer | Singapore | MD |  | TSB USP 400ML |  | Class A
Thermo Fischer | Singapore | MD |  | TSB+TWEEN80(0.7%)+LECITHIN(0.1%) 90ML |  | Class A
Thermo Fischer | Singapore | MD |  | TSB+TWEEN80(7%)+LECITHIN(1%) 90ML |  | Class A
Thermo Fischer | Singapore | MD |  | TSC |  | Class A
Thermo Fischer | Singapore | MD |  | WATER PLATE COUNT AGAR |  | Class A
Thermo Fischer | Singapore | MD |  | WATER PLATE COUNT AGAR |  | Class A
Thermo Fischer | Singapore | MD |  | NEUTRALISING SOLUTION |  | Class A
Thermo Fischer | Singapore | MD |  | BUFFERED PEPTONE WATER |  | Class A
Thermo Fischer | Singapore | MD |  | THIOGLYCOLLATE MEDIUM (acc. to EP/USP) |  | Class A
Thermo Fischer | Singapore | MD |  | BUFFERED PEPTONE WATER |  | Class A
Thermo Fischer | Singapore | MD |  | BUFFERED PEPTONE WATER |  | Class A
Thermo Fischer | Singapore | MD |  | BUFFERED PEPTONE WATER (10 X 1000ML) |  | Class A
Thermo Fischer | Singapore | MD |  | PEPTONE WATER |  | Class A
Thermo Fischer | Singapore | MD |  | STERILE DISTILLED WATER |  | Class A
Thermo Fischer | Singapore | MD |  | NUTRIENT BROTH |  | Class A
Thermo Fischer | Singapore | MD |  | NUTRIENT BROTH |  | Class A
Thermo Fischer | Singapore | MD |  | NUTRIENT BROTH |  | Class A
Thermo Fischer | Singapore | MD |  | THIOGYLCOLLATE MEDIUM U.S.P (acc. to EP/USP) |  | Class A
Thermo Fischer | Singapore | MD |  | COOKED MEAT MEDIUM |  | Class A
Thermo Fischer | Singapore | MD |  | SABOURAUD LIQUID MEDIUM |  | Class A
Thermo Fischer | Singapore | MD |  | BPW (SPECIAL) + 1% TWEEN |  | Class A
Thermo Fischer | Singapore | MD |  | RINGERS SOLUTION 1/4 STRENGTH |  | Class A
Thermo Fischer | Singapore | MD |  | MAXIMUM RECOVERY DILUENT |  | Class A
Thermo Fischer | Singapore | MD |  | HALF FRASER BROTH |  | Class A
Thermo Fischer | Singapore | MD |  | TRYPTONE SOYA BROTH |  | Class A
Thermo Fischer | Singapore | MD |  | TRYPTONE SOYA BROTH |  | Class A
Thermo Fischer | Singapore | MD |  | BRAIN HEART INFUSION (1LITRE SIROP) |  | Class A
Thermo Fischer | Singapore | MD |  | TRYPTONE WATER |  | Class A
Thermo Fischer | Singapore | MD |  | TRYPTONE SOYA BROTH (X2STRENGTH) |  | Class A
Thermo Fischer | Singapore | MD |  | MALT EXTRACT AGAR |  | Class A
Thermo Fischer | Singapore | MD |  | VIOLET RED BILE AGAR |  | Class A
Thermo Fischer | Singapore | MD |  | TSB + 0.3% LECITHINE + 2% TWEEN |  | Class A
Thermo Fischer | Singapore | MD |  | LACTOSE BROTH |  | Class A
Thermo Fischer | Singapore | MD |  | PHOSPHATE BUFFERED SALINE (PIERCED CAP) |  | Class A
Thermo Fischer | Singapore | MD |  | LACTOSE BROTH |  | Class A
Thermo Fischer | Singapore | MD |  | TRYPTONE GLUCOSE EXTRACT AGAR DEEPS |  | Class A
Thermo Fischer | Singapore | MD |  | TRYPTONE SOYA BROTH (EP/USP) |  | Class A
Thermo Fischer | Singapore | MD |  | EE BROTH-MOSSEL (EP,USP,JP,BP) |  | Class A
Thermo Fischer | Singapore | MD |  | TRYPTONE SOYA BROTH+0.5%LECITHIN+4% TWEE |  | Class A
Thermo Fischer | Singapore | MD |  | MRS AGAR WITH SORBIC ACID pH 5.7 |  | Class A
Thermo Fischer | Singapore | MD |  | BUFFERED PEPTONE WATER ISO+1% TWEEN |  | Class A
Thermo Fischer | Singapore | MD |  | KAPRAL-MILLER BROTH |  | Class A
Thermo Fischer | Singapore | MD |  | ANAEROBIC BLOOD AGAR +NEOMYCIN |  | Class A
Thermo Fischer | Singapore | MD |  | G.C. SEL. AGAR + LYSED HORSE BL.+ LCAT |  | Class A
Thermo Fischer | Singapore | MD |  | GMP G.C. AGAR (LYSED) V.C.A.T. |  | Class A
Thermo Fischer | Singapore | MD |  | HAEMOPHILUS BLOOD AGAR |  | Class A
Thermo Fischer | Singapore | MD |  | BRAZIERS CLOSTRIDIUM DIFFICILE SELECTIVE AGAR |  | Class A
Thermo Fischer | Singapore | MD |  | TRIBUTYRIN AGAR 100ML |  | Class A
Thermo Fischer | Singapore | MD |  | ACTIDIONE AGAR |  | Class A
Thermo Fischer | Singapore | MD |  | HOYLES MEDIUM |  | Class A
Thermo Fischer | Singapore | MD |  | S.S. AGAR (MODIFIED) |  | Class A
Thermo Fischer | Singapore | MD |  | VIOLET RED BILE AGAR |  | Class A
Thermo Fischer | Singapore | MD |  | MANNITOL SALT AGAR + OXACILLIN |  | Class A
Thermo Fischer | Singapore | MD |  | COLUMBIA AGAR & 5 % SALT |  | Class A
Thermo Fischer | Singapore | MD |  | F.A.A. + NEOMYCIN |  | Class A
Thermo Fischer | Singapore | MD |  | ACTINOMYCES AGAR(W/O METRONIDAZOLE) |  | Class A
Thermo Fischer | Singapore | MD |  | SORB. MACCONKEY + CEFIXIME TELLURITE |  | Class A
Thermo Fischer | Singapore | MD |  | G.C. (VCT) LYSED |  | Class A
Thermo Fischer | Singapore | MD |  | CHROMOGENIC UTI MEDIUM |  | Class A
Thermo Fischer | Singapore | MD |  | BAIRD PARKER + CIPROFLOXACIN |  | Class A
Thermo Fischer | Singapore | MD |  | HARLEQUIN SALMONELLA ABC MEDIUM |  | Class A
Thermo Fischer | Singapore | MD |  | MYCOPLASMA G |  | Class A
Thermo Fischer | Singapore | MD |  | UBA+ACTIDIONE |  | Class A
Thermo Fischer | Singapore | MD |  | BRILLIANT GREEN AGAR (MODIFIED) |  | Class A
Thermo Fischer | Singapore | MD |  | B.CEPACIA |  | Class A
Thermo Fischer | Singapore | MD |  | VIOLET RED BILE GLUCOSE AGAR |  | Class A
Thermo Fischer | Singapore | MD |  | ROSE BENGAL CHLORAMPHENICOL AGAR |  | Class A
Thermo Fischer | Singapore | MD |  | PURIFIED WATER |  | Class A
Thermo Fischer | Singapore | MD |  | REINFORCED CLOSTRIDIAL AGAR 10X100ML |  | Class A
Thermo Fischer | Singapore | MD |  | 0.1% PEPTONE WATER |  | Class A
Thermo Fischer | Singapore | MD |  | PLATE COUNT AGAR (APHA) |  | Class A
Thermo Fischer | Singapore | MD |  | SABOURAUD DEXTROSE AGAR+ 1% TWEEN |  | Class A
Thermo Fischer | Singapore | MD |  | STERILE SALINE SOLUTION 0.9% |  | Class A
Thermo Fischer | Singapore | MD |  | ALKALINE PEPTONE WATER |  | Class A
Thermo Fischer | Singapore | MD |  | BILE AESCULIN AGAR SLOPE |  | Class A
Thermo Fischer | Singapore | MD |  | BACILLUS CEREUS (PEMBA) |  | Class A
Thermo Fischer | Singapore | MD |  | BHI - VITK + HAEMIN |  | Class A
Thermo Fischer | Singapore | MD |  | BHI 10ML - VACCINE CAP 10ML (TRAY 105) |  | Class A
Thermo Fischer | Singapore | MD |  | BHI ANAEROBIC |  | Class A
Thermo Fischer | Singapore | MD |  | BIOLOG BUA + BLOOD |  | Class A
Thermo Fischer | Singapore | MD |  | BIOLOG BUG + MALTOSE |  | Class A
Thermo Fischer | Singapore | MD |  | BRAIN HEART INFUSION 4ML (PK 20) |  | Class A
Thermo Fischer | Singapore | MD |  | BRILLIANCE E.COLI/COLIFORM SELECTIVE |  | Class A
Thermo Fischer | Singapore | MD |  | BRILLIANCE LISTERIA |  | Class A
Thermo Fischer | Singapore | MD |  | BRILLIANCE SALMONELLA |  | Class A
Thermo Fischer | Singapore | MD |  | BRILLIANCE UTI |  | Class A
Thermo Fischer | Singapore | MD |  | BRILLIANT GREEN BILE BROTH 10ML TRAY 120 |  | Class A
Thermo Fischer | Singapore | MD |  | BRUCELLA AGAR (USA) 17ML |  | Class A
Thermo Fischer | Singapore | MD |  | CHARCOAL AGAR PLAIN |  | Class A
Thermo Fischer | Singapore | MD |  | CHOCOLATE SENSITIVITY |  | Class A
Thermo Fischer | Singapore | MD |  | CHROMOGENIC MRD SCREEN AGAR |  | Class A
Thermo Fischer | Singapore | MD |  | CIN (Yersinia) |  | Class A
Thermo Fischer | Singapore | MD |  | CN/HBA |  | Class A
Thermo Fischer | Singapore | MD |  | COLUMBIA AGAR 100ML |  | Class A
Thermo Fischer | Singapore | MD |  | DCA |  | Class A
Thermo Fischer | Singapore | MD |  | DERMATOPHYTE TEST MEDIUM |  | Class A
Thermo Fischer | Singapore | MD |  | DFC |  | Class A
Thermo Fischer | Singapore | MD |  | DG18 75ML |  | Class A
Thermo Fischer | Singapore | MD |  | DORSET EGG SLOPE (TRAY 75) |  | Class A
Thermo Fischer | Singapore | MD |  | FRASER BROTH W/O FAC 10ML (PK 50) |  | Class A
Thermo Fischer | Singapore | MD |  | GC/HBA |  | Class A
Thermo Fischer | Singapore | MD |  | GLYCEROL BROTHS (100PK) |  | Class A
Thermo Fischer | Singapore | MD |  | GLYCINE-LYSINE AGAR 100ML |  | Class A
Thermo Fischer | Singapore | MD |  | HBA + GENT/ CHROM MDR SCREEN AGAR |  | Class A
Thermo Fischer | Singapore | MD |  | 20/PK OF MEDIUM 10% LACTOSE |  | Class A
Thermo Fischer | Singapore | MD |  | 20/PK PYR BROTH 0.5ml |  | Class A
Thermo Fischer | Singapore | MD |  | 20/PK RFA w/2% LACTOSE |  | Class A
Thermo Fischer | Singapore | MD |  | 100/CS SELENITE BROTH 9ml |  | Class A
Thermo Fischer | Singapore | MD |  | 20/PK SF BROTH 5ml |  | Class A
Thermo Fischer | Singapore | MD |  | 20/PK TODD HEWITT w/CNA (LIM) |  | Class A
Thermo Fischer | Singapore | MD |  | 20/PK TSB 1ml |  | Class A
Thermo Fischer | Singapore | MD |  | 20/PK TSB w/20% GLYCEROL 5ml |  | Class A
Thermo Fischer | Singapore | MD |  | 20/PK EUGONIC BROTH MODIFIED |  | Class A
Thermo Fischer | Singapore | MD |  | 20/PK TRIPLE SUGAR IRON (TSI) |  | Class A
Thermo Fischer | Singapore | MD |  | 20/PK FUJI MEDIUM |  | Class A
Thermo Fischer | Singapore | MD |  | 20/PK HAEMOPH TEST MEDIUM BR |  | Class A
Thermo Fischer | Singapore | MD |  | 100/CS BHI w/BLD CHLOR & GENT |  | Class A
Thermo Fischer | Singapore | MD |  | 20/PK HERROLDS w/MYCOBACTIN |  | Class A
Thermo Fischer | Singapore | MD |  | 20/PK LOWENSTEIN-JENSEN w/NaCl |  | Class A
Thermo Fischer | Singapore | MD |  | 20/PK LOWENSTEIN-JENSEN GRUFT |  | Class A
Thermo Fischer | Singapore | MD |  | 20/PK MIDDLEBROOK 7H10 AGAR |  | Class A
Thermo Fischer | Singapore | MD |  | 20/PK MYCOLOGICAL AGR-MYCOPHIL |  | Class A
Thermo Fischer | Singapore | MD |  | 20/PK TRICHOPHYTON AG #1 SLANT |  | Class A
Thermo Fischer | Singapore | MD |  | 20/PK ASCOSPORE AGAR 20ml DEEP |  | Class A
Thermo Fischer | Singapore | MD |  | 20/PK BIRDSEED AGAR 25ml DEEP |  | Class A
Thermo Fischer | Singapore | MD |  | 20/PK LAURYL TRYPT.BR w/MUG 2X |  | Class A
Thermo Fischer | Singapore | MD |  | 20/PK LOWENSTEIN-JENSEN SLANT |  | Class A
Thermo Fischer | Singapore | MD |  | 20/PK MB 7H9 w/TWEEN 80 5ml |  | Class A
Thermo Fischer | Singapore | MD |  | 100/CS PLATE COUNT 20ml DEEP |  | Class A
Thermo Fischer | Singapore | MD |  | 20/PK TINSDALE AGAR BASE DEEP |  | Class A
Thermo Fischer | Singapore | MD |  | 100/CS TRANSGROW w/CO2(TM IMP) |  | Class A
Thermo Fischer | Singapore | MD |  | 10/PK SP4 GLUCOSE AGAR 60 mm |  | Class A
Thermo Fischer | Singapore | MD |  | VITEK COLORIMETER STANDARD SET |  | Class A
Thermo Fischer | Singapore | MD |  | 10/PK SLIDE CULT - POTATO DEXT |  | Class A
Thermo Fischer | Singapore | MD |  | BAIRD PARKER AGAR |  | Class A
Thermo Fischer | Singapore | MD |  | BRILLIANCE E.COLI/COLIFORM AGAR |  | Class A
Thermo Fischer | Singapore | MD |  | BRILLIANT GREEN AGAR, MODIFIED |  | Class A
Thermo Fischer | Singapore | MD |  | CHOC II + 300MG/L BACITRACIN |  | Class A
Thermo Fischer | Singapore | MD |  | CHOCOLATE AGAR + HORSE BLOOD |  | Class A
Thermo Fischer | Singapore | MD |  | COLUMBIA SHEEP BLOOD AGAR + 3% AGAR |  | Class A
Thermo Fischer | Singapore | MD |  | DICHLORAN ROSE BENGAL CHROMPHE. AGAR |  | Class A
Thermo Fischer | Singapore | MD |  | MACCONKEY AGAR |  | Class A
Thermo Fischer | Singapore | MD |  | MACCONKEY AGAR NO.2 |  | Class A
Thermo Fischer | Singapore | MD |  | MACCONKEY AGAR NO.3 |  | Class A
Thermo Fischer | Singapore | MD |  | MANNITOL SALT AGAR + OXACILLIN |  | Class A
Thermo Fischer | Singapore | MD |  | MUELLER HINTON + 2% NACL |  | Class A
Thermo Fischer | Singapore | MD |  | SAB DEX (EMMONS)+CHLOR+GENTA(SPECIAL QC) |  | Class A
Thermo Fischer | Singapore | MD |  | CHROMAGAR VIBRIO AGAR |  | Class A
Thermo Fischer | Singapore | MD |  | LMG AGAR |  | Class A
Thermo Fischer | Singapore | MD |  | MYCOSEL AGAR (30ML) |  | Class A
Thermo Fischer | Singapore | MD |  | EOSIN METHYLENE BLUE AGAR (SPEC.QC) |  | Class A
Thermo Fischer | Singapore | MD |  | CHOC II / GC + LCAT |  | Class A
Thermo Fischer | Singapore | MD |  | COLUMBIA CNA SHEEP / CHOC II |  | Class A
Thermo Fischer | Singapore | MD |  | MAC SORBITOL/XLD |  | Class A
Thermo Fischer | Singapore | MD |  | UREA AGAR PLATE |  | Class A
Thermo Fischer | Singapore | MD |  | VCA SUPPLEMENT (FOR1L) |  | Class A
Thermo Fischer | Singapore | MD |  | VRBA |  | Class A
Thermo Fischer | Singapore | MD |  | XLD/BGA |  | Class A
Thermo Fischer | Singapore | MD |  | 10/PK ANAEROBIC (CDC) NEOMYCIN |  | Class A
Thermo Fischer | Singapore | MD |  | 10/PK ANA REDUCIBLE BLOOD AGAR |  | Class A
Thermo Fischer | Singapore | MD |  | 10/PK ANAEROBIC MEDIUM II |  | Class A
Thermo Fischer | Singapore | MD |  | 10/PK BHI w/6mcg VANCOMYCIN |  | Class A
Thermo Fischer | Singapore | MD |  | 150/CS BLOOD AGAR (TSA 5% SB) |  | Class A
Thermo Fischer | Singapore | MD |  | 10/PK HORSE BLOOD AGAR w/GCHI |  | Class A
Thermo Fischer | Singapore | MD |  | 10/PK BRUCELLA AGAR w/5% BLOOD |  | Class A
Thermo Fischer | Singapore | MD |  | 10/PK CHOCOLATE w/BACITRACIN |  | Class A
Thermo Fischer | Singapore | MD |  | 100/CS COLUMBIA CNA w/BLOOD |  | Class A
Thermo Fischer | Singapore | MD |  | 10/PK BCYE w/BTB BCP & PAV |  | Class A
Thermo Fischer | Singapore | MD |  | 10/PK BCYE w/PAV |  | Class A
Thermo Fischer | Singapore | MD |  | 10/PK GC AGAR BASE w/1% GCHI |  | Class A
Thermo Fischer | Singapore | MD |  | 10/PK MIDDLEBROOK 7H11 - 60mm |  | Class A
Thermo Fischer | Singapore | MD |  | 15/PK MIDDLEBRK 7H11-THIN POUR |  | Class A
Thermo Fischer | Singapore | MD |  | 10/PK MH w/1% HEM & 1% GCHI |  | Class A
Thermo Fischer | Singapore | MD |  | 10/PK SAB DEX EMMONS AGAR |  | Class A
Thermo Fischer | Singapore | MD |  | 10/PK STREP SELECTIVE AGAR |  | Class A
Thermo Fischer | Singapore | MD |  | BRILLIANT GREEN BILE BROTH + D/T |  | Class A
Thermo Fischer | Singapore | MD |  | MAXIMUM RECOVERY DILUENT(99ML+1.5ML TOL) |  | Class A
Thermo Fischer | Singapore | MD |  | MAXIMUM RECOVERY DILUENT |  | Class A
Thermo Fischer | Singapore | MD |  | TRYPTONE SOYA BROTH (acc. to EP/USP) |  | Class A
Thermo Fischer | Singapore | MD |  | TRYPTONE SOYA BROTH (acc. to EP/USP) |  | Class A
Thermo Fischer | Singapore | MD |  | SELENITE CYSTINE BROTH |  | Class A
Thermo Fischer | Singapore | MD |  | TRYPTONE SOYA BROTH (acc. to EP/USP) |  | Class A
Thermo Fischer | Singapore | MD |  | TRYPTONE SOYA BROTH (acc. to EP/USP) |  | Class A
Thermo Fischer | Singapore | MD |  | MACCONKEY BROTH PURPLE |  | Class A
Thermo Fischer | Singapore | MD |  | SABOURAUD DEXTROSE AGAR |  | Class A
Thermo Fischer | Singapore | MD |  | 10/PK THAYER MARTIN IMPROVED |  | Class A
Thermo Fischer | Singapore | MD |  | 10/PK TSA W/TW80 + LECITHIN |  | Class A
Thermo Fischer | Singapore | MD |  | 10/PK TRYPTIC SOY AGAR (TSA) |  | Class A
Thermo Fischer | Singapore | MD |  | 10/PK BLOOD/CHOCOLATE BIPLATE |  | Class A
Thermo Fischer | Singapore | MD |  | 10/PK SS AGAR/XLD AGAR BIPLATE |  | Class A
Thermo Fischer | Singapore | MD |  | 10/PK STREP A ISOLATION BIPLT |  | Class A
Thermo Fischer | Singapore | MD |  | 10/PK NOCARDIA QD-CA/XA/TY/ST |  | Class A
Thermo Fischer | Singapore | MD |  | 10/PK SYNERGY QUAD |  | Class A
Thermo Fischer | Singapore | MD |  | 40/CS MUELLER HINTON AGR 150mm |  | Class A
Thermo Fischer | Singapore | MD |  | 20/PK ANDRADES w/1% XYLOSE |  | Class A
Thermo Fischer | Singapore | MD |  | 20/PK BLOOD AGAR SLANT |  | Class A
Thermo Fischer | Singapore | MD |  | 20/PK COOKED MEAT w/VK & HEMIN |  | Class A
Thermo Fischer | Singapore | MD |  | 20/PK DECARB BROTH LYSINE 5ml |  | Class A
Thermo Fischer | Singapore | MD |  | 20/PK GELATIN BROTH 0.4% 5ml |  | Class A
Thermo Fischer | Singapore | MD |  | 20/PK GN BROTH 5ml |  | Class A
Thermo Fischer | Singapore | MD |  | 20/PK MOTILITY B MEDIUM w/TTC |  | Class A
Thermo Fischer | Singapore | MD |  | 20/PK NITRATE BROTH 5ml |  | Class A
Thermo Fischer | Singapore | MD |  | 20/PK NUTRIENT BROTH 5ml |  | Class A
Thermo Fischer | Singapore | MD |  | 20/PK OF MEDIUM 10% DEXTROSE |  | Class A
Thermo Fischer | Singapore | MD |  | CZAPEK DOX LIQUID MEDIUM (MODI500GRAMS |  | Class A
Thermo Fischer | Singapore | MD |  | TRYPTONE SOYA BROTH 5 KILOS |  | Class A
Thermo Fischer | Singapore | MD |  | POTATO DEXTROSE AGAR 500 G. |  | Class A
Thermo Fischer | Singapore | MD |  | TCBS/XLD |  | Class A
Thermo Fischer | Singapore | MD |  | SABOURAUD LIQUID MEDIUM 500G. |  | Class A
Thermo Fischer | Singapore | MD |  | TSA SHEEP/MANNITOL SALT + OXACILLIN |  | Class A
Thermo Fischer | Singapore | MD |  | DESOXYCHOLATE AGAR |  | Class A
Thermo Fischer | Singapore | MD |  | THIOGLYCOLLATE FLUID MEDIUM ( 25 KILOS) |  | Class A
Thermo Fischer | Singapore | MD |  | TODD HEWITT BROTH 5 KILO |  | Class A
Thermo Fischer | Singapore | MD |  | CHINA BLUE LACTOSE AGAR 500GRAMS |  | Class A
Thermo Fischer | Singapore | MD |  | WORT AGAR 500GRAMS |  | Class A
Thermo Fischer | Singapore | MD |  | DIAGNOSTIC SENSITIV TEST AGAR 500GRAMS |  | Class A
Thermo Fischer | Singapore | MD |  | DIAGNOSTIC SENSITIV TEST AGAR 25 KILOS |  | Class A
Thermo Fischer | Singapore | MD |  | CORNMEAL T80 AGAR (100ML) |  | Class A
Thermo Fischer | Singapore | MD |  | BAIRD PARKER MEDIUM 500 G. |  | Class A
Thermo Fischer | Singapore | MD |  | EE BROTH (250ML) |  | Class A
Thermo Fischer | Singapore | MD |  | CLSN MED DITHIONITE THIOGLY (H5KILOS |  | Class A
Thermo Fischer | Singapore | MD |  | KLIGLER IRON AGAR (5ML) |  | Class A
Thermo Fischer | Singapore | MD |  | M.R.S AGAR 2.5KG |  | Class A
Thermo Fischer | Singapore | MD |  | G C AGAR BASE 5 KILOS |  | Class A
Thermo Fischer | Singapore | MD |  | LACTOSE BROTH (90ML) |  | Class A
Thermo Fischer | Singapore | MD |  | SCHAEDLER AGAR 500GRAMS |  | Class A
Thermo Fischer | Singapore | MD |  | LAURYL TRYPTOSE BROTH 5KILOS |  | Class A
Thermo Fischer | Singapore | MD |  | MOELLER DECARBOXYLASE 2% ORNITHINE (5ML) |  | Class A
Thermo Fischer | Singapore | MD |  | NUTRIENT AGAR (250ML) |  | Class A
Thermo Fischer | Singapore | MD |  | NITRATE BROTH (3ML) + DURHAM TUBE |  | Class A
Thermo Fischer | Singapore | MD |  | NITRATE BROTH (5ML) + DURHAM TUBE |  | Class A
Thermo Fischer | Singapore | MD |  | NITRATE BROTH (5ML) |  | Class A
Thermo Fischer | Singapore | MD |  | 0.1% PEPTONE WATER (250ML) |  | Class A
Thermo Fischer | Singapore | MD |  | ALKALINE PEPTONE WATER (10ML) |  | Class A
Thermo Fischer | Singapore | MD |  | PEPTONE DILUENT (9ML IN 30ML VIAL) |  | Class A
Thermo Fischer | Singapore | MD |  | SAB DEX AGAR SLANT(12ML IN 30ML VIAL) |  | Class A
Thermo Fischer | Singapore | MD |  | SELENITE CYSTINE BROTH (90ML) |  | Class A
Thermo Fischer | Singapore | MD |  | TGN BROTH (5ML) |  | Class A
Thermo Fischer | Singapore | MD |  | TRYPTONE SOYA BROTH +15% GLYCEROL(5ML) |  | Class A
Thermo Fischer | Singapore | MD |  | XLD AGAR (250ML) |  | Class A
Thermo Fischer | Singapore | MD |  | PERFRINGENS AGAR BASE (TSC/SFP) |  | Class A
Thermo Fischer | Singapore | MD |  | SAB DEX AGAR (EMMONS) + DEXT.(250ML) |  | Class A
Thermo Fischer | Singapore | MD |  | WILKINS CHALGREN ANAEROBE AGAR500GRAMS |  | Class A
Thermo Fischer | Singapore | MD |  | DULCITOL BROTH (5ML) |  | Class A
Thermo Fischer | Singapore | MD |  | RAPPAPORT VASSILIADIS(RV)ENRICH BROTH |  | Class A
Thermo Fischer | Singapore | MD |  | NACL + 1% TWEEN 80 (1L) |  | Class A
Thermo Fischer | Singapore | MD |  | E.C. BROTH 500G |  | Class A
Thermo Fischer | Singapore | MD |  | SABOURAUD DEXTROSE AGAR |  | Class A
Thermo Fischer | Singapore | MD |  | AZIDE DEXTROSE BROTH (ROTHE) 500GRAMS |  | Class A
Thermo Fischer | Singapore | MD |  | BCP AGAR 500GRAMS |  | Class A
Thermo Fischer | Singapore | MD |  | BRYANT AND BURKEY BROTH WITH RESAZURIN |  | Class A
Thermo Fischer | Singapore | MD |  | MODIFIED LYSINE IRON AGAR 500GRAMS |  | Class A
Thermo Fischer | Singapore | MD |  | TBX MEDIUM 100GRAMS |  | Class A
Thermo Fischer | Singapore | MD |  | MODIFIED BUFFERED PEPTONE WATER 25kg |  | Class A
Thermo Fischer | Singapore | MD |  | MacCONKEY BROTH |  | Class A
Thermo Fischer | Singapore | MD |  | 0.1% PEPTONE WATER + 0.85% NaCl |  | Class A
Thermo Fischer | Singapore | MD |  | SAB DEX W/50MG/L CHLORAM (250ML) |  | Class A
Thermo Fischer | Singapore | MD |  | MILK PLATE COUNT AGAR |  | Class A
Thermo Fischer | Singapore | MD |  | LOWENSTEIN JENSEN MEDIUM |  | Class A
Thermo Fischer | Singapore | MD |  | OGYE AGAR BASE |  | Class A
Thermo Fischer | Singapore | MD |  | Cation Adjusted Mueller-Hinton Broth + Lysed Horse Blood |  | Class A
Thermo Fischer | Singapore | MD |  | NEUTRALISING SOLUTION |  | Class A
Thermo Fischer | Singapore | MD |  | YeastOne Broth |  | Class A
Thermo Fischer | Singapore | MD |  | 0.1% PEPTONE SALINE |  | Class A
Thermo Fischer | Singapore | MD |  | TRYPTONE SOYA BROTH (X2STRENGTH) |  | Class A
Thermo Fischer | Singapore | MD |  | 0.1% PEPTONE WATER |  | Class A
Thermo Fischer | Singapore | MD |  | HAEMOGLOBIN POWDER SOLUBLE 500g |  | Class A
Thermo Fischer | Singapore | MD |  | TSA+TWEEN+LECITHIN IRRADX3 WRAP C/PL |  | Class A
Thermo Fischer | Singapore | MD |  | Potassium Hydroxide (KOH) 10% BTL/25ml |  | Class A
Thermo Fischer | Singapore | MD |  | Methyl Red Reagent BTL/25ml |  | Class A
Thermo Fischer | Singapore | MD |  | MEAT BROTH BASE 25KG |  | Class A
Thermo Fischer | Singapore | MD |  | SORBITOL MACCONKEY AGAR WITH BCIG 100G |  | Class A
Thermo Fischer | Singapore | MD |  | MODIFIED TRYPTONE SOYA BROTH 500GRAMS |  | Class A
Thermo Fischer | Singapore | MD |  | SALMONELLA CHROMOGENIC AGAR 100 GRMS |  | Class A
Thermo Fischer | Singapore | MD |  | LISTERIA CHROMOGENIC AGAR 500g |  | Class A
Thermo Fischer | Singapore | MD |  | SHIGELLA BROTH |  | Class A
Thermo Fischer | Singapore | MD |  | DEMI-FRASER BROTH(W/O FERRIC AMMON CITR) |  | Class A
Thermo Fischer | Singapore | MD |  | UVM 1 BROTH (COMPLETE) |  | Class A
Thermo Fischer | Singapore | MD |  | COLD FILTERABLE TRYPTONE SOYA BROTH 5KILOS |  | Class A
Thermo Fischer | Singapore | MD |  | CHROMOGENIC LISTERIA AGAR BASE |  | Class A
Thermo Fischer | Singapore | MD |  | TSB for GAMMA IRRADIATION PM SITES |  | Class A
Thermo Fischer | Singapore | MD |  | MODIFIED LAURYL SULPHATE TRYPTOSE BROTH |  | Class A
Thermo Fischer | Singapore | MD |  | DRY-BAGS BUFFERED PEPTONE WATER |  | Class A
Thermo Fischer | Singapore | MD |  | DRY BAGS BPW W/O FILTER 10X20L |  | Class A
Thermo Fischer | Singapore | MD |  | DRY BAGS BPW (ISO) W/O FILTER 10X20L |  | Class A
Thermo Fischer | Singapore | MD |  | PCA/VRBGA (+GERMICIDE) FLEXI-SLIDE |  | Class A
Thermo Fischer | Singapore | MD |  | LAB-LEMCO POWDER (BEEF EXTRACT) 2.5 KG |  | Class A
Thermo Fischer | Singapore | MD |  | TRYPTONE (10KG) |  | Class A
Thermo Fischer | Singapore | MD |  | TRYPTONE T 500GRAMS |  | Class A
Thermo Fischer | Singapore | MD |  | PEPTONE P 500GRAMS |  | Class A
Thermo Fischer | Singapore | MD |  | PEPTONE SPECIAL 25 KILOS |  | Class A
Thermo Fischer | Singapore | MD |  | PROTEOSE PEPTONE 5KILOS |  | Class A
Thermo Fischer | Singapore | MD |  | POTATO EXTRACT 500G |  | Class A
Thermo Fischer | Singapore | MD |  | AGAR NO.5 TECHNICAL GRADE 5KILOS |  | Class A
Thermo Fischer | Singapore | MD |  | SPECIAL PEPTONE NO 2 5 KILOS |  | Class A
Thermo Fischer | Singapore | MD |  | TRYPTONE SYRUP 25 KILOS |  | Class A
Thermo Fischer | Singapore | MD |  | TRYPTONE X |  | Class A
Thermo Fischer | Singapore | MD |  | TRYPTONE X |  | Class A
Thermo Fischer | Singapore | MD |  | BLOOD AGAR BASE NO. 2 (22 X 9L OR 360G) |  | Class A
Thermo Fischer | Singapore | MD |  | LACTIC ACID 10% |  | Class A
Thermo Fischer | Singapore | MD |  | POTASSIUM TELLURITE 3.5% |  | Class A
Thermo Fischer | Singapore | MD |  | MYCOPLASMA SUPPLEMENT P 1 X 10 VIALS |  | Class A
Thermo Fischer | Singapore | MD |  | STAPH/STREP SELECTIVE SUPPLEMENT 9 LITRE |  | Class A
Thermo Fischer | Singapore | MD |  | CHLORAMPHENICOL SEL.SUPP.1 X 10 VIALS |  | Class A
Thermo Fischer | Singapore | MD |  | CHLORAMPHENICOL SEL. SUP.LG |  | Class A
Thermo Fischer | Singapore | MD |  | V.C.A.T. SELECTIVE SUPPLEMENT 1X10 VIALS |  | Class A
Thermo Fischer | Singapore | MD |  | YEAST AUTOLYSATE SUPPLEMENT 1 X 10 VIALS |  | Class A
Thermo Fischer | Singapore | MD |  | N-S ANAEROBE SELECTIVE SUPP.1 X 10 VIALS |  | Class A
Thermo Fischer | Singapore | MD |  | LEGIONELLA BCYE GROWTH SUPP. |  | Class A
Thermo Fischer | Singapore | MD |  | LISTERIA SELECT.SUPP.(OXFORD)10X2.5LTS |  | Class A
Thermo Fischer | Singapore | MD |  | LISTERIA SEL. SUP.(OXFORD)1X10VIALS |  | Class A
Thermo Fischer | Singapore | MD |  | LISTERIA PRIMARY ENRICH.UPP.(UVMI)1X10V |  | Class A
Thermo Fischer | Singapore | MD |  | CT SELECTIVE SUPPLEMENT 9 LITRES |  | Class A
Thermo Fischer | Singapore | MD |  | C.A.T. SELECTIVE SUPPLEMENT 1 X 10 VIALS |  | Class A
Thermo Fischer | Singapore | MD |  | MODIFIED CNA SELECTIVE SUP. I |  | Class A
Thermo Fischer | Singapore | MD |  | M-CP SELECTIVE SUPPLEMENT |  | Class A
Thermo Fischer | Singapore | MD |  | ORSAB SELECTIVE SUPPLEMENT |  | Class A
Thermo Fischer | Singapore | MD |  | T.T.C.SOLUTION 5% |  | Class A
Thermo Fischer | Singapore | MD |  | CEFSULODIN SUPPLEMENT (1 LITRE) |  | Class A
Thermo Fischer | Singapore | MD |  | BAX L. MONO PRIMARY ENRICHMENT SUPPL. |  | Class A
Thermo Fischer | Singapore | MD |  | BactiDrop Lactophenol Aniline Blue PK/50 |  | Class A
Thermo Fischer | Singapore | MD |  | SAF Fixative (15ml Vial) PK/120 |  | Class A
Thermo Fischer | Singapore | MD |  | RIM E. coli O157:H7 Latex 50TST/KT |  | Class A
Thermo Fischer | Singapore | MD |  | Trichrome Stain,Wheatley BTL/250ml |  | Class A
Thermo Fischer | Singapore | MD |  | Gram Iodine Gallon |  | Class A
Thermo Fischer | Singapore | MD |  | TB Kinyoun AFB Stain Kit |  | Class A
Thermo Fischer | Singapore | MD |  | Gram Stain QC Slide PK/45 |  | Class A
Thermo Fischer | Singapore | MD |  | DEFIBRINATED SHEEP BLOOD (25ML) |  | Class A
Thermo Fischer | Singapore | MD |  | GRAM STAIN - GRAM CRYSTAL VIOLET |  | Class A
Thermo Fischer | Singapore | MD |  | Thermo Scientific™ Remel Phenol Red Broth w/1% Adonitol |  | Class A
Thermo Fischer | Singapore | MD |  | Remel Trichrome Quick Stain Kit |  | Class A
Thermo Fischer | Singapore | MD |  | SABHI Agar (26ml) 10/PK |  | Class A
Thermo Fischer | Singapore | MD |  | SWIN COMPUTER |  | Class A
Thermo Fischer | Singapore | MD |  | Oxoid™ Tinsdale Supplement |  | Class A
Thermo Fischer | Singapore | MD |  | Remel™ TB Digestant |  | Class A
Thermo Fischer | Singapore | MD |  | Remel CCFA Modified |  | Class A
Thermo Fischer | Singapore | MD |  | Amies Agar Gel Transport Swabs |  | Class A
Thermo Fischer | Singapore | MD |  | Remel Bacteroides Fragilis Isolation Agar |  | Class A
Thermo Fischer | Singapore | MD |  | S. AUREUS ATCC BAA-1026 PK/5 |  | Class A
Thermo Fischer | Singapore | MD |  | C. JEJUNI ATCC 33291 PK/5 |  | Class A
Thermo Fischer | Singapore | MD |  | C. SORDELLII ATCC 9714 PK/5 |  | Class A
Thermo Fischer | Singapore | MD |  | F. BOZEMANAE ATCC 33217 PK/5 |  | Class A
Thermo Fischer | Singapore | MD |  | L. MONOCYTOGENES ATCC 7644 PK/5 |  | Class A
Thermo Fischer | Singapore | MD |  | S. SAPROPHYTICUS ATCC 15305 PK/5 |  | Class A
Thermo Fischer | Singapore | MD |  | E. COLI ATCC 25922 PK/5 |  | Class A
Thermo Fischer | Singapore | MD |  | P. MIRABILIS ATCC 35659 PK/5 |  | Class A
Thermo Fischer | Singapore | MD |  | T. MUCOIDES ATCC 204094 PK/5 |  | Class A
Thermo Fischer | Singapore | MD |  | C. TROPICALIS ATCC 1369 PK/5 |  | Class A
Thermo Fischer | Singapore | MD |  | C. ALBICANS ATCC 10231 Q+ KIT/100 TEST |  | Class A
Thermo Fischer | Singapore | MD |  | P. AERUGINOSA ATCC 9027 Q KT/10 TST |  | Class A
Thermo Fischer | Singapore | MD |  | Culti-Loops™ Trichophyton interdigitale ATCC® 9533™ |  | Class A
Thermo Fischer | Singapore | MD |  | Brilliance GBS Agar |  | Class A
Thermo Fischer | Singapore | MD |  | MAXIMUM RECOVERY DILUENT READY BAG 4X3LT |  | Class A
Thermo Fischer | Singapore | MD |  | TRYPTONE SOYA BROTH BIO-PROCESS CONT…. |  | Class A
Thermo Fischer | Singapore | MD |  | PHOSPHATE BUFFERED SALINE TABLETS DUL. A |  | Class A
Thermo Fischer | Singapore | MD |  | NITROCEFIN 50G |  | Class A
Thermo Fischer | Singapore | MD |  | MAC-CONKEY AGAR 5 KILOS |  | Class A
Thermo Fischer | Singapore | MD |  | PEPTONE WATER 500GRAMS |  | Class A
Thermo Fischer | Singapore | MD |  | YEAST EXTRACT AGAR 500GRAMS |  | Class A
Thermo Fischer | Singapore | MD |  | MILK AGAR 2.5KILOS |  | Class A
Thermo Fischer | Singapore | MD |  | THIOGLYCOLLATE MEDIUM (BREWER)500GRAMS |  | Class A
Thermo Fischer | Singapore | MD |  | BRILLIANT GREEN BILE 2% BROTH 500GRAMS |  | Class A
Thermo Fischer | Singapore | MD |  | DESOXYCHOLATE CITRATE AGAR 500GRAMS |  | Class A
Thermo Fischer | Singapore | MD |  | AGAR TABLETS (100'S) |  | Class A
Thermo Fischer | Singapore | MD |  | MALT EXTRACT BROTH 500GRAMS |  | Class A
Thermo Fischer | Singapore | MD |  | UREA BROTH BASE 500GRAMS |  | Class A
Thermo Fischer | Singapore | MD |  | LIVER BROTH 500GRAMS |  | Class A
Thermo Fischer | Singapore | MD |  | STAA AGAR BASE 500G |  | Class A
Thermo Fischer | Singapore | MD |  | BUFFERED LISTERIA ENRICHMENT BROTH 5KG |  | Class A
Thermo Fischer | Singapore | MD |  | WORT AGAR FOR RPP 500GRAMS |  | Class A
Thermo Fischer | Singapore | MD |  | CHROMOGENIC UTI MEDIUM 100G |  | Class A
Thermo Fischer | Singapore | MD |  | IRON AGAR (LYNGBY) W/O L-CYSTE500GRAMS |  | Class A
Thermo Fischer | Singapore | MD |  | V.R.B.A. (IDF) 500 GMS |  | Class A
Thermo Fischer | Singapore | MD |  | MODIFIED BUFFERED PEPTONE WATER (2KG) |  | Class A
Thermo Fischer | Singapore | MD |  | BOLTON BROTH 500G |  | Class A
Thermo Fischer | Singapore | MD |  | LURIA BROTH BASE (MILLERS) 500G |  | Class A
Thermo Fischer | Singapore | MD |  | BILE AESCULIN AZIDE BROTH BASE 500G |  | Class A
Thermo Fischer | Singapore | MD |  | ALKALINE PEPTONE WATER |  | Class A
Thermo Fischer | Singapore | MD |  | CHROMOGENIC ENTEROBACTER SAKAZAKII AGAR |  | Class A
Thermo Fischer | Singapore | MD |  | XLT-4 AGAR |  | Class A
Thermo Fischer | Singapore | MD |  | BAX LISTERIA PRIMARY ENR BASE 17710674 |  | Class A
Thermo Fischer | Singapore | MD |  | E.COLI 0157:H7 MP (BAX CODE-17710678) |  | Class A
Thermo Fischer | Singapore | MD |  | BOUILLON de BASE FRASER 500g |  | Class A
Thermo Fischer | Singapore | MD |  | CHROMOGENIC UTIO CLARITY AGAR (13X1.85KG |  | Class A
Thermo Fischer | Singapore | MD |  | TSB (SOYBEAN-CASEIN DIGEST MEDIUM U.S.P) |  | Class A
Thermo Fischer | Singapore | MD |  | NGM AGAR |  | Class A
Thermo Fischer | Singapore | MD |  | MSRV (ISO) |  | Class A
Thermo Fischer | Singapore | MD |  | CCI AGAR BASE |  | Class A
Thermo Fischer | Singapore | MD |  | BAIRD-PARKER AGAR (ISO) |  | Class A
Thermo Fischer | Singapore | MD |  | PEPTONE BACTERIOLOGICAL 500G. |  | Class A
Thermo Fischer | Singapore | MD |  | PEPTONE MYCOLOGICAL 500GRAMS |  | Class A
Thermo Fischer | Singapore | MD |  | CASEIN HYDROLYSATE (ACID) 5KILOS |  | Class A
Thermo Fischer | Singapore | MD |  | TRYPTONE 2.5KG |  | Class A
Thermo Fischer | Singapore | MD |  | TRYPTONE T 25 KILOS |  | Class A
Thermo Fischer | Singapore | MD |  | TRYPTONE X |  | Class A
Thermo Fischer | Singapore | MD |  | F.M.V. PEPTONE 25 kg |  | Class A
Thermo Fischer | Singapore | MD |  | BOUILLON de BASE FRASER 7X774.9G 5K DRUM |  | Class A
Thermo Fischer | Singapore | MD |  | UREA 40% |  | Class A
Thermo Fischer | Singapore | MD |  | STAPH.-STREP.SELECT.SUPP. |  | Class A
Thermo Fischer | Singapore | MD |  | V.C.N.T. SELECTIVE SUPPLEMENT I |  | Class A
Thermo Fischer | Singapore | MD |  | PERFRINGENS (SFP)SELECT.SUPPL 1X10VIALS |  | Class A
Thermo Fischer | Singapore | MD |  | CAMPYLO.SEL.SUPP.(BLASER-WANG)1X10 VIALS |  | Class A
Thermo Fischer | Singapore | MD |  | BACILLUS CEREUS SEL.SUPP. |  | Class A
Thermo Fischer | Singapore | MD |  | PSEUDOMONAS C-N SEL.SUPPL. 1 X 10 |  | Class A
Thermo Fischer | Singapore | MD |  | V.C.A.T. SELECTIVE SUPPLEMENT |  | Class A
Thermo Fischer | Singapore | MD |  | PALCAM SUPPLEMENT 1 X 10 VIALS |  | Class A
Thermo Fischer | Singapore | MD |  | HALF FRASER SELECT.SUPPL.10X2.5 LITRES |  | Class A
Thermo Fischer | Singapore | MD |  | CAMPYLOBACTER SEL.SUPP.(KARMALI)1X10VIAL |  | Class A
Thermo Fischer | Singapore | MD |  | LEGION.BYCE SUPPL.W/O-CYSTEINE 1 X 10V |  | Class A
Thermo Fischer | Singapore | MD |  | MOD.BOLTON BROTH SELECTIVE SUPPLEMENT |  | Class A
Thermo Fischer | Singapore | MD |  | MODIFIED BRUCELLA SELECTIVE SUPPLEMENT |  | Class A
Thermo Fischer | Singapore | MD |  | MOD.LISTERIA SELECTIVE ENRICHMENT SUPPL. |  | Class A
Thermo Fischer | Singapore | MD |  | ONE BROTH SALMONELLA SEL. SUPP. 10X225ML |  | Class A
Thermo Fischer | Singapore | MD |  | GAMMA IRRADIATED VEGETABLE PEPTONE BROTH |  | Class A
Thermo Fischer | Singapore | MD |  | VEGETABLE PEPTONE PHOSPHATE BROTH |  | Class A
Thermo Fischer | Singapore | MD |  | VEGETABLE PEPTONE PHOSPHATE BROTH |  | Class A
Thermo Fischer | Singapore | MD |  | THIOGLYCOLLATE MEDIUM ACC. TO EP/USP |  | Class A
Thermo Fischer | Singapore | MD |  | THIOGLYCOLLATE MEDIUM (acc. to EP/USP) |  | Class A
Thermo Fischer | Singapore | MD |  | TRYPTONE SOYA BROTH (acc. to EP/USP) |  | Class A
Thermo Fischer | Singapore | MD |  | 0.1% PEP. WATER + 0.3% LEC + 5% TWEEN |  | Class A
Thermo Fischer | Singapore | MD |  | 0.1% PEPTONE WATER & 0.1% TWEEN |  | Class A
Thermo Fischer | Singapore | MD |  | PHOSPHATE BUFFERED SALINE |  | Class A
Thermo Fischer | Singapore | MD |  | THIOGLYCOLLATE MED USP |  | Class A
Thermo Fischer | Singapore | MD |  | SELECTIVE E. COLI/CILFORM CHROMOGENIC |  | Class A
Thermo Fischer | Singapore | MD |  | BLOOD AGAR BASE & YEAST EXTRACT |  | Class A
Thermo Fischer | Singapore | MD |  | DEXTROSE TRYPTONE WATER MODIFIED |  | Class A
Thermo Fischer | Singapore | MD |  | FRASER BROTH WITH SUPPLEMENT |  | Class A
Thermo Fischer | Singapore | MD |  | BUFFERED PEPTONE WATER (ISO) |  | Class A
Thermo Fischer | Singapore | MD |  | LACTOSE GELATIN MEDIUM |  | Class A
Thermo Fischer | Singapore | MD |  | TSB+10% NaCI |  | Class A
Thermo Fischer | Singapore | MD |  | GROUP B STREP SELECTIVE ENRICHMENT BROTH |  | Class A
Thermo Fischer | Singapore | MD |  | PAGES SALINE |  | Class A
Thermo Fischer | Singapore | MD |  | SABOURAUD DEXTROSE AGAR (EP,USP,JP,BP) |  | Class A
Thermo Fischer | Singapore | MD |  | EE BROTH-MOSSEL (EP,USP,JP,BP) |  | Class A
Thermo Fischer | Singapore | MD |  | THIOGLYCOLLATE BROTH (EP/USP)+1% TWEEN |  | Class A
Thermo Fischer | Singapore | MD |  | TRYPTONE SOYA BROTH (EP/USP)+1% TWEEN |  | Class A
Thermo Fischer | Singapore | MD |  | TRYPTONE SOYA BROTH |  | Class A
Thermo Fischer | Singapore | MD |  | MRD + 0.5% SODIUM THIOGLYCOLLATE |  | Class A
Thermo Fischer | Singapore | MD |  | ANAEROBIC BLOOD AGAR |  | Class A
Thermo Fischer | Singapore | MD |  | ISO-SENSIT. AGAR + HORSE BLOOD (25ml) |  | Class A
Thermo Fischer | Singapore | MD |  | ABA + NALIDIXIC ACID + TWEEN BI-PLATE |  | Class A
Thermo Fischer | Singapore | MD |  | FAA+NAL+TWEEN (HPA) |  | Class A
Thermo Fischer | Singapore | MD |  | DCA (HYNES) |  | Class A
Thermo Fischer | Singapore | MD |  | DNase AGAR |  | Class A
Thermo Fischer | Singapore | MD |  | MacCONKEY AGAR WITH SALT |  | Class A
Thermo Fischer | Singapore | MD |  | PLATE COUNT AGAR |  | Class A
Thermo Fischer | Singapore | MD |  | TRYPTONE SOYA AGAR |  | Class A
Thermo Fischer | Singapore | MD |  | XLD AGAR |  | Class A
Thermo Fischer | Singapore | MD |  | COL. BLOOD/MacCONKEY BIPLATE |  | Class A
Thermo Fischer | Singapore | MD |  | NUTRIENT AGAR CONTACT PLATE |  | Class A
Thermo Fischer | Singapore | MD |  | T.C.B.S. CHOLERA MEDIUM |  | Class A
Thermo Fischer | Singapore | MD |  | LYSINE MEDIUM |  | Class A
Thermo Fischer | Singapore | MD |  | SABOURAUD DEX. AGAR + LACTIC ACID |  | Class A
Thermo Fischer | Singapore | MD |  | DNase & MANNITOL +COLISTIN |  | Class A
Thermo Fischer | Singapore | MD |  | DERMASEL AGAR (NON-SELECTIVE) |  | Class A
Thermo Fischer | Singapore | MD |  | TRYPTONE GLUCOSE EXT AGAR |  | Class A
Thermo Fischer | Singapore | MD |  | REINFORCED CLOSTRIDIAL AGAR |  | Class A
Thermo Fischer | Singapore | MD |  | T.S.A (IRRAD + X3 WRAP) R-P ISOLAT PACK |  | Class A
Thermo Fischer | Singapore | MD |  | TRYPTONE SOYA AGAR ( X3 WRP IRR DEEP FL) |  | Class A
Thermo Fischer | Singapore | MD |  | CAMPYLOBACTER C.A.T. AGAR |  | Class A
Thermo Fischer | Singapore | MD |  | SAB DEX + CHLOR + ACTIDIONE EXTRA DEEP F |  | Class A
Thermo Fischer | Singapore | MD |  | OCLA (140MM) |  | Class A
Thermo Fischer | Singapore | MD |  | X.L.D. AGAR (EP,USP,JP,BP) |  | Class A
Thermo Fischer | Singapore | MD |  | MACCONKEY AGAR (EP,USP,JP,BP) |  | Class A
Thermo Fischer | Singapore | MD |  | AEROMONAS |  | Class A
Thermo Fischer | Singapore | MD |  | ANAEROBIC HBA NAT / NAV |  | Class A
Thermo Fischer | Singapore | MD |  | ANAEROBIC SUSPENDING BROTH 5ML |  | Class A
Thermo Fischer | Singapore | MD |  | VEGETABLE PEPTONE NO.1 5KG |  | Class A
Thermo Fischer | Singapore | MD |  | 0.1% PEPTONE + 1% TWEEN |  | Class A
Thermo Fischer | Singapore | MD |  | THIOGLYCOLLATE MEDIUM ACC. TO EP/USP |  | Class A
Thermo Fischer | Singapore | MD |  | TRYPTONE SOYA BROTH ACC. TO EP/USP |  | Class A
Thermo Fischer | Singapore | MD |  | TRYPTONE SOYA BROTH (acc. to EP/USP) |  | Class A
Thermo Fischer | Singapore | MD |  | RAPPAPORT VASSILIADIS BROTH |  | Class A
Thermo Fischer | Singapore | MD |  | PURIFIED WATER |  | Class A
Thermo Fischer | Singapore | MD |  | SRTEM 10X125ML 200ML SIROP |  | Class A
Thermo Fischer | Singapore | MD |  | BUFF. SODIUM PEP. WATER PH 7.0 acc to EP |  | Class A
Thermo Fischer | Singapore | MD |  | BUFFERED SODIUM CHLORIDE PEPTONE WATER |  | Class A
Thermo Fischer | Singapore | MD |  | TRYPTONE SOYA AGAR |  | Class A
Thermo Fischer | Singapore | MD |  | RINGERS SOLUTION 1/4 STRENGTH |  | Class A
Thermo Fischer | Singapore | MD |  | RINGERS SOLUTION 1/4 STRENGTH |  | Class A
Thermo Fischer | Singapore | MD |  | STERILE SALINE SOLUTION 0.9% |  | Class A
Thermo Fischer | Singapore | MD |  | STERILE SALINE SOLUTION 0.9% |  | Class A
Thermo Fischer | Singapore | MD |  | COL. CHOC. HORSE BLOOD AGAR SLOPE |  | Class A
Thermo Fischer | Singapore | MD |  | TETRATHIONATE BROTH |  | Class A
Thermo Fischer | Singapore | MD |  | MAXIMUM RECOVERY DILUENT UNI |  | Class A
Thermo Fischer | Singapore | MD |  | TRYPTONE SOYA BROTH (acc to EP/USP) |  | Class A
Thermo Fischer | Singapore | MD |  | MacCONKEY BTH PURPLE X2 STR. + D/T |  | Class A
Thermo Fischer | Singapore | MD |  | BRAIN HEART INFUSION |  | Class A
Thermo Fischer | Singapore | MD |  | BRAIN HEART INFUSION BROTH |  | Class A
Thermo Fischer | Singapore | MD |  | TRYPTONE WATER |  | Class A
Thermo Fischer | Singapore | MD |  | PEPTONE WATER WITH 2%TWEEN |  | Class A
Thermo Fischer | Singapore | MD |  | LETHEEN BROTH |  | Class A
Thermo Fischer | Singapore | MD |  | TRYPTONE SOYA BROTH (X2STRENGTH) |  | Class A
Thermo Fischer | Singapore | MD |  | SAB DEXTROSE AGAR + CHLOR SLOPE |  | Class A
Thermo Fischer | Singapore | MD |  | NUTRIENT BROTH WITH 7.5% SALT |  | Class A
Thermo Fischer | Singapore | MD |  | E.E. BROTH |  | Class A
Thermo Fischer | Singapore | MD |  | ORANGE SERUM AGAR |  | Class A
Thermo Fischer | Singapore | MD |  | MINERALS MODIFIED MEDIUM + D/T |  | Class A
Thermo Fischer | Singapore | MD |  | MINERALS MODIFIED + D/T x2 STRENGTH |  | Class A
Thermo Fischer | Singapore | MD |  | YEAST EXTRACT AGAR |  | Class A
Thermo Fischer | Singapore | MD |  | GLAXO BUFF. PEP.+ AZOLECTIN + TWEEN |  | Class A
Thermo Fischer | Singapore | MD |  | 0.1% PEPTONE WATER |  | Class A
Thermo Fischer | Singapore | MD |  | 0.1% PEPTONE WATER |  | Class A
Thermo Fischer | Singapore | MD |  | TRYPTONE SOYA BROTH +1% TWEEN |  | Class A
Thermo Fischer | Singapore | MD |  | BUFFERED SODIUM CHLORIDE PEPTONE |  | Class A
Thermo Fischer | Singapore | MD |  | BUFFERED SODIUM CHLORIDE PEPTONE 0.1% TW |  | Class A
Thermo Fischer | Singapore | MD |  | MANNITOL SALT BROTH |  | Class A
Thermo Fischer | Singapore | MD |  | RAKA-RAY MEDIUM WITH PHENYLETHANOL |  | Class A
Thermo Fischer | Singapore | MD |  | PHOSPHATE BUFFERED SALINE |  | Class A
Thermo Fischer | Singapore | MD |  | TSB + 10% TWEEN 20 & 3% LECITHIN |  | Class A
Thermo Fischer | Singapore | MD |  | MYP AGAR |  | Class A
Thermo Fischer | Singapore | MD |  | CHLORAMPHENICOL GLUCOSE YEAST EXTRACT |  | Class A
Thermo Fischer | Singapore | MD |  | THIOGLYCOLLATE MEDIUM |  | Class A
Thermo Fischer | Singapore | MD |  | ONE BROTH LISTERIA |  | Class A
Thermo Fischer | Singapore | MD |  | BUFFERED NITRATE MOTILITY MEDIUM |  | Class A
Thermo Fischer | Singapore | MD |  | STERILE SALINE SOLUTION 0.9% |  | Class A
Thermo Fischer | Singapore | MD |  | MYCOPLASMA BROTH |  | Class A
Thermo Fischer | Singapore | MD |  | TRYPTONE SOYA BROTH ACC. TO EP/USP |  | Class A
Thermo Fischer | Singapore | MD |  | TSB ACC. TO EP/USP (FILTERABLE) |  | Class A
Thermo Fischer | Singapore | MD |  | T.B.X. AGAR |  | Class A
Thermo Fischer | Singapore | MD |  | NUTRIENT AGAR |  | Class A
Thermo Fischer | Singapore | MD |  | RAPPAPORT VASSILIADIS BROTH |  | Class A
Thermo Fischer | Singapore | MD |  | PEPTONE WATER |  | Class A
Thermo Fischer | Singapore | MD |  | PEPTONE WATER |  | Class A
Thermo Fischer | Singapore | MD |  | PURIFIED WATER |  | Class A
Thermo Fischer | Singapore | MD |  | NUTRIENT BROTH |  | Class A
Thermo Fischer | Singapore | MD |  | THIOGYLCOLLATE MEDIUM U.S.P (acc. to EP/USP) |  | Class A
Thermo Fischer | Singapore | MD |  | THIOGLYCOLLATE MEDIUM (ACC TO EP/USP) |  | Class A
Thermo Fischer | Singapore | MD |  | PLATE COUNT AGAR (APHA) |  | Class A
Thermo Fischer | Singapore | MD |  | TRYPTONE SOYA BROTH (acc. to EP/USP) |  | Class A
Thermo Fischer | Singapore | MD |  | TRYPTONE SOYA BROTH (acc. to EP/USP) |  | Class A
Thermo Fischer | Singapore | MD |  | 0.1% PEPTONE WATER + 0.1%TWEEN |  | Class A
Thermo Fischer | Singapore | MD |  | 0.1% PEPTONE WATER + 0.1%TWEEN |  | Class A
Thermo Fischer | Singapore | MD |  | TRYPTONE SOYA AGAR |  | Class A
Thermo Fischer | Singapore | MD |  | RINGERS SOLUTION 1/4 STRENGTH |  | Class A
Thermo Fischer | Singapore | MD |  | BRILLIANCE ESBL/BRILLIANCE ESBL |  | Class A
Thermo Fischer | Singapore | MD |  | BRILLIANCE SALMONELLA/ HEKTOEN AGAR |  | Class A
Thermo Fischer | Singapore | MD |  | BRILLIANCE VRE |  | Class A
Thermo Fischer | Singapore | MD |  | BRILLIANT GREEN + MAND AGAR PLATE |  | Class A
Thermo Fischer | Singapore | MD |  | BRILLIANT GREEN BILE BROTH 10ML |  | Class A
Thermo Fischer | Singapore | MD |  | C.DIFF-BHIA + TAURO/C.DIFF-BHIA + TAURO |  | Class A
Thermo Fischer | Singapore | MD |  | CARR MEDIUM |  | Class A
Thermo Fischer | Singapore | MD |  | CETRIMIDE AGAR |  | Class A
Thermo Fischer | Singapore | MD |  | CGB SLOPE 7ML |  | Class A
Thermo Fischer | Singapore | MD |  | CHARCOAL |  | Class A
Thermo Fischer | Singapore | MD |  | STERILE SALINE SOLUTION 0.9% |  | Class A
Thermo Fischer | Singapore | MD |  | UREA BROTH |  | Class A
Thermo Fischer | Singapore | MD |  | COL. CHOC. HORSE BLOOD AGAR SLOPE |  | Class A
Thermo Fischer | Singapore | MD |  | MacCONKEY BROTH PURPLE +D/T |  | Class A
Thermo Fischer | Singapore | MD |  | MAXIMUM RECOVERY DILUENT |  | Class A
Thermo Fischer | Singapore | MD |  | HALF FRASER BROTH 10x90ml |  | Class A
Thermo Fischer | Singapore | MD |  | TRYPTONE SOYA BROTH (acc. to EP/USP) |  | Class A
Thermo Fischer | Singapore | MD |  | TRYPTONE SOYA BROTH (acc. to EP/USP) |  | Class A
Thermo Fischer | Singapore | MD |  | TRYPTONE SOYA BROTH (acc. to EP/USP) |  | Class A
Thermo Fischer | Singapore | MD |  | MEMBRANE LAURYL SULPHATE BROTH |  | Class A
Thermo Fischer | Singapore | MD |  | VIOLET RED BILE AGAR |  | Class A
Thermo Fischer | Singapore | MD |  | THIOGYLCOLLATE MEDIUM U.S.P (acc. to EP/USP) |  | Class A
Thermo Fischer | Singapore | MD |  | IRON SULPHITE AGAR |  | Class A
Thermo Fischer | Singapore | MD |  | MacCONKEY BROTH |  | Class A
Thermo Fischer | Singapore | MD |  | YEAST EXTRACT AGAR |  | Class A
Thermo Fischer | Singapore | MD |  | CALGON RINGERS |  | Class A
Thermo Fischer | Singapore | MD |  | MILK PLATE COUNT AGAR |  | Class A
Thermo Fischer | Singapore | MD |  | TRYPTONE SOYA BROTH + 1% TWEEN |  | Class A
Thermo Fischer | Singapore | MD |  | TRYPTONE SOYA BROTH (acc. to EP/USP) |  | Class A
Thermo Fischer | Singapore | MD |  | 0.1% PEPTONE WATER |  | Class A
Thermo Fischer | Singapore | MD |  | TRYPTONE SOYA BROTH +TLT |  | Class A
Thermo Fischer | Singapore | MD |  | MODIFIED T.S.B. + NOVOBIOCIN |  | Class A
Thermo Fischer | Singapore | MD |  | CHARCOAL (NON SELECTIVE) HPA |  | Class A
Thermo Fischer | Singapore | MD |  | DNASE + STAPH/STREP SUPPLEMENT |  | Class A
Thermo Fischer | Singapore | MD |  | BGA + NOVOBIOCIN |  | Class A
Thermo Fischer | Singapore | MD |  | TRYPTONE SOYA AGAR X3 +IRR EX DEEP FILL |  | Class A
Thermo Fischer | Singapore | MD |  | EMPTY 90MM PLATES |  | Class A
Thermo Fischer | Singapore | MD |  | CETRIMIDE AGAR (EP,USP,JP,BP) |  | Class A
Thermo Fischer | Singapore | MD |  | MANNITOL SALT AGAR (CHAPMAN) |  | Class A
Thermo Fischer | Singapore | MD |  | ACINETOBACTER ENRICHMENT BROTH |  | Class A
Thermo Fischer | Singapore | MD |  | AESCULIN BILE SLOPE - 3.5ML |  | Class A
Thermo Fischer | Singapore | MD |  | ANAEROBIC |  | Class A
Thermo Fischer | Singapore | MD |  | ANTIBIOTIC MEDIUM NO. 12 200ML |  | Class A
Thermo Fischer | Singapore | MD |  | ASPARAGINE BROTH D/S 10ML |  | Class A
Thermo Fischer | Singapore | MD |  | BAIRD PARKER |  | Class A
Thermo Fischer | Singapore | MD |  | BHI + CEFOXTIIN 5ML |  | Class A
Thermo Fischer | Singapore | MD |  | BIOLOG BUY MEDIA |  | Class A
Thermo Fischer | Singapore | MD |  | BRILLIANCE CANDIDA BI |  | Class A
Thermo Fischer | Singapore | MD |  | BRILLIANCE ESBL/BRILLIANCE VRE |  | Class A
Thermo Fischer | Singapore | MD |  | CAMP BLD FREE/CAMP BLD FREE |  | Class A
Thermo Fischer | Singapore | MD |  | CAMPYLOBACTER |  | Class A
Thermo Fischer | Singapore | MD |  | CAMPYLOBACTER TRANSPORT MED 5ML (PK 20) |  | Class A
Thermo Fischer | Singapore | MD |  | CHOCOLATE SLOPE 4ML (PK 20) |  | Class A
Thermo Fischer | Singapore | MD |  | CN (Pseudomonas) |  | Class A
Thermo Fischer | Singapore | MD |  | CNA/CNA |  | Class A
Thermo Fischer | Singapore | MD |  | CSF BROTH 3ML |  | Class A
Thermo Fischer | Singapore | MD |  | CYCLOHEXAMIDE SOLN 9 LITRE (10 PACK) |  | Class A
Thermo Fischer | Singapore | MD |  | Defibrinated Horse Blood 100ml |  | Class A
Thermo Fischer | Singapore | MD |  | DILUENT No2 100ML |  | Class A
Thermo Fischer | Singapore | MD |  | DOUBLE STRENGTH NUTRIENT PLATE |  | Class A
Thermo Fischer | Singapore | MD |  | DUBOS BROTH+ENRICH+GLYC+BEADS |  | Class A
Thermo Fischer | Singapore | MD |  | E.coli Coliform 100ml |  | Class A
Thermo Fischer | Singapore | MD |  | E.coli Coliform 500ml |  | Class A
Thermo Fischer | Singapore | MD |  | EC + MUG 9ML (PK50) |  | Class A
Thermo Fischer | Singapore | MD |  | EE MOSSEL BROTH 9ML (PK 50) |  | Class A
Thermo Fischer | Singapore | MD |  | GRANADA MEDIUM |  | Class A
Thermo Fischer | Singapore | MD |  | HBA + CNA/MAC NO 3 |  | Class A
Thermo Fischer | Singapore | MD |  | HBA/CHOC |  | Class A
Thermo Fischer | Singapore | MD |  | HBA/CLED + AND |  | Class A
Thermo Fischer | Singapore | MD |  | ISO SENSITEST AGAR 20ML |  | Class A
Thermo Fischer | Singapore | MD |  | KARMALI (CAMPYLOBACTER) AGAR |  | Class A
Thermo Fischer | Singapore | MD |  | LACTRITMEL + ANTI / SAB + 5% SALT AGAR |  | Class A
Thermo Fischer | Singapore | MD |  | LACTRITMEL+CHLOR+ACTI SLOPE 6ML |  | Class A
Thermo Fischer | Singapore | MD |  | LAURYL TRYPTOSE D/S-D TUBE 10ML |  | Class A
Thermo Fischer | Singapore | MD |  | LAURYL TRYPTOSE S/S 90ML |  | Class A
Thermo Fischer | Singapore | MD |  | LAURYL TRYPTOSE W/DURHAM 10ML (PK 50) |  | Class A
Thermo Fischer | Singapore | MD |  | LEEDS ACINETOBACTER MEDIUM (LAM) PLATE |  | Class A
Thermo Fischer | Singapore | MD |  | LYSINE MEDIUM |  | Class A
Thermo Fischer | Singapore | MD |  | MAC + CEFPODOXIME/CHROM MRD SCREEN |  | Class A
Thermo Fischer | Singapore | MD |  | MACCONKEY BROTH PURPLE 10ML |  | Class A
Thermo Fischer | Singapore | MD |  | MACCONKEY BROTH PURPLE 450ML |  | Class A
Thermo Fischer | Singapore | MD |  | MACCONKEY BROTH PURPLE 90ML |  | Class A
Thermo Fischer | Singapore | MD |  | 20/PK THIO w/IND w/DEX 9ml |  | Class A
Thermo Fischer | Singapore | MD |  | 20/PK YST FERM w/BTB DEXTROSE |  | Class A
Thermo Fischer | Singapore | MD |  | 20/PK BRILLIANT GREEN BILE BR |  | Class A
Thermo Fischer | Singapore | MD |  | 20/PK PYRAZINAMIDASE AGAR BUTT |  | Class A
Thermo Fischer | Singapore | MD |  | 100/CS TRIPLE SUGAR IRON (TSI) |  | Class A
Thermo Fischer | Singapore | MD |  | 100/CS SELENITE w/CYSTINE 10ml |  | Class A
Thermo Fischer | Singapore | MD |  | 20/PK BIRDSEED AGAR SLANT |  | Class A
Thermo Fischer | Singapore | MD |  | 20/PK COTTONSEED AGAR SLANT |  | Class A
Thermo Fischer | Singapore | MD |  | 20/PK DNASE w/METHYL GREEN |  | Class A
Thermo Fischer | Singapore | MD |  | 20/PK HERROLDS w/MYCO & PYR |  | Class A
Thermo Fischer | Singapore | MD |  | 20/PK MYCOBIOTIC AGR (MYCOCEL) |  | Class A
Thermo Fischer | Singapore | MD |  | 20/PK TRICHOPHYTON AG #4 SLANT |  | Class A
Thermo Fischer | Singapore | MD |  | 20/PK YEAST MALT EXTRACT AGAR |  | Class A
Thermo Fischer | Singapore | MD |  | 20/PK ASPERGILLUS DIFF AG DEEP |  | Class A
Thermo Fischer | Singapore | MD |  | 100/CS LOWENSTEIN-JENSEN SLANT |  | Class A
Thermo Fischer | Singapore | MD |  | 20/PK SAB DEX AGAR (pH 5.6) |  | Class A
Thermo Fischer | Singapore | MD |  | 20/PK TRICHOPHYTON AG #1 DEEP |  | Class A
Thermo Fischer | Singapore | MD |  | 20/PK TRICHOPHYTON AG #4 DEEP |  | Class A
Thermo Fischer | Singapore | MD |  | 20/PK TYROSINE AGAR 25ml DEEP |  | Class A
Thermo Fischer | Singapore | MD |  | 10/PK JEMBEC SYSTEM (TM MOD) |  | Class A
Thermo Fischer | Singapore | MD |  | D.S.T. AGAR + CHOCOLATED HORSE BLOOD |  | Class A
Thermo Fischer | Singapore | MD |  | SCHAEDLER ANAEROBIC AGAR |  | Class A
Thermo Fischer | Singapore | MD |  | GC (VCNT)/CHOCOLATE BIPLATE |  | Class A
Thermo Fischer | Singapore | MD |  | MacCONKEY AGAR WITHOUTSALT |  | Class A
Thermo Fischer | Singapore | MD |  | O.G.Y.E. AGAR |  | Class A
Thermo Fischer | Singapore | MD |  | M.R.S. AGAR |  | Class A
Thermo Fischer | Singapore | MD |  | LEGIONELLA SELECTIVE MEDIUM-G.V.P.C MED |  | Class A
Thermo Fischer | Singapore | MD |  | TSC SELECTIVE AGAR |  | Class A
Thermo Fischer | Singapore | MD |  | SAB DEXTROSE AGAR (DEEP FILL) IRRAD + X3 |  | Class A
Thermo Fischer | Singapore | MD |  | SAB DEXT AGAR + CHLOR CONTACT PLATE |  | Class A
Thermo Fischer | Singapore | MD |  | 10/PK A-7 AGAR |  | Class A
Thermo Fischer | Singapore | MD |  | 6/PK 10B BROTH (LYOPH) 1.8 ml |  | Class A
Thermo Fischer | Singapore | MD |  | 24/PK SELECTIVE RAPID UREA AGR |  | Class A
Thermo Fischer | Singapore | MD |  | CAMPYLOBACTER AGAR/CAMPYLOBACTER AGAR |  | Class A
Thermo Fischer | Singapore | MD |  | BLOOD AGAR BASE NO. 2 |  | Class A
Thermo Fischer | Singapore | MD |  | BLOOD BASE AGAR NO.2 + HORSE BLOOD |  | Class A
Thermo Fischer | Singapore | MD |  | BRILLIANT GREEN AGAR |  | Class A
Thermo Fischer | Singapore | MD |  | CHROMOGENIC E.COLI/COLIFORM AGAR, 60MM |  | Class A
Thermo Fischer | Singapore | MD |  | DNASE AGAR |  | Class A
Thermo Fischer | Singapore | MD |  | PSEUDOMONAS SELECTIVE (CETRIMIDE AGAR) |  | Class A
Thermo Fischer | Singapore | MD |  | BMA AGAR |  | Class A
Thermo Fischer | Singapore | MD |  | NUTRIENT AGAR WITH MUG |  | Class A
Thermo Fischer | Singapore | MD |  | COLUMBIA HORSE/MACCONKEY W/O SALT |  | Class A
Thermo Fischer | Singapore | MD |  | LACTOSE TTC AGAR WITH TERGITOL 7 |  | Class A
Thermo Fischer | Singapore | MD |  | SAB DEX AGAR+CHLORAMPHENICOL |  | Class A
Thermo Fischer | Singapore | MD |  | TSA + 1% TWEEN 80 |  | Class A
Thermo Fischer | Singapore | MD |  | CTA DEXTROSE (5ML) |  | Class A
Thermo Fischer | Singapore | MD |  | EE BROTH (100ML) |  | Class A
Thermo Fischer | Singapore | MD |  | EE BROTH (1000ML) |  | Class A
Thermo Fischer | Singapore | MD |  | LB BROTH (250ML BOTTLE) |  | Class A
Thermo Fischer | Singapore | MD |  | BUFFERED PEPTONE WATER+ TLT |  | Class A
Thermo Fischer | Singapore | MD |  | TRYPTONE SOYA BROTH (acc. to EP/USP) |  | Class A
Thermo Fischer | Singapore | MD |  | TRYPTONE SOYA BROTH (acc. to EP/USP) |  | Class A
Thermo Fischer | Singapore | MD |  | FASTIDIOUS ANAEROBE BROTH |  | Class A
Thermo Fischer | Singapore | MD |  | MEMBRANE LAURYL SULPHATE BROTH |  | Class A
Thermo Fischer | Singapore | MD |  | COLUMBIA AGAR |  | Class A
Thermo Fischer | Singapore | MD |  | TSB WITH SWABS (X3 WRAP IRRAD) |  | Class A
Thermo Fischer | Singapore | MD |  | ALKALINE SALINE PEPTONE WATER |  | Class A
Thermo Fischer | Singapore | MD |  | MODIFIED LAURYL SULPHATE + BaCl & VANCOMYCIN |  | Class A
Thermo Fischer | Singapore | MD |  | SEMI SOLID MYCO MEDIUM |  | Class A
Thermo Fischer | Singapore | MD |  | E.E.BROTH |  | Class A
Thermo Fischer | Singapore | MD |  | THIOGLYCOLLATE BROTH (EP/USP) |  | Class A
Thermo Fischer | Singapore | MD |  | TRYPTONE SOYA BROTH (EP/USP) |  | Class A
Thermo Fischer | Singapore | MD |  | SABOURAUD DEXTROSE AGAR (EP,USP,JP,BP) |  | Class A
Thermo Fischer | Singapore | MD |  | EE BROTH-MOSSELL (EP,USP,JP,BP |  | Class A
Thermo Fischer | Singapore | MD |  | REINFORCED CLOSTRIDIUM MED (EP,USP,JP,BP |  | Class A
Thermo Fischer | Singapore | MD |  | LACTOSE BROTH +10% TWEEN |  | Class A
Thermo Fischer | Singapore | MD |  | sABOURAUD DEXTROSE AGAR+CHLORAMPHENICOL |  | Class A
Thermo Fischer | Singapore | MD |  | MRS AGAR (SPECIAL) |  | Class A
Thermo Fischer | Singapore | MD |  | KAPRAL-MILLER BROTH |  | Class A
Thermo Fischer | Singapore | MD |  | BLOOD AGAR + HORSE BLOOD(BLOOD No 2) |  | Class A
Thermo Fischer | Singapore | MD |  | COLUMBIA WITH SHEEP BLOOD |  | Class A
Thermo Fischer | Singapore | MD |  | COLOMBIA AGR + CHOC + HORSE BLOOD |  | Class A
Thermo Fischer | Singapore | MD |  | GARDNERELLA SEL. AGAR + SHEEP BLOOD |  | Class A
Thermo Fischer | Singapore | MD |  | G.C. SELECTIVE AGAR (VCNT CHOCOLATE) |  | Class A
Thermo Fischer | Singapore | MD |  | MUELLER HINTON + HORSE BLOOD (25ml) |  | Class A
Thermo Fischer | Singapore | MD |  | COLUMBIA BLOOD AGAR + NEOMYCIN |  | Class A
Thermo Fischer | Singapore | MD |  | COLUMBIA BLOOD BIPLATE |  | Class A
Thermo Fischer | Singapore | MD |  | F.A.A. + HORSE BLOOD + GENTAMICIN |  | Class A
Thermo Fischer | Singapore | MD |  | ISO-SENSITEST AGAR WITH BLOOD & NAD |  | Class A
Thermo Fischer | Singapore | MD |  | COL. BLD AGAR/CHOC. BACITRACIN BIPLATE |  | Class A
Thermo Fischer | Singapore | MD |  | ABA + VANCOMYCIN + NALIDIXIC ACID BI-PLA |  | Class A
Thermo Fischer | Singapore | MD |  | ANAEROBE BASAL AGAR WITH NALIDIXIC ACID |  | Class A
Thermo Fischer | Singapore | MD |  | D.S.T. AGAR |  | Class A
Thermo Fischer | Singapore | MD |  | MUELLER HINTON |  | Class A
Thermo Fischer | Singapore | MD |  | LISTERIA AGAR (OXFORD) |  | Class A
Thermo Fischer | Singapore | MD |  | MALT EXTRACT AGAR |  | Class A
Thermo Fischer | Singapore | MD |  | PSEUDOMONAS SELECTIVE AGAR C-N |  | Class A
Thermo Fischer | Singapore | MD |  | ISLAMS MEDIUM |  | Class A
Thermo Fischer | Singapore | MD |  | VANCOMYCIN SOLUTION |  | Class A
Thermo Fischer | Singapore | MD |  | VOGEL BONNER PLATE |  | Class A
Thermo Fischer | Singapore | MD |  | VOGEL JOHNSON AGAR 200ML |  | Class A
Thermo Fischer | Singapore | MD |  | VRBA 250ML |  | Class A
Thermo Fischer | Singapore | MD |  | VRE BROTH 10ML (TRAY 120) |  | Class A
Thermo Fischer | Singapore | MD |  | XYLOSE BROTH |  | Class A
Thermo Fischer | Singapore | MD |  | YEAST + MOULD SLOPE 12ML |  | Class A
Thermo Fischer | Singapore | MD |  | YEAST EXTRACT AGAR 100ML |  | Class A
Thermo Fischer | Singapore | MD |  | 15/PK ANAEROBIC (CDC) NEOMYCIN |  | Class A
Thermo Fischer | Singapore | MD |  | 10/PK MCCLUNG-TOABE (EGG YOLK) |  | Class A
Thermo Fischer | Singapore | MD |  | 15/PK ANAEROBIC REDUCIBLE CNA |  | Class A
Thermo Fischer | Singapore | MD |  | 10/PK ANAEROBIC REDUCIBLE LKV |  | Class A
Thermo Fischer | Singapore | MD |  | 15/PK ANA REDUCIBLE NEOMYCIN |  | Class A
Thermo Fischer | Singapore | MD |  | 10/PK BLOOD AGAR w/NEO 10mcg |  | Class A
Thermo Fischer | Singapore | MD |  | 10/PK CAMPY BLOOD AGAR |  | Class A
Thermo Fischer | Singapore | MD |  | 10/PK CORNMEAL AGAR W/TWEEN 80 |  | Class A
Thermo Fischer | Singapore | MD |  | 10/PK BCYE w/DGVP |  | Class A
Thermo Fischer | Singapore | MD |  | 10/PK BCYE w/PAC |  | Class A
Thermo Fischer | Singapore | MD |  | 10/PK BCYE AGAR |  | Class A
Thermo Fischer | Singapore | MD |  | 10/PK CZAPEK AGAR (DBLE POUR) |  | Class A
Thermo Fischer | Singapore | MD |  | 10/PK EMB (LEVINE) AGAR |  | Class A
Thermo Fischer | Singapore | MD |  | 10/PK MUELLER HINTON w/2% NaCl |  | Class A
Thermo Fischer | Singapore | MD |  | 10/PK PSEUDOMONAS ISOLATION AG |  | Class A
Thermo Fischer | Singapore | MD |  | 10/PK SAB DEX EMMONS w/C & C |  | Class A
Thermo Fischer | Singapore | MD |  | 10/PK SAB DEX EMMONS w/C & G |  | Class A
Thermo Fischer | Singapore | MD |  | 10/PK BILE ESC/BHI w/6.5% NaCl |  | Class A
Thermo Fischer | Singapore | MD |  | 10/PK BLOOD/MACCONKEY BIPLATE |  | Class A
Thermo Fischer | Singapore | MD |  | 10/PK CETRIMIDE/VOGEL JOHNSON |  | Class A
Thermo Fischer | Singapore | MD |  | 10/PK ANA GRAM NEG ID QUAD-IWP |  | Class A
Thermo Fischer | Singapore | MD |  | 10/PK HAEMOPHILUS ID QUAD- IWP |  | Class A
Thermo Fischer | Singapore | MD |  | 20/PK BHI BROTH w/FILDES 5ml |  | Class A
Thermo Fischer | Singapore | MD |  | 20/PK SIMMONS CITRATE AGAR |  | Class A
Thermo Fischer | Singapore | MD |  | 100/CS CTA MEDIUMw/1% DEXTROSE |  | Class A
Thermo Fischer | Singapore | MD |  | 20/PK CTA MEDIUM w/1% SALICIN |  | Class A
Thermo Fischer | Singapore | MD |  | 20/PK CTA MEDIUM w/1% SUCROSE |  | Class A
Thermo Fischer | Singapore | MD |  | 20/PK CTA MEDIUM w/1% XYLOSE |  | Class A
Thermo Fischer | Singapore | MD |  | 20/PK DECARB BR ARGININE 5ml |  | Class A
Thermo Fischer | Singapore | MD |  | 20/PK NUTRIENT GELATIN MEDIUM |  | Class A
Thermo Fischer | Singapore | MD |  | 20/PK HI BROTH w/BCP BASE CTRL |  | Class A
Thermo Fischer | Singapore | MD |  | 20/PK HI BROTH w/BCPARABINOSE |  | Class A
Thermo Fischer | Singapore | MD |  | 100/CS HIPPURATE BROTH 3ml |  | Class A
Thermo Fischer | Singapore | MD |  | 20/PK JORDANS TARTRATE AGAR |  | Class A
Thermo Fischer | Singapore | MD |  | 20/PK MACCONKEY BROTH 5ml |  | Class A
Thermo Fischer | Singapore | MD |  | 20/PK MRVP BROTH 5ml |  | Class A
Thermo Fischer | Singapore | MD |  | 20/PK NUTRIENT AGAR SLANT |  | Class A
Thermo Fischer | Singapore | MD |  | 100/CS PSEUDOMONAS F (FLO) AGR |  | Class A
Thermo Fischer | Singapore | MD |  | 100/CS PSEUDOMONAS P (TECH) AG |  | Class A
Thermo Fischer | Singapore | MD |  | 20/PK SAB DEX BROTH 2% 5ml |  | Class A
Thermo Fischer | Singapore | MD |  | 20/PK SCHAEDLER BROTH 5ml |  | Class A
Thermo Fischer | Singapore | MD |  | SORBITOL MacCONKEY |  | Class A
Thermo Fischer | Singapore | MD |  | NUTRIENT AGAR BIPLATE |  | Class A
Thermo Fischer | Singapore | MD |  | MALT EXTRACT BIPLATE |  | Class A
Thermo Fischer | Singapore | MD |  | NAGLER AGAR |  | Class A
Thermo Fischer | Singapore | MD |  | AEROMONAS MEDIUM |  | Class A
Thermo Fischer | Singapore | MD |  | BRAIN HEART INFUSION AGAR (DEEP FILL) |  | Class A
Thermo Fischer | Singapore | MD |  | R2A AGAR |  | Class A
Thermo Fischer | Singapore | MD |  | CZAPEK DOX (NON-ACIDIFIED) |  | Class A
Thermo Fischer | Singapore | MD |  | PSEUDOMONAS ISOLATION AGAR |  | Class A
Thermo Fischer | Singapore | MD |  | OXACILLIN RESISTANCE SCREENING AGAR |  | Class A
Thermo Fischer | Singapore | MD |  | MALT EXT AGR+CHLORAMPHENICOL+POT TELLURI |  | Class A
Thermo Fischer | Singapore | MD |  | MACCONKEY NO 2 + CV + GENT |  | Class A
Thermo Fischer | Singapore | MD |  | MACCONKEY NO SALT |  | Class A
Thermo Fischer | Singapore | MD |  | MOD. VEGETABLE PEPTONE BROTH 100ML |  | Class A
Thermo Fischer | Singapore | MD |  | MOTILITY TUBES 10ML |  | Class A
Thermo Fischer | Singapore | MD |  | MRS AGAR (pH 5.4) 200ML |  | Class A
Thermo Fischer | Singapore | MD |  | MRS AGAR 250ML |  | Class A
Thermo Fischer | Singapore | MD |  | MRS SORBITOL 500ML |  | Class A
Thermo Fischer | Singapore | MD |  | MUELLER HINTON - HTM |  | Class A
Thermo Fischer | Singapore | MD |  | MYCOPLASMA (CSL) AGAR |  | Class A
Thermo Fischer | Singapore | MD |  | MYCOPLASMA (FREY) AGAR PLATE |  | Class A
Thermo Fischer | Singapore | MD |  | BUFFERED PEPTONE WATER ISO FORMULATION |  | Class A
Thermo Fischer | Singapore | MD |  | RV SALMONELLA ENRICH BROTH (EP,USP,JP,BP |  | Class A
Thermo Fischer | Singapore | MD |  | TSB (EP/USP) WITH INHIBITORS |  | Class A
Thermo Fischer | Singapore | MD |  | TRYPTONE SOYA BROTH +5% TWEEN |  | Class A
Thermo Fischer | Singapore | MD |  | TRYPTONE SOYA BROTH+10% TWEEN |  | Class A
Thermo Fischer | Singapore | MD |  | VIOLET RED BILE GLUCOSE AGAR |  | Class A
Thermo Fischer | Singapore | MD |  | 24 LEB BUFFER SUPPLEMENT |  | Class A
Thermo Fischer | Singapore | MD |  | YEAST EXTRACT GLUCOSE+CHLORAMPHENICOL |  | Class A
Thermo Fischer | Singapore | MD |  | ANAEROBIC BLOOD AGAR + NAL. ACID + TWEEN |  | Class A
Thermo Fischer | Singapore | MD |  | CAMPYLOBACTER SELECT AGAR (SKIRROW) |  | Class A
Thermo Fischer | Singapore | MD |  | MYCOPLASMA (FREY) BROTH 100ML |  | Class A
Thermo Fischer | Singapore | MD |  | Ninhydrin Reagent 100ml |  | Class A
Thermo Fischer | Singapore | MD |  | NUTRIENT / NUTRIENT PLATE |  | Class A
Thermo Fischer | Singapore | MD |  | NUTRIENT BROTH 5ML |  | Class A
Thermo Fischer | Singapore | MD |  | NUTRIENT SLOPE 6ML (TRAY120) |  | Class A
Thermo Fischer | Singapore | MD |  | PDA (Potato Dextrose) |  | Class A
Thermo Fischer | Singapore | MD |  | PEPTONE WATER 11% NACL |  | Class A
Thermo Fischer | Singapore | MD |  | PHOSPHATE BUFFERED SALINE 100ML |  | Class A
Thermo Fischer | Singapore | MD |  | PHOSPHATE BUFFERED SALINE 3ML |  | Class A
Thermo Fischer | Singapore | MD |  | PLATE COUNT AGAR (APHA) |  | Class A
Thermo Fischer | Singapore | MD |  | POLYMYXIN SOLUTION |  | Class A
Thermo Fischer | Singapore | MD |  | RINGERS SOLUTION 9.9ML (TRAY 120) |  | Class A
Thermo Fischer | Singapore | MD |  | ROSE BENGAL + CHLORAMPHENICOL |  | Class A
Thermo Fischer | Singapore | MD |  | ROSE BENGAL AGAR |  | Class A
Thermo Fischer | Singapore | MD |  | SAB + ANTI 12ML (TRAY 75) |  | Class A
Thermo Fischer | Singapore | MD |  | SABOURAUD SLOPE 6ML |  | Class A
Thermo Fischer | Singapore | MD |  | SALINE 0.05% SODIUM THIO 9ML |  | Class A
Thermo Fischer | Singapore | MD |  | SALINE 5ML |  | Class A
Thermo Fischer | Singapore | MD |  | SALINE 9ML (TRAY 120) |  | Class A
Thermo Fischer | Singapore | MD |  | SELENITE BROTH 16ML MP (TRAY 120) |  | Class A
Thermo Fischer | Singapore | MD |  | SHEEP BLOOD AGAR + NVPP 6ML |  | Class A
Thermo Fischer | Singapore | MD |  | SKIRROW (CAMPYLOBACTER) AGAR |  | Class A
Thermo Fischer | Singapore | MD |  | SODIUM CHLORIDE SOLUTION 1 LITRE |  | Class A
Thermo Fischer | Singapore | MD |  | TRYPTONE SOYA AGAR 450ML |  | Class A
Thermo Fischer | Singapore | MD |  | TRYPTONE SOYA BROTH 90ML |  | Class A
Thermo Fischer | Singapore | MD |  | TRYPTOPHAN BROTH 3ML (PK 20) |  | Class A
Thermo Fischer | Singapore | MD |  | TSB + LEC + TWEEN 190ML |  | Class A
Thermo Fischer | Singapore | MD |  | TSB + TWEEN80 10ML |  | Class A
Thermo Fischer | Singapore | MD |  | TSB USP 800ML |  | Class A
Thermo Fischer | Singapore | MD |  | TSB USP 80ML |  | Class A
Thermo Fischer | Singapore | MD |  | MOELLER DECARBOXYLASE 2% ARGININE (5ML) |  | Class A
Thermo Fischer | Singapore | MD |  | SAB DEX AGAR + CHLORAMPHENICOL (250ML) |  | Class A
Thermo Fischer | Singapore | MD |  | TRYPTONE SOYA AGAR (250ML) |  | Class A
Thermo Fischer | Singapore | MD |  | TRYPTONE SOYA BROTH (10ML IN 30ML VIAL) |  | Class A
Thermo Fischer | Singapore | MD |  | THIOGLYCOLLATE MEDIUM-BREWER (5ML) |  | Class A
Thermo Fischer | Singapore | MD |  | OF BASAL MEDIUM + MANNITOL (5ML) |  | Class A
Thermo Fischer | Singapore | MD |  | BUFF. PEPTONE WATER (9ML IN 30ML VIAL) |  | Class A
Thermo Fischer | Singapore | MD |  | NEUTRALIZING BUFFER (500ML) |  | Class A
Thermo Fischer | Singapore | MD |  | ARGININE DIHYDROLASE MEDIUM (4ML) |  | Class A
Thermo Fischer | Singapore | MD |  | BHI AGAR + SHEEP BLOOD (5ML SLANT) |  | Class A
Thermo Fischer | Singapore | MD |  | R2A AGAR (250ML) SPECIAL QC |  | Class A
Thermo Fischer | Singapore | MD |  | 1% PEPTONE + 0% NACL (2ML) |  | Class A
Thermo Fischer | Singapore | MD |  | 1% PEPTONE + 6% NACL (2ML) |  | Class A
Thermo Fischer | Singapore | MD |  | Sterile Distilled Water |  | Class A
Thermo Fischer | Singapore | MD |  | VersaTREK® Instrument 240 |  | Class A
Thermo Fischer | Singapore | MD |  | SKIM MILK POWDER 500g |  | Class A
Thermo Fischer | Singapore | MD |  | TRYPTONE SOYA AGAR + 5% SHEEP BLOOD |  | Class A
Thermo Fischer | Singapore | MD |  | BRILLIANCE CAMPYCOUNT |  | Class A
Thermo Fischer | Singapore | MD |  | Potassium Hydroxide (KOH) 20% BTL/25ml |  | Class A
Thermo Fischer | Singapore | MD |  | SORBITOL MACCONKEY AGAR |  | Class A
Thermo Fischer | Singapore | MD |  | Remel™ QC-Slide™ AFB Stain Control |  | Class A
Thermo Fischer | Singapore | MD |  | Oxoid™ Streptococcus Supplement |  | Class A
Thermo Fischer | Singapore | MD |  | Legionella BCYE Medium with Antibiotics |  | Class A
Thermo Fischer | Singapore | MD |  | Mitchison 7H11 Selective Agar |  | Class A
Thermo Fischer | Singapore | MD |  | Demineralised Water with Glass Beads |  | Class A
Thermo Fischer | Singapore | MD |  | Culti-Loops™ Shigella flexneri serovar 2b group B ATCC™ 12022™ |  | Class A
Thermo Fischer | Singapore | MD |  | A. BAUMANNII ATCC BAA-747 PK/5 |  | Class A
Thermo Fischer | Singapore | MD |  | B. FRAGILIS ATCC 25285 PK/5 |  | Class A
Thermo Fischer | Singapore | MD |  | S. AUREUS ATCC 29737 PK/5 |  | Class A
Thermo Fischer | Singapore | MD |  | S. SAPROPHYTICUS ATCC BAA-750 PK/5 |  | Class A
Thermo Fischer | Singapore | MD |  | N. GONORRHOEAE ATCC 43069 PK/5 |  | Class A
Thermo Fischer | Singapore | MD |  | E. CLOACAE ATCC 13047 PK/5 |  | Class A
Thermo Fischer | Singapore | MD |  | P. FLUORESCENS ATCC 13525 PK/5 |  | Class A
Thermo Fischer | Singapore | MD |  | N. GONORRHOEAE ATCC 49226 PK/5 |  | Class A
Thermo Fischer | Singapore | MD |  | S. AUREUS ATCC 43300 PK/5 |  | Class A
Thermo Fischer | Singapore | MD |  | S.ENTERIC SV T'MURIUM ATCC14028 Q+/100TS |  | Class A
Thermo Fischer | Singapore | MD |  | SALMONELLA SPECIES SV ABONY NCTC6017 |  | Class A
Thermo Fischer | Singapore | MD |  | E. COLI ATCC 8739 Q KT/10 TST |  | Class A
Thermo Fischer | Singapore | MD |  | MicroTest™ M4RT® |  | Class A
Thermo Fischer | Singapore | MD |  | Culti-Loops™ Hanseniaspora valbyensis ATCC® 58370™ |  | Class A
Thermo Fischer | Singapore | MD |  | Bacillus Cereus Selective Medium (PEMBA) |  | Class A
Thermo Fischer | Singapore | MD |  | SALT SAB DULC+CH+GE (2ML) (10 TUBES PER PACK) |  | Class A
Thermo Fischer | Singapore | MD |  | TRYPTONE SOYA BROTH BIO-PROCESS CONT…. |  | Class A
Thermo Fischer | Singapore | MD |  | COLD FILTERABLE VPB IN BIOPROCESS CONTAINER |  | Class A
Thermo Fischer | Singapore | MD |  | THIOSULPHATE RINGERS TABLETS |  | Class A
Thermo Fischer | Singapore | MD |  | CALGON RINGERS TABLETS |  | Class A
Thermo Fischer | Singapore | MD |  | SALINE TABLETS |  | Class A
Thermo Fischer | Singapore | MD |  | NITROCEFIN 100 mg |  | Class A
Thermo Fischer | Singapore | MD |  | NUTRIENT BROTH 500GRAMS |  | Class A
Thermo Fischer | Singapore | MD |  | NUTRIENT AGAR 500GRAMS |  | Class A
Thermo Fischer | Singapore | MD |  | MAC-CONKEY AGAR 2.5KILOS I |  | Class A
Thermo Fischer | Singapore | MD |  | EDWARDS MEDIUM (MODIFIED) 500GRAMS |  | Class A
Thermo Fischer | Singapore | MD |  | MRVP MEDIUM 500 GRAMS |  | Class A
Thermo Fischer | Singapore | MD |  | DEXTROSE TRYPTONE BROTH 500GRAMS |  | Class A
Thermo Fischer | Singapore | MD |  | MAC-CONKEY AGAR NO 2 2.5KILOS |  | Class A
Thermo Fischer | Singapore | MD |  | MAC-CONKEY AGAR NO 3 2.5KILOS |  | Class A
Thermo Fischer | Singapore | MD |  | TRYPTONE GLUCOSE EXTRACT AGAR 500GRAMS |  | Class A
Thermo Fischer | Singapore | MD |  | TRYPTONE SOYA AGAR 25KG |  | Class A
Thermo Fischer | Singapore | MD |  | SALMONELLA CHROMOGENIC MEDIUM |  | Class A
Thermo Fischer | Singapore | MD |  | C.C.D.A. BI-PLATE |  | Class A
Thermo Fischer | Singapore | MD |  | Chromogenic UTI Clear |  | Class A
Thermo Fischer | Singapore | MD |  | PSEUDOMONAS P AGAR |  | Class A
Thermo Fischer | Singapore | MD |  | SAB DEXTROSE+CHLOR+COLISTIN DEEP FILL |  | Class A
Thermo Fischer | Singapore | MD |  | X.L.D. MEDIUM |  | Class A
Thermo Fischer | Singapore | MD |  | MACCONKEY AGAR (W/O SALT) |  | Class A
Thermo Fischer | Singapore | MD |  | ANAEROBIC + NALI |  | Class A
Thermo Fischer | Singapore | MD |  | BAIRD PARKER/BAIRD PARKER |  | Class A
Thermo Fischer | Singapore | MD |  | BHI 2.5ML |  | Class A
Thermo Fischer | Singapore | MD |  | LACTOSE BROTH 500GRAMS |  | Class A
Thermo Fischer | Singapore | MD |  | LYSINE MEDIUM 5 KILOS |  | Class A
Thermo Fischer | Singapore | MD |  | DIAGNOSTIC SENSITIV TEST AGAR 5 KILOS |  | Class A
Thermo Fischer | Singapore | MD |  | BRILLIANT GREEN AGAR 500 G. |  | Class A
Thermo Fischer | Singapore | MD |  | WORT BROTH BASE 5KILOS |  | Class A
Thermo Fischer | Singapore | MD |  | TRYPTOSE PHOSPHATE BROTH 500GRAMS |  | Class A
Thermo Fischer | Singapore | MD |  | ANTIBIOTIC MEDIUM NO.3(ASSAY B500GRAMS |  | Class A
Thermo Fischer | Singapore | MD |  | SWEDISH WATER TESTING MEDIUM N500GRAMS |  | Class A
Thermo Fischer | Singapore | MD |  | W.L. NUTRIENT AGAR 5KILOS |  | Class A
Thermo Fischer | Singapore | MD |  | E E BROTH 500GRAMS |  | Class A
Thermo Fischer | Singapore | MD |  | ANTIBIOTIC NO.1 (SEED AGAR) 500GRAMS |  | Class A
Thermo Fischer | Singapore | MD |  | COLUMBIA BLOOD AGAR BASE 5 KG. |  | Class A
Thermo Fischer | Singapore | MD |  | CLSN MED DITHIONITE THIOGLY (H500GRAMS |  | Class A
Thermo Fischer | Singapore | MD |  | M.R.S.AGAR 500GRAMS |  | Class A
Thermo Fischer | Singapore | MD |  | NAHRAGAR 500GRAMS |  | Class A
Thermo Fischer | Singapore | MD |  | DST AGAR BASE MIX W/O DEXTROSE 25 KILOS |  | Class A
Thermo Fischer | Singapore | MD |  | ENDO AGAR BASE 500GRAMS |  | Class A
Thermo Fischer | Singapore | MD |  | TINSDALE MEDIUM 500G. |  | Class A
Thermo Fischer | Singapore | MD |  | W L NUTRIENT BROTH 500GRAMS |  | Class A
Thermo Fischer | Singapore | MD |  | MAC-CONKEY AGAR (W/O SALT) 2.5K |  | Class A
Thermo Fischer | Singapore | MD |  | CARRY-BLAIR MEDIUM 25KG |  | Class A
Thermo Fischer | Singapore | MD |  | DRIGALSKI LACTOSE AGAR 500GRAMS |  | Class A
Thermo Fischer | Singapore | MD |  | OXYTETRACYCLIN GLUC YEAST EXT 5KILOS |  | Class A
Thermo Fischer | Singapore | MD |  | PSEUDOMONAS CETRIMIDE AGAR (USP, EP) |  | Class A
Thermo Fischer | Singapore | MD |  | BACILLUS CEREUS SEL AGAR(P.E.M.B.A.) |  | Class A
Thermo Fischer | Singapore | MD |  | K-F STREPTOCOCCUS AGAR 500GRAMS |  | Class A
Thermo Fischer | Singapore | MD |  | MAXIMUM RECOVERY DILUENT 500GRAMS |  | Class A
Thermo Fischer | Singapore | MD |  | BLOOD FREE CAMPY SELECT AGAR B5KILOS |  | Class A
Thermo Fischer | Singapore | MD |  | GBS AGAR BASE (ISLAM) 500GRAMS |  | Class A
Thermo Fischer | Singapore | MD |  | TERGITOL-7-AGAR (MODIFIED) 500GRAMS |  | Class A
Thermo Fischer | Singapore | MD |  | LISTERIA ENRICH BROTHBASE UVM 500GRAMS |  | Class A
Thermo Fischer | Singapore | MD |  | WLN AGAR PLUS 2L (MODIFIED) 25 KILOS |  | Class A
Thermo Fischer | Singapore | MD |  | LYSED HBA + GLUCOSE |  | Class A
Thermo Fischer | Singapore | MD |  | M MOD GLUTAMATE D/S 10ML (TRAY 120) |  | Class A
Thermo Fischer | Singapore | MD |  | MACCONKEY BROTH PURPLE 225ML |  | Class A
Thermo Fischer | Singapore | MD |  | MACCONKEY NO SALT 100ML |  | Class A
Thermo Fischer | Singapore | MD |  | Malonate Broth 5ml 10 Pack |  | Class A
Thermo Fischer | Singapore | MD |  | MODIFIED TRYPTONE SOYA BROTH 500ML |  | Class A
Thermo Fischer | Singapore | MD |  | MRS AGAR 500ML |  | Class A
Thermo Fischer | Singapore | MD |  | 20/PK THIO w/o IND w/o DEX 9ml |  | Class A
Thermo Fischer | Singapore | MD |  | PEPTONE (TRYPTONE) WATER 5ML |  | Class A
Thermo Fischer | Singapore | MD |  | 20/PK TODD HEWITT w/GENT & NA |  | Class A
Thermo Fischer | Singapore | MD |  | PEPTONE 0.1% 9ML (PACK 50) |  | Class A
Thermo Fischer | Singapore | MD |  | 100/CS TSB 2ml |  | Class A
Thermo Fischer | Singapore | MD |  | PEPTONE SALT SOLUTION 1 LTR |  | Class A
Thermo Fischer | Singapore | MD |  | 20/PK UREA BROTH 2ml |  | Class A
Thermo Fischer | Singapore | MD |  | 100/CS EUGONIC BROTH MODIFIED |  | Class A
Thermo Fischer | Singapore | MD |  | SALINE 500ML |  | Class A
Thermo Fischer | Singapore | MD |  | SAPONIN 15% 100ML |  | Class A
Thermo Fischer | Singapore | MD |  | 100/CS ATS MEDIUM SLANT |  | Class A
Thermo Fischer | Singapore | MD |  | 20/PK BHI AGAR w/BLOOD SLANT |  | Class A
Thermo Fischer | Singapore | MD |  | 20/PK DTM (DERMATOPHYTE TEST) |  | Class A
Thermo Fischer | Singapore | MD |  | SHEEP BLOOD AGAR+NALIDIXIC ACID |  | Class A
Thermo Fischer | Singapore | MD |  | 20/PK TRICHOPHYTON AG #3 SLANT |  | Class A
Thermo Fischer | Singapore | MD |  | 100/CS LAURYL TRYPTOSE BR 1X |  | Class A
Thermo Fischer | Singapore | MD |  | THIOGLYCOLLATE + TWEEN 0.5% 80ML |  | Class A
Thermo Fischer | Singapore | MD |  | 100/CS SAB DEX AGAR (pH 5.6) |  | Class A
Thermo Fischer | Singapore | MD |  | THIOGLYCOLLATE + TWEEN80 90ML |  | Class A
Thermo Fischer | Singapore | MD |  | 20/PK TCBS AGAR 20ml DEEP |  | Class A
Thermo Fischer | Singapore | MD |  | THIOGLYCOLLATE +TWEEN80 50ML |  | Class A
Thermo Fischer | Singapore | MD |  | 20/PK TRICHOPHYTON AG #3 DEEP |  | Class A
Thermo Fischer | Singapore | MD |  | THIOGLYCOLLATE USP 400ML |  | Class A
Thermo Fischer | Singapore | MD |  | 10/PK PPLO w/SERUM INHIBITORS |  | Class A
Thermo Fischer | Singapore | MD |  | TRIBUTYRIN AGAR 100ML |  | Class A
Thermo Fischer | Singapore | MD |  | COLUMBIA HORSE BLOOD AGAR |  | Class A
Thermo Fischer | Singapore | MD |  | TRYPTONE SOYA + TWEEN20+LECITHIN |  | Class A
Thermo Fischer | Singapore | MD |  | COLUMBIA HORSE BLOOD AGAR + GENTAMICIN |  | Class A
Thermo Fischer | Singapore | MD |  | TRYPTONE SOYA AGAR 250ML |  | Class A
Thermo Fischer | Singapore | MD |  | COLUMBIA HORSE BLOOD AGAR + NEOMYCIN |  | Class A
Thermo Fischer | Singapore | MD |  | COLUMBIA CNA + SHEEP BLOOD |  | Class A
Thermo Fischer | Singapore | MD |  | TRYPTONE WATER 10ML (TRAY120) |  | Class A
Thermo Fischer | Singapore | MD |  | EOSIN METHYLENE BLUE AGAR (WITH GPT) |  | Class A
Thermo Fischer | Singapore | MD |  | TSI SLOPE 4ML |  | Class A
Thermo Fischer | Singapore | MD |  | UREA + 2% AGAR |  | Class A
Thermo Fischer | Singapore | MD |  | VANCOMYCIN SOLUTION (10 PACK) |  | Class A
Thermo Fischer | Singapore | MD |  | MUELLER HINTON + LYSED HORSE BLOOD |  | Class A
Thermo Fischer | Singapore | MD |  | VRBGA-USP |  | Class A
Thermo Fischer | Singapore | MD |  | PLANT AGAR |  | Class A
Thermo Fischer | Singapore | MD |  | VRE BROTH 5ML (TRAY 75) |  | Class A
Thermo Fischer | Singapore | MD |  | PHENYLETHYL ALCOHOL HORSE BLOOD |  | Class A
Thermo Fischer | Singapore | MD |  | YSG BROTH 90ML |  | Class A
Thermo Fischer | Singapore | MD |  | M-ENDO-AGAR LES (60MM PLATE) |  | Class A
Thermo Fischer | Singapore | MD |  | M-FC AGAR, 60MM |  | Class A
Thermo Fischer | Singapore | MD |  | M-FC AGAR |  | Class A
Thermo Fischer | Singapore | MD |  | SENSITEST AGAR + HORSE BLOOD |  | Class A
Thermo Fischer | Singapore | MD |  | TSA SHEEP BLOOD, 140MM |  | Class A
Thermo Fischer | Singapore | MD |  | RPMI WITH MOPS + GLUCOSE |  | Class A
Thermo Fischer | Singapore | MD |  | MITIS AGAR+0.1%TELLURITE+200U BACITRACIN |  | Class A
Thermo Fischer | Singapore | MD |  | COLUMBIA HBA/MACCONKEY 3 AGAR |  | Class A
Thermo Fischer | Singapore | MD |  | TCBS/DCA AGAR |  | Class A
Thermo Fischer | Singapore | MD |  | SAB DEX AGAR W/GPT (REMEL) (25ML) |  | Class A
Thermo Fischer | Singapore | MD |  | BI-LAYER BLOOD PLATE |  | Class A
Thermo Fischer | Singapore | MD |  | BIOLOG BUG + BLOOD |  | Class A
Thermo Fischer | Singapore | MD |  | BRAIN HEART INFUSION&VANC |  | Class A
Thermo Fischer | Singapore | MD |  | BRILLIANCE STAPH24 |  | Class A
Thermo Fischer | Singapore | MD |  | BRUCELLA SUPPLEMENTED AGAR |  | Class A
Thermo Fischer | Singapore | MD |  | C.DIFF-BHIA + TAUROCHOLATE |  | Class A
Thermo Fischer | Singapore | MD |  | CAMP BLOOD FREE |  | Class A
Thermo Fischer | Singapore | MD |  | CAMP/CAMP |  | Class A
Thermo Fischer | Singapore | MD |  | CHOC/CHOC |  | Class A
Thermo Fischer | Singapore | MD |  | CHOCOLATE |  | Class A
Thermo Fischer | Singapore | MD |  | CHOCOLATE SLOPE 6ML |  | Class A
Thermo Fischer | Singapore | MD |  | CHROMOGENIC LISTERIA (ISO) |  | Class A
Thermo Fischer | Singapore | MD |  | CHROMOGENIC SALMONELLA |  | Class A
Thermo Fischer | Singapore | MD |  | CLED + ANDRADES |  | Class A
Thermo Fischer | Singapore | MD |  | CNA + PYRIDOXAL |  | Class A
Thermo Fischer | Singapore | MD |  | D5 BROTH 10ML |  | Class A
Thermo Fischer | Singapore | MD |  | DCLS AGAR |  | Class A
Thermo Fischer | Singapore | MD |  | DG18 100ML |  | Class A
Thermo Fischer | Singapore | MD |  | Dubos Broth+Enrich+Aryl Sulph(14 day) 3m |  | Class A
Thermo Fischer | Singapore | MD |  | DUBOS+BROTH+ENRICH+ARYL+SULPH |  | Class A
Thermo Fischer | Singapore | MD |  | FRASER BROTH W/O FAC 10ML |  | Class A
Thermo Fischer | Singapore | MD |  | GC SENSI (NCCLS) |  | Class A
Thermo Fischer | Singapore | MD |  | GC SUGAR SET |  | Class A
Thermo Fischer | Singapore | MD |  | GC/GC |  | Class A
Thermo Fischer | Singapore | MD |  | HBA + CNA |  | Class A
Thermo Fischer | Singapore | MD |  | HBA + GENT |  | Class A
Thermo Fischer | Singapore | MD |  | HBA/SAB |  | Class A
Thermo Fischer | Singapore | MD |  | LAURYL TRYPTOSE D/S 10ML (TRAY 120) |  | Class A
Thermo Fischer | Singapore | MD |  | MAC-CONKEY AGAR NO 2 500GRAMS |  | Class A
Thermo Fischer | Singapore | MD |  | TOMATO JUICE AGAR 500GRAMS |  | Class A
Thermo Fischer | Singapore | MD |  | CHARCOAL AGAR 500GRAMS |  | Class A
Thermo Fischer | Singapore | MD |  | TRYPTONE SOYA BROTH 2.5KILOS |  | Class A
Thermo Fischer | Singapore | MD |  | BRUCELLA MEDIUM BASE (25KG) |  | Class A
Thermo Fischer | Singapore | MD |  | THIOGLYCOLLATE FLUID MEDIUM |  | Class A
Thermo Fischer | Singapore | MD |  | AZIDE BLOOD AGAR BASE 500GRAMS |  | Class A
Thermo Fischer | Singapore | MD |  | BLOOD AGAR BASE NO 2 500GRAMS |  | Class A
Thermo Fischer | Singapore | MD |  | LYSINE DECARBOXYLASE (5 X 20)TABS |  | Class A
Thermo Fischer | Singapore | MD |  | E.E. BROTH 500G |  | Class A
Thermo Fischer | Singapore | MD |  | COOKED MEAT MEDIUM 20ML |  | Class A
Thermo Fischer | Singapore | MD |  | CORN MEAL TWEEN 80 20ML |  | Class A
Thermo Fischer | Singapore | MD |  | CT-SMAC |  | Class A
Thermo Fischer | Singapore | MD |  | CZAPEK DOX AGAR 100ML |  | Class A
Thermo Fischer | Singapore | MD |  | DERMASEL + ANTI + ACTI 12ML (TRAY 75) |  | Class A
Thermo Fischer | Singapore | MD |  | DG18 250ML |  | Class A
Thermo Fischer | Singapore | MD |  | E.D.T.A 50mM 2ML - (PK 20) |  | Class A
Thermo Fischer | Singapore | MD |  | EC BROTH + MUG 9ML |  | Class A
Thermo Fischer | Singapore | MD |  | EIA SUBSTRATE PLATE |  | Class A
Thermo Fischer | Singapore | MD |  | FBP SUPPLEMENT 100ML |  | Class A
Thermo Fischer | Singapore | MD |  | LISTERIA ENRICHMENT SUPP 20ML |  | Class A
Thermo Fischer | Singapore | MD |  | LURIA GLUCOSE AGAR + AMPICILLIN |  | Class A
Thermo Fischer | Singapore | MD |  | 10/PK ANAEROBIC REDUCIBLE CNA |  | Class A
Thermo Fischer | Singapore | MD |  | 10/PK HORSE BLD AGAR w/o GCHI |  | Class A
Thermo Fischer | Singapore | MD |  | 10/PK CASMAN AGR w/5% SHEEP BL |  | Class A
Thermo Fischer | Singapore | MD |  | 10/PK BLOOD AGAR w/GENT 10mcg |  | Class A
Thermo Fischer | Singapore | MD |  | 10/PK CETRIMIDE AGAR |  | Class A
Thermo Fischer | Singapore | MD |  | 10/PK CLED AGAR |  | Class A
Thermo Fischer | Singapore | MD |  | 10/PK COLUMBIA CNA w/6mcg VANC |  | Class A
Thermo Fischer | Singapore | MD |  | 10/PK HEKTOEN ENTERIC (HE) AGR |  | Class A
Thermo Fischer | Singapore | MD |  | 10/PK MIDDLEBROOK 7H10 AGAR |  | Class A
Thermo Fischer | Singapore | MD |  | 10/PK MUELLER HINTON AGAR |  | Class A
Thermo Fischer | Singapore | MD |  | 10/PK MUELLER HINTON w/BLOOD |  | Class A
Thermo Fischer | Singapore | MD |  | 10/PK OFPBL AGAR |  | Class A
Thermo Fischer | Singapore | MD |  | 10/PK POTATO DEXTROSE (pH 5.6) |  | Class A
Thermo Fischer | Singapore | MD |  | 10/PK PSEUDOMONAS P AGAR |  | Class A
Thermo Fischer | Singapore | MD |  | 10/PK COLUMBIA CNA / MACCONKEY |  | Class A
Thermo Fischer | Singapore | MD |  | 10/PK EMB LEVINE / MACCONKEY |  | Class A
Thermo Fischer | Singapore | MD |  | 10/PK MAC w/MUG / BLOOD AGAR |  | Class A
Thermo Fischer | Singapore | MD |  | 100/CS PRAS CHOP MEAT CARBHC |  | Class A
Thermo Fischer | Singapore | MD |  | 20/PK ANDRADES w/1% MALTOSE |  | Class A
Thermo Fischer | Singapore | MD |  | 20/PK BHI AGAR SLANT |  | Class A
Thermo Fischer | Singapore | MD |  | 100/CS CHOCOLATE AGAR SLANT |  | Class A
Thermo Fischer | Singapore | MD |  | 20/PK CTA MEDIUM w/1% MALTOSE |  | Class A
Thermo Fischer | Singapore | MD |  | 20/PK GLYCEROL BR-LYSOZYME CTR |  | Class A
Thermo Fischer | Singapore | MD |  | 100/CS GN BROTH 5ml |  | Class A
Thermo Fischer | Singapore | MD |  | 100/CS HEART INFUSION AGAR |  | Class A
Thermo Fischer | Singapore | MD |  | 20/PK HI BROTH w/BCP6.5% NaCl |  | Class A
Thermo Fischer | Singapore | MD |  | 20/PK HIPPURATE BROTH 3ml |  | Class A
Thermo Fischer | Singapore | MD |  | 20/PK LYSINE IRON AGAR (LIA) |  | Class A
Thermo Fischer | Singapore | MD |  | 20/PK MOTILITY TEST MED w/TTC |  | Class A
Thermo Fischer | Singapore | MD |  | 20/PK MRVP BROTH 2ml |  | Class A
Thermo Fischer | Singapore | MD |  | 20/PK MUELLER HINTON BROTH 4ml |  | Class A
Thermo Fischer | Singapore | MD |  | 20/PK OF MEDIUM 1% ARABINOSE |  | Class A
Thermo Fischer | Singapore | MD |  | 20/PK OF MEDIUM 1% DULCITOL |  | Class A
Thermo Fischer | Singapore | MD |  | 20/PK OF MEDIUM 1% MANNITOL |  | Class A
Thermo Fischer | Singapore | MD |  | 100/CS PHENYLALANINE AGR SLANT |  | Class A
Thermo Fischer | Singapore | MD |  | 20/PK PHENOL RED BR RHAMNOSE |  | Class A
Thermo Fischer | Singapore | MD |  | 20/PK PHENOL RED BR TREHALOSE |  | Class A
Thermo Fischer | Singapore | MD |  | FRASER BROTH 10ML |  | Class A
Thermo Fischer | Singapore | MD |  | GIOLITTI CANTONI+ 0.1%POT TELL S/S 10ML |  | Class A
Thermo Fischer | Singapore | MD |  | GSM |  | Class A
Thermo Fischer | Singapore | MD |  | GYNAECOLOGICAL COLLECTION KIT |  | Class A
Thermo Fischer | Singapore | MD |  | HAEMOPHILUS (Choc + Bacitracin) |  | Class A
Thermo Fischer | Singapore | MD |  | HAEMOPHILUS ID W/ INDICATOR |  | Class A
Thermo Fischer | Singapore | MD |  | HEKTOEN |  | Class A
Thermo Fischer | Singapore | MD |  | LACTOSE GELATIN MEDIUM (LG) PK 50 |  | Class A
Thermo Fischer | Singapore | MD |  | LACTRITMEL + ANTI + ACTI PLATE |  | Class A
Thermo Fischer | Singapore | MD |  | LACTRITMEL+ANTI+ACTI SLOPE 12ML |  | Class A
Thermo Fischer | Singapore | MD |  | 20/PK PHENOL RED BR XYLOSE |  | Class A
Thermo Fischer | Singapore | MD |  | 20/PK PSEUDOMONAS P (TECH) AGR |  | Class A
Thermo Fischer | Singapore | MD |  | LJ + PYRUVATE (TRAY 75) |  | Class A
Thermo Fischer | Singapore | MD |  | LJ + PYRUVATE SLOPE 6ML |  | Class A
Thermo Fischer | Singapore | MD |  | MACCONKEY + CEFPODOXIME |  | Class A
Thermo Fischer | Singapore | MD |  | MACCONKEY NO 2 + CYCLO 100ML |  | Class A
Thermo Fischer | Singapore | MD |  | MACCONKEY NO3 + GENTAMICIN |  | Class A
Thermo Fischer | Singapore | MD |  | Malt Extract Agar 500ml |  | Class A
Thermo Fischer | Singapore | MD |  | MOD THIO(7H10) + MYCOBACTIN 12ML |  | Class A
Thermo Fischer | Singapore | MD |  | Remel™ TB Base Digestant |  | Class A
Thermo Fischer | Singapore | MD |  | Remel™ Xylene-S |  | Class A
Thermo Fischer | Singapore | MD |  | Thermo Scientific™ Lowenstein-Jensen Medium (LJ) |  | Class A
Thermo Fischer | Singapore | MD |  | A. FAECALIS ATCC 35655 PK/5 |  | Class A
Thermo Fischer | Singapore | MD |  | C. ALBICANS ATCC 10231 PK/5 |  | Class A
Thermo Fischer | Singapore | MD |  | C. SPOROGENES ATCC 19404 PK/5 |  | Class A
Thermo Fischer | Singapore | MD |  | E. FAECALIS ATCC 51299 PK/5 |  | Class A
Thermo Fischer | Singapore | MD |  | H. INFLUENZAE ATCC 49247 PK/5 |  | Class A
Thermo Fischer | Singapore | MD |  | H. PARAPHROPHILUS ATCC 49917 PK/5 |  | Class A
Thermo Fischer | Singapore | MD |  | B. CEPACIA ATCC 25416 PK/5 |  | Class A
Thermo Fischer | Singapore | MD |  | S. ENTERICA SV TYPHIMURIUMATCC14028 PK/5 |  | Class A
Thermo Fischer | Singapore | MD |  | S. EPIDERMIDIS ATCC 14990 PK/5 |  | Class A
Thermo Fischer | Singapore | MD |  | S. PYOGENES ATCC 19615 PK/5 |  | Class A
Thermo Fischer | Singapore | MD |  | P. VULGARIS ATCC 6380 PK/5 |  | Class A
Thermo Fischer | Singapore | MD |  | S. MALTOPHILIA ATCC 17666 PK/5 |  | Class A
Thermo Fischer | Singapore | MD |  | E. AEROGENES ATCC 13048 PK/5 |  | Class A
Thermo Fischer | Singapore | MD |  | E. COLI ATCC 8739 PK/5 |  | Class A
Thermo Fischer | Singapore | MD |  | C. UTILIS ATCC 9950 PK/5 |  | Class A
Thermo Fischer | Singapore | MD |  | S. CEREVISIAE ATCC 9763 PK/5 |  | Class A
Thermo Fischer | Singapore | MD |  | B. OVATUS ATCC BAA-1296 PK/5 |  | Class A
Thermo Fischer | Singapore | MD |  | C. SPOROGENES ATCC 19404 Q+ KT/100 TST |  | Class A
Thermo Fischer | Singapore | MD |  | C. SPOROGENES ATCC 11437 Q+ KT/100 TST |  | Class A
Thermo Fischer | Singapore | MD |  | P. AERUGINOSA ATCC 9027 Q+ KT/100 TST |  | Class A
Thermo Fischer | Singapore | MD |  | E. FAECALIS ATCC 29212 Q+ KT/100 TST |  | Class A
Thermo Fischer | Singapore | MD |  | MicroTest M4RT No Beads - Kit NP Swab |  | Class A
Thermo Fischer | Singapore | MD |  | Chromogenic Candida Agar |  | Class A
Thermo Fischer | Singapore | MD |  | TRYPTONE SOYA BROTH BIO-PROCESS 1 LITRE |  | Class A
Thermo Fischer | Singapore | MD |  | COLD FILTERABLE VPB IN BIOPROCESS CONTAINER |  | Class A
Thermo Fischer | Singapore | MD |  | PHOSPHATE BUFFERED SALINE TABLETS(100'S) |  | Class A
Thermo Fischer | Singapore | MD |  | YEAST EXTRACT AGAR |  | Class A
Thermo Fischer | Singapore | MD |  | BRILLIANT GREEN BILE 2% BROTH 2.5KILOS |  | Class A
Thermo Fischer | Singapore | MD |  | DESOXYCHOLATE CITRATE AGAR 5KILOS |  | Class A
Thermo Fischer | Singapore | MD |  | BLOOD AGAR BASE 500GRAMS |  | Class A
Thermo Fischer | Singapore | MD |  | MANNITOL SALT AGAR 5KILOS |  | Class A
Thermo Fischer | Singapore | MD |  | VIOLET RED BILE AGAR 500GRAMS |  | Class A
Thermo Fischer | Singapore | MD |  | LACTOSE BROTH 2.5KILOS |  | Class A
Thermo Fischer | Singapore | MD |  | DEXTROSE BROTH 500GRAMS |  | Class A
Thermo Fischer | Singapore | MD |  | LYSINE MEDIUM 500GRAMS |  | Class A
Thermo Fischer | Singapore | MD |  | DESOXYCHOLATE CITRATE AGAR(HYN500GRAMS |  | Class A
Thermo Fischer | Singapore | MD |  | TRYPTOSE BLOOD AGAR BASE 500GRAMS |  | Class A
Thermo Fischer | Singapore | MD |  | BRILLIANT GREEN AGAR 2.5KG |  | Class A
Thermo Fischer | Singapore | MD |  | BLOOD AGAR BASE NO 2 25KG |  | Class A
Thermo Fischer | Singapore | MD |  | BRAIN HEART INFUSION AGAR (5ML) |  | Class A
Thermo Fischer | Singapore | MD |  | BHI BROTH (5ML) |  | Class A
Thermo Fischer | Singapore | MD |  | CHOCOLATE HORSE BLOOD AGAR (5ML) |  | Class A
Thermo Fischer | Singapore | MD |  | COOKED MEAT BROTH (10ML) |  | Class A
Thermo Fischer | Singapore | MD |  | COOKED MEAT BROTH (12ML ) |  | Class A
Thermo Fischer | Singapore | MD |  | CTA + SUCROSE (5ML) |  | Class A
Thermo Fischer | Singapore | MD |  | INDOLE NITRATE MEDIUM (5ML) |  | Class A
Thermo Fischer | Singapore | MD |  | PHENYLALANINE AGAR (5ML) |  | Class A
Thermo Fischer | Singapore | MD |  | SALT TOLERANCE BROTH (3ML) |  | Class A
Thermo Fischer | Singapore | MD |  | SALINE 0.85% (5ML) |  | Class A
Thermo Fischer | Singapore | MD |  | SELENITE BROTH (10ML in 30ML VIAL) |  | Class A
Thermo Fischer | Singapore | MD |  | TSB (90ML IN 250ML BOTTLE) |  | Class A
Thermo Fischer | Singapore | MD |  | PHENOLREDBROTH+1% MALTOSE+DURHAM (5ML) |  | Class A
Thermo Fischer | Singapore | MD |  | PHOSPHATE BUFFER PH7.2(90ML) |  | Class A
Thermo Fischer | Singapore | MD |  | MOELLER DECARBOXYLASE 2%LYSINE (5ML) |  | Class A
Thermo Fischer | Singapore | MD |  | 1% PEPTONE + 10% NACL (2ML) |  | Class A
Thermo Fischer | Singapore | MD |  | Yeast-One with Anidulafungin & Micafungin |  | Class A
Thermo Fischer | Singapore | MD |  | AutoInoculator Dosing Heads |  | Class A
Thermo Fischer | Singapore | MD |  | NEPHELOMETER |  | Class A
Thermo Fischer | Singapore | MD |  | VIZION INSTRUMENT |  | Class A
Thermo Fischer | Singapore | MD |  | SWIN SOFTWARE only |  | Class A
Thermo Fischer | Singapore | MD |  | VersaTREK® REDOX 2M EZ Draw® (anaerobic) |  | Class A
Thermo Fischer | Singapore | MD |  | VersaTREK® Myco GS |  | Class A
Thermo Fischer | Singapore | MD |  | VersaTREK® Myco Susceptibility Kit |  | Class A
Thermo Fischer | Singapore | MD |  | VersaTREK® Myco PZA Kit |  | Class A
Thermo Fischer | Singapore | MD |  | DRY SPOT CAMPYLOBACTER KIT |  | Class A
Thermo Fischer | Singapore | MD |  | HAEMOLYSIN REAGENT |  | Class A
Thermo Fischer | Singapore | MD |  | Potassium Tellurite (0.2%) BTL/25ml |  | Class A
Thermo Fischer | Singapore | MD |  | Sodium Carbonate BTL/25ml |  | Class A
Thermo Fischer | Singapore | MD |  | Xpect C. diff Toxin A/B KT/20TST |  | Class A
Thermo Fischer | Singapore | MD |  | Color Slide II Mono KT/50TST |  | Class A
Thermo Fischer | Singapore | MD |  | Gram Stain Set 4 x 250mL w/ Tray |  | Class A
Thermo Fischer | Singapore | MD |  | Methylene Blue,Loefflers BTL/250ml |  | Class A
Thermo Fischer | Singapore | MD |  | LB Agar-Miller 500g each |  | Class A
Thermo Fischer | Singapore | MD |  | Mannitol Salt Agar 500g each |  | Class A
Thermo Fischer | Singapore | MD |  | PEA 500g each |  | Class A
Thermo Fischer | Singapore | MD |  | WORT BROTH BASE 25 KILOS |  | Class A
Thermo Fischer | Singapore | MD |  | TRYPTOSE PHOSPHATE BROTH 25 KILOS |  | Class A
Thermo Fischer | Singapore | MD |  | DNASE AGAR 500 G. |  | Class A
Thermo Fischer | Singapore | MD |  | T.C.B.S CHOLERA MEDIUM 500GRAMS |  | Class A
Thermo Fischer | Singapore | MD |  | MUELLER KAUFFMAN TETRATH BROTH5 KILOS |  | Class A
Thermo Fischer | Singapore | MD |  | THIOGLYCOLLATE BROTH USP ALTERNATIVE 25K |  | Class A
Thermo Fischer | Singapore | MD |  | THIOGLYCOLLATE BROTH USP ALTER5KILOS |  | Class A
Thermo Fischer | Singapore | MD |  | SELENITE BROTH BASE 500GRAMS |  | Class A
Thermo Fischer | Singapore | MD |  | MYCOPLASMA BROTH BASE 500G. |  | Class A
Thermo Fischer | Singapore | MD |  | MYCOPLASMA BROTH BASE 5KILOS |  | Class A
Thermo Fischer | Singapore | MD |  | HEKTOEN ENTERIC AGAR 5KILOS |  | Class A
Thermo Fischer | Singapore | MD |  | LAURYL TRYPTOSE BROTH 500G. |  | Class A
Thermo Fischer | Singapore | MD |  | XLD MEDIUM 2.5KILOS |  | Class A
Thermo Fischer | Singapore | MD |  | XLD MEDIUM 5KILOS |  | Class A
Thermo Fischer | Singapore | MD |  | PERFRINGENS AGAR BASE(OPSP) |  | Class A
Thermo Fischer | Singapore | MD |  | ROSE BENGAL CHLORAMPHENICOL AG2.5KILOS |  | Class A
Thermo Fischer | Singapore | MD |  | Potato Dextrose Agar 500g each |  | Class A
Thermo Fischer | Singapore | MD |  | Porphyrin Reagent 5ml/VL |  | Class A
Thermo Fischer | Singapore | MD |  | Sensititre Middlebrook 7H9 Broth w/ OADC |  | Class A
Thermo Fischer | Singapore | MD |  | Sensititre Saline-Tween w/Glass Beads |  | Class A
Thermo Fischer | Singapore | MD |  | Sensititre 0.9 McFarland Standard |  | Class A
Thermo Fischer | Singapore | MD |  | GRAM STAIN - GRAM SAFRANIN |  | Class A
Thermo Fischer | Singapore | MD |  | Violet Red Bile Glucose Agar |  | Class A
Thermo Fischer | Singapore | MD |  | Remel LB Agar, Lennox |  | Class A
Thermo Fischer | Singapore | MD |  | MicroTest™ Flocked Swab Kits |  | Class A
Thermo Fischer | Singapore | MD |  | BHI BROTH + 6MG/L OXACILLIN (3ML) 50 TUBES/PK |  | Class A
Thermo Fischer | Singapore | MD |  | PSEUDOMONAS AGAR BASE 500GRAMS |  | Class A
Thermo Fischer | Singapore | MD |  | PSEUDOMONAS AGAR BASE |  | Class A
Thermo Fischer | Singapore | MD |  | CLOSTRIDIUM DIFFICILE 500GRAMS I |  | Class A
Thermo Fischer | Singapore | MD |  | MIN MOD MED BASE+SODIUM GLUT C800GRAMS |  | Class A
Thermo Fischer | Singapore | MD |  | ORANGE SERUM AGAR |  | Class A
Thermo Fischer | Singapore | MD |  | MAXIMUM RECOVERY DILUENT 2.5KILOS |  | Class A
Thermo Fischer | Singapore | MD |  | RAPPAPORT VASSILIADIS SOYA PEP500GRAMS |  | Class A
Thermo Fischer | Singapore | MD |  | DESOXYCHOLATE LACTOSE AGAR 500GRAMS |  | Class A
Thermo Fischer | Singapore | MD |  | PALCAM AGAR BASE 500G. |  | Class A
Thermo Fischer | Singapore | MD |  | FRASER BROTH |  | Class A
Thermo Fischer | Singapore | MD |  | R2A AGAR 500GRAMS |  | Class A
Thermo Fischer | Singapore | MD |  | YEAST AND MOULD AGAR 100GM |  | Class A
Thermo Fischer | Singapore | MD |  | LACTOSE PEPTONE BROTH 5KILOS |  | Class A
Thermo Fischer | Singapore | MD |  | TERGITOL 7 BROTH 500G |  | Class A
Thermo Fischer | Singapore | MD |  | CHROMOGENIC UTI MEDIUM 5KG |  | Class A
Thermo Fischer | Singapore | MD |  | CHROMOGENIC E.COLI/COLIFORM ME500 GRAMS |  | Class A
Thermo Fischer | Singapore | MD |  | BAIRD-PARKER AGAR BASE MODIFIE500 GRAMS |  | Class A
Thermo Fischer | Singapore | MD |  | POTATO DEXTROSE BROTH 500g |  | Class A
Thermo Fischer | Singapore | MD |  | E.C. BROTH WITH MUG 500G |  | Class A
Thermo Fischer | Singapore | MD |  | EC BROTH(REDUCED BILE SALTS) |  | Class A
Thermo Fischer | Singapore | MD |  | O.R.S.A.B. 5KG I |  | Class A
Thermo Fischer | Singapore | MD |  | GAMMA IRRADIATED TSB |  | Class A
Thermo Fischer | Singapore | MD |  | HEART INFUSION BROTH |  | Class A
Thermo Fischer | Singapore | MD |  | CHROMOGENIC BACILLUS CEREUS AGAR BASE |  | Class A
Thermo Fischer | Singapore | MD |  | DIFFERENTIAL COLIFORM AGAR 500G |  | Class A
Thermo Fischer | Singapore | MD |  | DEMI-FRASER BROTH(W/O FERRIC AMMON CITR) |  | Class A
Thermo Fischer | Singapore | MD |  | COLD FILTERABLE TRYPTONE SOYA BROTH 500GRAMS |  | Class A
Thermo Fischer | Singapore | MD |  | LAURYL TRYPTOSE D/S TUBE 10ML DURHAM(50) |  | Class A
Thermo Fischer | Singapore | MD |  | LES (M-ENDO) |  | Class A
Thermo Fischer | Singapore | MD |  | LISTERIA SELECT. ENRICH. SUPP. (PACK 10) |  | Class A
Thermo Fischer | Singapore | MD |  | TERGITOL 7 BROTH 500G |  | Class A
Thermo Fischer | Singapore | MD |  | ^RM^ CHROMOGENIC UTI 25KG |  | Class A
Thermo Fischer | Singapore | MD |  | TSB (SOYBEAN-CASEIN DIGEST MEDIUM U.S.P) |  | Class A
Thermo Fischer | Singapore | MD |  | O.R.S.A.B 4 x 5.175K.(FOR 50L P.M. ONLY) |  | Class A
Thermo Fischer | Singapore | MD |  | EE BROTH-MOSSEL (EP/USP/JP/BP) |  | Class A
Thermo Fischer | Singapore | MD |  | BRAIN HEART INFUSION |  | Class A
Thermo Fischer | Singapore | MD |  | BRAIN HEART INFUSION |  | Class A
Thermo Fischer | Singapore | MD |  | UVM1 BROTH 10ML TUBE (PACK 50) |  | Class A
Thermo Fischer | Singapore | MD |  | VRBA 100ML |  | Class A
Thermo Fischer | Singapore | MD |  | XLD |  | Class A
Thermo Fischer | Singapore | MD |  | XLD/DCA |  | Class A
Thermo Fischer | Singapore | MD |  | 100/CS ANAEROBIC (CDC) PEA |  | Class A
Thermo Fischer | Singapore | MD |  | 10/PK ANAEROBIC (CDC) LPV |  | Class A
Thermo Fischer | Singapore | MD |  | BORATE BUFFER+1% TWEEN (5T/P/L) |  | Class A
Thermo Fischer | Singapore | MD |  | THIOGLYCOLLATE BROTH (EP/USP)+1%TWEEN |  | Class A
Thermo Fischer | Singapore | MD |  | FLUID A |  | Class A
Thermo Fischer | Singapore | MD |  | TRYPTONE SOYA BROTH +0.5%LECITHIN+4%TWEE |  | Class A
Thermo Fischer | Singapore | MD |  | DOUBLE STRENGTH TRYPTONE SOYA AGAR |  | Class A
Thermo Fischer | Singapore | MD |  | IRON SULPHITE AGAR |  | Class A
Thermo Fischer | Singapore | MD |  | TRYPTONE SOYA BROTH+0.1%LECITHIN+1%TWEEN |  | Class A
Thermo Fischer | Singapore | MD |  | ISO-SENSIT. AGAR + LYSED HORSE BLOOD |  | Class A
Thermo Fischer | Singapore | MD |  | COLUMBIA CHOCOLATE AGAR +BACITRACIN |  | Class A
Thermo Fischer | Singapore | MD |  | MUELLER HINTON + 5% SHEEP BLOOD (DEEP) |  | Class A
Thermo Fischer | Singapore | MD |  | PHENYLETHYL ALCOHOL AGR WITH SHEEP BLOOD |  | Class A
Thermo Fischer | Singapore | MD |  | BORDETELLA SELECTIVE MEDIUM |  | Class A
Thermo Fischer | Singapore | MD |  | DCA |  | Class A
Thermo Fischer | Singapore | MD |  | ISO-SENSITEST AGAR |  | Class A
Thermo Fischer | Singapore | MD |  | NUTRIENT AGAR |  | Class A
Thermo Fischer | Singapore | MD |  | BACILLUS CEREUS SELECT AGAR |  | Class A
Thermo Fischer | Singapore | MD |  | BRILLIANT GREEN AGAR (MODIFIED) |  | Class A
Thermo Fischer | Singapore | MD |  | POTATO DEXTROSE AGAR |  | Class A
Thermo Fischer | Singapore | MD |  | ROSE BENGAL CHLOR. AGAR C/PLATE |  | Class A
Thermo Fischer | Singapore | MD |  | SLANETZ & BARTLEY AGAR |  | Class A
Thermo Fischer | Singapore | MD |  | LEGIONELLA BMPA SELECT |  | Class A
Thermo Fischer | Singapore | MD |  | CEM MEDIUM + FUNGIZONE/STREPTOMYCIN |  | Class A
Thermo Fischer | Singapore | MD |  | BIGGY AGAR (DEEP FILL) |  | Class A
Thermo Fischer | Singapore | MD |  | PRO-TECT MEDIUM 90MM (x3 WRAP + IRRAD) |  | Class A
Thermo Fischer | Singapore | MD |  | SAB. DEXTROSE (DEEP FILL) IRR X 3W VHP |  | Class A
Thermo Fischer | Singapore | MD |  | BLOOD AGAR BASE (HPA) |  | Class A
Thermo Fischer | Singapore | MD |  | DNase AGAR WITH CIPROFLOXACIN |  | Class A
Thermo Fischer | Singapore | MD |  | OXOID CHOCOLATE GC SEL/CHOC BI-PLATE |  | Class A
Thermo Fischer | Singapore | MD |  | R2A AGAR+AMPHOTERICIN B |  | Class A
Thermo Fischer | Singapore | MD |  | TRYPTONE SOYA AGAR (TSA) |  | Class A
Thermo Fischer | Singapore | MD |  | LEGIONELLA MWY SELECTIVE MEDIUM |  | Class A
Thermo Fischer | Singapore | MD |  | LEGIONELLA BCYEa WITH L-CYST. |  | Class A
Thermo Fischer | Singapore | MD |  | ASHDOWN AGAR |  | Class A
Thermo Fischer | Singapore | MD |  | ASPARAGINE BROTH S/S 10ML |  | Class A
Thermo Fischer | Singapore | MD |  | BHI 0.5ML |  | Class A
Thermo Fischer | Singapore | MD |  | BILE AESCULIN 100ML |  | Class A
Thermo Fischer | Singapore | MD |  | BILE AESCULIN AGAR |  | Class A
Thermo Fischer | Singapore | MD |  | BRAIN HEART INFUSION - 10ML |  | Class A
Thermo Fischer | Singapore | MD |  | BRAIN HEART INFUSION AGAR |  | Class A
Thermo Fischer | Singapore | MD |  | BRILLIANCE UTI/HBA + CNA |  | Class A
Thermo Fischer | Singapore | MD |  | CBI BASE 230ML |  | Class A
Thermo Fischer | Singapore | MD |  | CHROMOGENIC MDR SCREEN PLATE |  | Class A
Thermo Fischer | Singapore | MD |  | CLED |  | Class A
Thermo Fischer | Singapore | MD |  | CORN MEAL AGAR SLOPE 12ML |  | Class A
Thermo Fischer | Singapore | MD |  | LACTOSE BROTH |  | Class A
Thermo Fischer | Singapore | MD |  | THIOGLYCOLLATE MEDIUM ACC. TO EP/USP |  | Class A
Thermo Fischer | Singapore | MD |  | RYPTONE SOYA BROTH + 0.1% TWEEN 80 |  | Class A
Thermo Fischer | Singapore | MD |  | LISTERIA ENRICHMENT BROTH (FDA) |  | Class A
Thermo Fischer | Singapore | MD |  | LISTERIA PRIMARY ENRICH BROTH UVM1 |  | Class A
Thermo Fischer | Singapore | MD |  | PEPTONE WATER |  | Class A
Thermo Fischer | Singapore | MD |  | STERILE DISTILLED WATER |  | Class A
Thermo Fischer | Singapore | MD |  | PURIFIED WATER |  | Class A
Thermo Fischer | Singapore | MD |  | NUTRIENT BROTH |  | Class A
Thermo Fischer | Singapore | MD |  | YEAST EXTRACT AGAR GLUCOSE + CHLOR |  | Class A
Thermo Fischer | Singapore | MD |  | BORATE BUFFER &1%TWEEN |  | Class A
Thermo Fischer | Singapore | MD |  | NUTRIENT AGAR SLOPE |  | Class A
Thermo Fischer | Singapore | MD |  | MAXIMUM RECOVERY DILUENT |  | Class A
Thermo Fischer | Singapore | MD |  | MAXIMUM RECOVERY DILUENT |  | Class A
Thermo Fischer | Singapore | MD |  | TRYPTONE SOYA BROTH (acc. to EP/USP) |  | Class A
Thermo Fischer | Singapore | MD |  | TRYPTONE SOYA BROTH (acc. to EP/USP) |  | Class A
Thermo Fischer | Singapore | MD |  | BRAIN HEART INFUSION |  | Class A
Thermo Fischer | Singapore | MD |  | BRAIN HEART INFUSION |  | Class A
Thermo Fischer | Singapore | MD |  | THIOGYLCOLLATE MEDIUM U.S.P (acc. to EP/USP) |  | Class A
Thermo Fischer | Singapore | MD |  | MEMBRANE LAURYL SULPHATE BROTH |  | Class A
Thermo Fischer | Singapore | MD |  | MUELLER-HINTON BROTH |  | Class A
Thermo Fischer | Singapore | MD |  | TRYPTONE SOYA AGAR SLOPE |  | Class A
Thermo Fischer | Singapore | MD |  | SABOURAUD DEXTROSE AGAR |  | Class A
Thermo Fischer | Singapore | MD |  | TRYPTONE SOYA BROTH (X2STRENGTH) |  | Class A
Thermo Fischer | Singapore | MD |  | RAPP.VASS.SOYA PEPTONE BROTH |  | Class A
Thermo Fischer | Singapore | MD |  | TRYPTONE SOYA BROTH (X2STRENGTH) |  | Class A
Thermo Fischer | Singapore | MD |  | MINERALS MODIFIED MEDIUM + D/T |  | Class A
Thermo Fischer | Singapore | MD |  | PHOSPHATE BUFFERED SALINE (PIERCED CAP) |  | Class A
Thermo Fischer | Singapore | MD |  | 0.1% PEPTONE WATER |  | Class A
Thermo Fischer | Singapore | MD |  | YEAST EXTRACT AGARST |  | Class A
Thermo Fischer | Singapore | MD |  | MILK PLATE COUNT AGAR SIROP 1x10 200ml |  | Class A
Thermo Fischer | Singapore | MD |  | BUFFERED PEPTONE WATER |  | Class A
Thermo Fischer | Singapore | MD |  | TRYPTONE SOYA BROTH (EP/USP)+1% TWEEN |  | Class A
Thermo Fischer | Singapore | MD |  | LACTOSE BROTH + 1% TWEEN |  | Class A
Thermo Fischer | Singapore | MD |  | BUFF. SODIUM CHLOR. PEPTONE TWEEN |  | Class A
Thermo Fischer | Singapore | MD |  | SABOURAUD DEXTROSE AGAR + CHLOR. |  | Class A
Thermo Fischer | Singapore | MD |  | 0.1% PEPTONE SALINE + 0.05% TWEEN 80 |  | Class A
Thermo Fischer | Singapore | MD |  | TRYPTONE SOYA BROTH |  | Class A
Thermo Fischer | Singapore | MD |  | AESCULIN AGAR SLOPE |  | Class A
Thermo Fischer | Singapore | MD |  | BRILL. GREEN BILE BROTH x2 STR.+ D/T |  | Class A
Thermo Fischer | Singapore | MD |  | TSB IRRADIATED |  | Class A
Thermo Fischer | Singapore | MD |  | YEAST & MOULD AGAR SLOPE |  | Class A
Thermo Fischer | Singapore | MD |  | MAXIMUM RECOVERY DILUENT + 1% TWEEN |  | Class A
Thermo Fischer | Singapore | MD |  | BUFFERED PEPTONE WATER (ISO) |  | Class A
Thermo Fischer | Singapore | MD |  | BUFFERED PEPTONE WATER ISO FORMULATION |  | Class A
Thermo Fischer | Singapore | MD |  | TRYPTONE SOYA BROTH +5% TWEEN |  | Class A
Thermo Fischer | Singapore | MD |  | 24 LEB |  | Class A
Thermo Fischer | Singapore | MD |  | TRYPTONE SOYA BROTH+0.3%LECITHIN+3%TWEEN |  | Class A
Thermo Fischer | Singapore | MD |  | ISO-SENSITEST CHOCOLATE AGAR |  | Class A
Thermo Fischer | Singapore | MD |  | STAPH/STREP SELECT. AGAR |  | Class A
Thermo Fischer | Singapore | MD |  | SAB + CHLORAMPHENICOL SLOPE 12ML |  | Class A
Thermo Fischer | Singapore | MD |  | SABOURAUD BROTH+ANTIBIOTICS 10ML |  | Class A
Thermo Fischer | Singapore | MD |  | SALINE 1 LITRE |  | Class A
Thermo Fischer | Singapore | MD |  | SALINE 10ML |  | Class A
Thermo Fischer | Singapore | MD |  | SEMI SOLID MAINTENANCE 3ML |  | Class A
Thermo Fischer | Singapore | MD |  | SEMI SOLID RVS 5ML (PK 20) |  | Class A
Thermo Fischer | Singapore | MD |  | SIM MEDIUM |  | Class A
Thermo Fischer | Singapore | MD |  | STANDARD PLATE COUNT AGAR 200ML |  | Class A
Thermo Fischer | Singapore | MD |  | STAPH BROTH 100ML |  | Class A
Thermo Fischer | Singapore | MD |  | Sucrose Malt Extract Agar |  | Class A
Thermo Fischer | Singapore | MD |  | THIOGLYCOLLATE USP 80ML |  | Class A
Thermo Fischer | Singapore | MD |  | TRYPTONE BILE AGAR 100ML |  | Class A
Thermo Fischer | Singapore | MD |  | TRYPTONE BILE GLUCURONIDE |  | Class A
Thermo Fischer | Singapore | MD |  | TSA + PENASE |  | Class A
Thermo Fischer | Singapore | MD |  | TSB + 4% TWEEN 80 250ML |  | Class A
Thermo Fischer | Singapore | MD |  | TSB + TWEEN80 100ML |  | Class A
Thermo Fischer | Singapore | MD |  | VRBGA 100ML |  | Class A
Thermo Fischer | Singapore | MD |  | YEAST NITROGEN MEDIUM |  | Class A
Thermo Fischer | Singapore | MD |  | YSG AGAR 250ML |  | Class A
Thermo Fischer | Singapore | MD |  | 10/PK ANAERO (CDC) BLOOD AGAR |  | Class A
Thermo Fischer | Singapore | MD |  | 10/PK BHI AGAR (SINGLE POUR) |  | Class A
Thermo Fischer | Singapore | MD |  | 10/PK BILE ESCULIN AGAR |  | Class A
Thermo Fischer | Singapore | MD |  | 10/PK BLOOD AGAR w/AMP 10mcg |  | Class A
Thermo Fischer | Singapore | MD |  | 10/PK BORDET GENGOU BLOOD AGAR |  | Class A
Thermo Fischer | Singapore | MD |  | 100/CS CAMPY BLOOD AGAR |  | Class A
Thermo Fischer | Singapore | MD |  | 10/PK COLUMBIA CNA w/BLOOD |  | Class A
Thermo Fischer | Singapore | MD |  | 15/PK COLUMBIA CNA w/BLOOD |  | Class A
Thermo Fischer | Singapore | MD |  | PLATE COUNT + TTC |  | Class A
Thermo Fischer | Singapore | MD |  | PLATE COUNT 450ML |  | Class A
Thermo Fischer | Singapore | MD |  | PLATE COUNT 500ML |  | Class A
Thermo Fischer | Singapore | MD |  | PLATE COUNT AGAR 55mm |  | Class A
Thermo Fischer | Singapore | MD |  | PLATE COUNT/SABOURAUD PLATE |  | Class A
Thermo Fischer | Singapore | MD |  | POLYMYXIN SOLUTION |  | Class A
Thermo Fischer | Singapore | MD |  | RVS BROTH (RAPPAPORT-VASSILIADIS) 10ML |  | Class A
Thermo Fischer | Singapore | MD |  | SAB DEXTROSE AGAR 450ML |  | Class A
Thermo Fischer | Singapore | MD |  | SABOURAUD DEXTROSE AGAR 250ML |  | Class A
Thermo Fischer | Singapore | MD |  | SABOURAUD SLOPES 12ML |  | Class A
Thermo Fischer | Singapore | MD |  | 10/PK BCYE NON-SUPPLEMENTED |  | Class A
Thermo Fischer | Singapore | MD |  | 10/PK CYSTINE TELLURITE BLD AG |  | Class A
Thermo Fischer | Singapore | MD |  | 100/CS HEKTOEN ENTERIC (HE) AG |  | Class A
Thermo Fischer | Singapore | MD |  | 10/PK MACCONKEY w/SORBITOL |  | Class A
Thermo Fischer | Singapore | MD |  | 10/PK MAC w/o CRYSTAL VIOLET |  | Class A
Thermo Fischer | Singapore | MD |  | 10/PK MALT EXTRACT AGAR 26ml |  | Class A
Thermo Fischer | Singapore | MD |  | 15/PK PEA AGAR w/BLOOD |  | Class A
Thermo Fischer | Singapore | MD |  | 10/PK PSEUDOMONAS F AGAR |  | Class A
Thermo Fischer | Singapore | MD |  | 10/PK SAB DEX pH5.6 w/CHLOR-DP |  | Class A
Thermo Fischer | Singapore | MD |  | 10/PK SCHAEDLER w/BLHEMVIT K |  | Class A
Thermo Fischer | Singapore | MD |  | 10/PK STAPH 110 AGAR |  | Class A
Thermo Fischer | Singapore | MD |  | 10/PK STARCH AGAR w/BCP |  | Class A
Thermo Fischer | Singapore | MD |  | BRAIN HEART INFUSION AGAR |  | Class A
Thermo Fischer | Singapore | MD |  | BHI+SHEEP BLOOD+GENTA+CHLORA.(35ML FILL) |  | Class A
Thermo Fischer | Singapore | MD |  | BLOOD BASE NO.2 + SHEEP BLOOD |  | Class A
Thermo Fischer | Singapore | MD |  | CLED + ANDRADE INDICATOR |  | Class A
Thermo Fischer | Singapore | MD |  | COLUMBIA BASE AGAR + GENTAMICIN |  | Class A
Thermo Fischer | Singapore | MD |  | DERMATOPHYTE TEST MEDIUM |  | Class A
Thermo Fischer | Singapore | MD |  | EOSIN METHYLENE BLUE AGAR |  | Class A
Thermo Fischer | Singapore | MD |  | HTM MEDIUM, 140MM |  | Class A
Thermo Fischer | Singapore | MD |  | HEKTOEN ENTERIC AGAR |  | Class A
Thermo Fischer | Singapore | MD |  | MANNITOL SALT AGAR + CEFOXITIN |  | Class A
Thermo Fischer | Singapore | MD |  | MUELLER HINTON + 4% NACL |  | Class A
Thermo Fischer | Singapore | MD |  | MUELLER HINTON + HORSE BLOOD |  | Class A
Thermo Fischer | Singapore | MD |  | PLATE COUNT AGAR (60MM PLATE) |  | Class A
Thermo Fischer | Singapore | MD |  | SABOURAUD DEXTROSE AGAR (EMMONS) |  | Class A
Thermo Fischer | Singapore | MD |  | SABOURAUD DEXTROSE AGAR (30ML) |  | Class A
Thermo Fischer | Singapore | MD |  | SAB DEX AGAR + CHLORAMPHENICOL |  | Class A
Thermo Fischer | Singapore | MD |  | SAB DEX AGAR + CHLORAMPHENICOL + CYCLO. |  | Class A
Thermo Fischer | Singapore | MD |  | RPMI + MOPS + GLUCOSE, 140MM |  | Class A
Thermo Fischer | Singapore | MD |  | CHOC II/CHOC II VCN |  | Class A
Thermo Fischer | Singapore | MD |  | COLUMBIA CNA HORSE/MACCONKEY 3 |  | Class A
Thermo Fischer | Singapore | MD |  | SS/XLD |  | Class A
Thermo Fischer | Singapore | MD |  | MACCONKEY 3/ XLD |  | Class A
Thermo Fischer | Singapore | MD |  | SAB DEX AGAR (EMMONS)+ CHLOR+ GENTA |  | Class A
Thermo Fischer | Singapore | MD |  | CTA MALTOSE (5ML) |  | Class A
Thermo Fischer | Singapore | MD |  | MACCONKEY AGAR (250ML) |  | Class A
Thermo Fischer | Singapore | MD |  | MACCONKEY AGAR NO. 3 (250ML) |  | Class A
Thermo Fischer | Singapore | MD |  | ALKALINE PEPTONE WATER (15ML) |  | Class A
Thermo Fischer | Singapore | MD |  | ALKALINE PEPTONE WATER (5ML) |  | Class A
Thermo Fischer | Singapore | MD |  | SAB DEX AGAR SLANT (18ML) FLAT BOT TUBE |  | Class A
Thermo Fischer | Singapore | MD |  | SALINE 0.85% (1.5ML) |  | Class A
Thermo Fischer | Singapore | MD |  | SELENITE BROTH (250ML) |  | Class A
Thermo Fischer | Singapore | MD |  | SELENITE CYSTINE BROTH (100ML) |  | Class A
Thermo Fischer | Singapore | MD |  | SELENITE CYSTINE BROTH(9ML IN 30ML VIAL) |  | Class A
Thermo Fischer | Singapore | MD |  | SIMMONS CITRATE AGAR (5ML) |  | Class A
Thermo Fischer | Singapore | MD |  | TETRATHIONATE BROTH (90ML) |  | Class A
Thermo Fischer | Singapore | MD |  | OXOID TETRATHIONATE BROTH (15ML) |  | Class A
Thermo Fischer | Singapore | MD |  | SALINE 0.45% 100ML |  | Class A
Thermo Fischer | Singapore | MD |  | SALINE 1.8ML |  | Class A
Thermo Fischer | Singapore | MD |  | SALINE 2.5ML (TRAY 200) "SA PATH ONLY" |  | Class A
Thermo Fischer | Singapore | MD |  | SELENITE 10ML MP |  | Class A
Thermo Fischer | Singapore | MD |  | SENSITEST + LHB |  | Class A
Thermo Fischer | Singapore | MD |  | SORBITOL MACCONKEY |  | Class A
Thermo Fischer | Singapore | MD |  | SS AGAR |  | Class A
Thermo Fischer | Singapore | MD |  | STANDARD PLATE COUNT AGAR 500ML |  | Class A
Thermo Fischer | Singapore | MD |  | SWAB - PLAIN |  | Class A
Thermo Fischer | Singapore | MD |  | THIOGLYCOLLATE BROTH 5ML (PK 20) |  | Class A
Thermo Fischer | Singapore | MD |  | TRYPTONE SOYA AGAR (5ML) |  | Class A
Thermo Fischer | Singapore | MD |  | TRYPTONE SOYA BROTH (1L) |  | Class A
Thermo Fischer | Singapore | MD |  | TRYPTONE SOYA BROTH (250ML) |  | Class A
Thermo Fischer | Singapore | MD |  | LACTOSE BROTH+4%TWEEN+0.5%SOYLEC.(250ML) |  | Class A
Thermo Fischer | Singapore | MD |  | HALF FRASER DRY-BAGS (w/o filter) 5x20L |  | Class A
Thermo Fischer | Singapore | MD |  | DRY-BAGS W/O FILTERS 24LEB 5X20L |  | Class A
Thermo Fischer | Singapore | MD |  | MACCONKEY AGAR/CLED MED FLEXI-SLIDE(100) |  | Class A
Thermo Fischer | Singapore | MD |  | T.T.C. (RED SPOT) FLEXI-SLIDE |  | Class A
Thermo Fischer | Singapore | MD |  | AGAR (TECHNICAL) |  | Class A
Thermo Fischer | Singapore | MD |  | PEPTONE BACTERIOLOGICAL NEUTRA500GRAMS |  | Class A
Thermo Fischer | Singapore | MD |  | PEPTONE BACTERIOLOGICAL 25 KILOS |  | Class A
Thermo Fischer | Singapore | MD |  | MODIFIED UVM 225ML |  | Class A
Thermo Fischer | Singapore | MD |  | MRS + APPLE JUICE MEDIUM |  | Class A
Thermo Fischer | Singapore | MD |  | MRS AGAR (pH 4.5) 200ML |  | Class A
Thermo Fischer | Singapore | MD |  | MRS LACTOBACILLUS BROTH 99ML |  | Class A
Thermo Fischer | Singapore | MD |  | Mucic Medium 5mL 10 Pack |  | Class A
Thermo Fischer | Singapore | MD |  | MUELLER HINTON + SALT |  | Class A
Thermo Fischer | Singapore | MD |  | MUELLER HINTON AGAR 100ML |  | Class A
Thermo Fischer | Singapore | MD |  | MYCOPLASMA + TA + ACTI |  | Class A
Thermo Fischer | Singapore | MD |  | MYCOSEL + GENTAMICIN SLOPE 12ML |  | Class A
Thermo Fischer | Singapore | MD |  | NAGLER |  | Class A
Thermo Fischer | Singapore | MD |  | PEPTONE BACTERIOLOGICAL 5KG |  | Class A
Thermo Fischer | Singapore | MD |  | CASEIN HYDROLYSATE (ACID) 500GRAMS |  | Class A
Thermo Fischer | Singapore | MD |  | PEPTONE SPECIAL 5KILOS |  | Class A
Thermo Fischer | Singapore | MD |  | PROTEOSE PEPTONE 500GRAMS |  | Class A
Thermo Fischer | Singapore | MD |  | AGAR NO 5 TECHNICAL GRADE |  | Class A
Thermo Fischer | Singapore | MD |  | BACTERIOLOGICAL PEPTONE NO. 2 |  | Class A
Thermo Fischer | Singapore | MD |  | TRICHOMONAS MEDIUM No.2 |  | Class A
Thermo Fischer | Singapore | MD |  | EGG YOLK TELLURITE EMULSION |  | Class A
Thermo Fischer | Singapore | MD |  | CAMPYLOBACTER SEL.SUPP.(SKIRROW)1X10VIAL |  | Class A
Thermo Fischer | Singapore | MD |  | O.G.Y.E.SELECTIVE SUPPLEMENT 1 X 10 VIAL |  | Class A
Thermo Fischer | Singapore | MD |  | DERMASEL SELECTIVE SUPPLEMENT |  | Class A
Thermo Fischer | Singapore | MD |  | PERFRINGENS (OPSP) SUPP.B 1 X 10 VIALS |  | Class A
Thermo Fischer | Singapore | MD |  | LCAT SELECTIVE SUPPLEMENT 1 X 10 VIALS |  | Class A
Thermo Fischer | Singapore | MD |  | V.C.N. SELECTIVE SUPPLEMENT 1 X 10 VIALS |  | Class A
Thermo Fischer | Singapore | MD |  | PSEUDOMONAS C-F-C SEL SUPP 1 X 10 VIALS |  | Class A
Thermo Fischer | Singapore | MD |  | VITOX SUPPLEMENT + RECONSTITUTION FLUID |  | Class A
Thermo Fischer | Singapore | MD |  | H.PYLORI SELECTIVE SUPP.(DENT) |  | Class A
Thermo Fischer | Singapore | MD |  | T.T.C.SOLUTION 1 X 10 VIALS |  | Class A
Thermo Fischer | Singapore | MD |  | STAA SELECTIVE SUPPLEMENT |  | Class A
Thermo Fischer | Singapore | MD |  | LEGIONELLA (GVPC) SELECT.SUPP.1X10 VIALS |  | Class A
Thermo Fischer | Singapore | MD |  | CCDA SELECTIVE SUPPLEMENT 10X2 LITRES |  | Class A
Thermo Fischer | Singapore | MD |  | GENTAMICIN/CHLORAMPHENICOL SUPPLEMENT |  | Class A
Thermo Fischer | Singapore | MD |  | MOD CNA SEL SUPP (25L) (5 X SR216&SR217) |  | Class A
Thermo Fischer | Singapore | MD |  | MODIFIED PRESTON CAMPYLOBACTER SUPPL. |  | Class A
Thermo Fischer | Singapore | MD |  | MODIFIED KARMALI SEL. SUPP. |  | Class A
Thermo Fischer | Singapore | MD |  | MODIFIED LISTERIA SL.SUPPLEMENT(OXFORD) |  | Class A
Thermo Fischer | Singapore | MD |  | POTASSIUM TELLURITE 1% |  | Class A
Thermo Fischer | Singapore | MD |  | CAMPYLOBACTER GROWTH SUPPLEMENT (LIQUID) |  | Class A
Thermo Fischer | Singapore | MD |  | ONE BROTH-LISTERIA SUPP 10 X 2.5L |  | Class A
Thermo Fischer | Singapore | MD |  | XLT-4 SELECTIVE SUPPLEMENT |  | Class A
Thermo Fischer | Singapore | MD |  | ONE BROTH SALMONELLA SELECTIVE SUPPLEMENT 10 x 2.25 L |  | Class A
Thermo Fischer | Singapore | MD |  | SABOURAUD DEXTROSE AGAR+DISINHIBITORS |  | Class A
Thermo Fischer | Singapore | MD |  | R2A AGAR |  | Class A
Thermo Fischer | Singapore | MD |  | STAPH/STREP SELECTIVE AGAR |  | Class A
Thermo Fischer | Singapore | MD |  | OXOID LYSED GC SELECTIVE AGAR |  | Class A
Thermo Fischer | Singapore | MD |  | FAA + STAPH STREP |  | Class A
Thermo Fischer | Singapore | MD |  | ABA + NEOMYCIN BI-PLATE |  | Class A
Thermo Fischer | Singapore | MD |  | CLED AGAR + ANDRADES INDICATOR |  | Class A
Thermo Fischer | Singapore | MD |  | SABOURAUD DEXTROSE AGAR |  | Class A
Thermo Fischer | Singapore | MD |  | DERMATOPHYTE MEDIUM + PHENOL RED |  | Class A
Thermo Fischer | Singapore | MD |  | TRYPTONE SOYA AGAR CONTACT PLATE |  | Class A
Thermo Fischer | Singapore | MD |  | ROSE BENGAL CHLORAMPHENICOL AGAR |  | Class A
Thermo Fischer | Singapore | MD |  | HAEMOPHILUS TEST MEDIUM (DEEP FILL) |  | Class A
Thermo Fischer | Singapore | MD |  | LEGIONELLA BCYE (CYSTEINE FREE) |  | Class A
Thermo Fischer | Singapore | MD |  | SABOURAUD DEXTROSE & CHLOR. (DEEP FILL) |  | Class A
Thermo Fischer | Singapore | MD |  | MALT EXTRACT ACIDIFIED |  | Class A
Thermo Fischer | Singapore | MD |  | YEAST EXTRACT AGAR |  | Class A
Thermo Fischer | Singapore | MD |  | SABOURAUD DEXTROSE AGAR IRRADX3 140MM |  | Class A
Thermo Fischer | Singapore | MD |  | DERMASEL AGAR |  | Class A
Thermo Fischer | Singapore | MD |  | MUELLER HINTON AGAR + 2% SALT 4MM DEPTH |  | Class A
Thermo Fischer | Singapore | MD |  | NALIDIXIC ACID 10UG/ML - 10 X 9L SUPP |  | Class A
Thermo Fischer | Singapore | MD |  | NUTRIENT + CYCLOHEXAMIDE AGAR PLATE |  | Class A
Thermo Fischer | Singapore | MD |  | NUTRIENT AGAR 10ML |  | Class A
Thermo Fischer | Singapore | MD |  | NUTRIENT AGAR 25ML |  | Class A
Thermo Fischer | Singapore | MD |  | NUTRIENT BROTH DIFCO (SALMONELLA) |  | Class A
Thermo Fischer | Singapore | MD |  | Nutrient Plate 50ml 10 pack |  | Class A
Thermo Fischer | Singapore | MD |  | NUTRIENT SLOPE 6ML |  | Class A
Thermo Fischer | Singapore | MD |  | PEPTONE 1% AGAR SLOPE |  | Class A
Thermo Fischer | Singapore | MD |  | PEPTONE SALT SOLUTION 9ML (TRAY 75) |  | Class A
Thermo Fischer | Singapore | MD |  | PEPTONE SALT SOLUTION 9ML (TRAY 99) |  | Class A
Thermo Fischer | Singapore | MD |  | BURKHOLDERIA CEPACIA MEDIUM |  | Class A
Thermo Fischer | Singapore | MD |  | HARLEQUIN AGAR TBGA (LAB M) |  | Class A
Thermo Fischer | Singapore | MD |  | DERMATOPHYTE MEDIUM + 100mg/L CHLOR. |  | Class A
Thermo Fischer | Singapore | MD |  | SORBITOL MACCONKEY & NALIDIXIC ACID |  | Class A
Thermo Fischer | Singapore | MD |  | CLED WITH CIPROFLOXACIN HPA |  | Class A
Thermo Fischer | Singapore | MD |  | ANAEROBE BASAL AGAR WITH EGG YOLK EMULSION |  | Class A
Thermo Fischer | Singapore | MD |  | ISO SENSITEST AGAR (4MM DEPTH) |  | Class A
Thermo Fischer | Singapore | MD |  | UBA |  | Class A
Thermo Fischer | Singapore | MD |  | COLUMBIA AGAR (EP,USP,JP,BP) |  | Class A
Thermo Fischer | Singapore | MD |  | AEROBIC BLOOD CULTURE 50ML |  | Class A
Thermo Fischer | Singapore | MD |  | ANAEROBIC + NALI + VANC |  | Class A
Thermo Fischer | Singapore | MD |  | ANAEROBIC BLOOD CULTURE 75ML |  | Class A
Thermo Fischer | Singapore | MD |  | ASHDOWNS BROTH 10ML |  | Class A
Thermo Fischer | Singapore | MD |  | BHI ANAEROBIC - SELECTIVE |  | Class A
Thermo Fischer | Singapore | MD |  | BILE AESCULIN AZIDE AGAR 100ML |  | Class A
Thermo Fischer | Singapore | MD |  | BLOOD AGAR SLOPE 10ML (TRAY 120) |  | Class A
Thermo Fischer | Singapore | MD |  | BRAIN HEART INFUSION - 5ML |  | Class A
Thermo Fischer | Singapore | MD |  | BRILLIANCE UTI / HEKTOEN |  | Class A
Thermo Fischer | Singapore | MD |  | BRILLIANCE UTI/HBA |  | Class A
Thermo Fischer | Singapore | MD |  | CFC (Pseudomonas) |  | Class A
Thermo Fischer | Singapore | MD |  | CHOCOCLATE with BACITRACIN |  | Class A
Thermo Fischer | Singapore | MD |  | CHROMOGENIC CANDIDA |  | Class A
Thermo Fischer | Singapore | MD |  | CN/MAC NO 3 |  | Class A
Thermo Fischer | Singapore | MD |  | 10/PK VOGEL JOHNSON AGAR |  | Class A
Thermo Fischer | Singapore | MD |  | 10/PK XLD AGAR |  | Class A
Thermo Fischer | Singapore | MD |  | 10/PK REDUCIBLE LKV/B FRAG-BBE |  | Class A
Thermo Fischer | Singapore | MD |  | 10/PK MACCONKEY / MAC w/SORB |  | Class A
Thermo Fischer | Singapore | MD |  | 10/PK ANAEROBIC CDC QUAD #3 |  | Class A
Thermo Fischer | Singapore | MD |  | 10/PK STREP ID QUAD |  | Class A
Thermo Fischer | Singapore | MD |  | 20/PK PRAS CHOP MEAT CARBO HC |  | Class A
Thermo Fischer | Singapore | MD |  | 20/PK PRAS (VPI) PY GLUCOSE-HC |  | Class A
Thermo Fischer | Singapore | MD |  | 100/CS AMIES TRANS w/CHARCOAL |  | Class A
Thermo Fischer | Singapore | MD |  | 20/PK ANDRADES w/1% DULCITOL |  | Class A
Thermo Fischer | Singapore | MD |  | 20/PK ANDRADES w/1% RHAMNOSE |  | Class A
Thermo Fischer | Singapore | MD |  | 20/PK ANDRADES w/1% SUCROSE |  | Class A
Thermo Fischer | Singapore | MD |  | 20/PK BHI BROTH 4ml |  | Class A
Thermo Fischer | Singapore | MD |  | 20/PK BHI BR w/VIT K & HEM 5ml |  | Class A
Thermo Fischer | Singapore | MD |  | 100/CS BHI BROTH w/FILDES 5ml |  | Class A
Thermo Fischer | Singapore | MD |  | 20/PK BILE ESCULIN AZIDE AGAR |  | Class A
Thermo Fischer | Singapore | MD |  | 20/PK DECARB BR ORNITHINE 5ml |  | Class A
Thermo Fischer | Singapore | MD |  | 20/PK ESCULIN HYDROLYSIS AGAR |  | Class A
Thermo Fischer | Singapore | MD |  | 100/CS LYSINE IRON AGAR (LIA) |  | Class A
Thermo Fischer | Singapore | MD |  | 20/PK MUCATE MEDIUM |  | Class A
Thermo Fischer | Singapore | MD |  | 20/PK OF MEDIUM 1% DEXTROSE |  | Class A
Thermo Fischer | Singapore | MD |  | 20/PK PHENOL RED BR DEXT w/DT |  | Class A
Thermo Fischer | Singapore | MD |  | 20/PK PHENOL RED BR LACTOSE |  | Class A
Thermo Fischer | Singapore | MD |  | 20/PK PHENOL RED BR MANNOSE |  | Class A
Thermo Fischer | Singapore | MD |  | 20/PK PHENOL RED BR SUCROSE |  | Class A
Thermo Fischer | Singapore | MD |  | 20/PK PHENOL RED AGR BASE CTRL |  | Class A
Thermo Fischer | Singapore | MD |  | 20/PK REGAN-LOWE TRANSPORT-SS |  | Class A
Thermo Fischer | Singapore | MD |  | 20/ SKIM MILK MEDIUM 2X 5ml |  | Class A
Thermo Fischer | Singapore | MD |  | 20/PK THIOGLYCOLLATE GELATIN |  | Class A
Thermo Fischer | Singapore | MD |  | 100/CS THIO w/o IND w/DEX 9ml |  | Class A
Thermo Fischer | Singapore | MD |  | 20/PK THIO w/DEX VK & HEM 9ml |  | Class A
Thermo Fischer | Singapore | MD |  | 20/PK TSB 4.5ml |  | Class A
Thermo Fischer | Singapore | MD |  | 20/PK ALK PEPTONE WATER 10ml |  | Class A
Thermo Fischer | Singapore | MD |  | 20/PK THIO w/IND w/DEX 10ml |  | Class A
Thermo Fischer | Singapore | MD |  | 100/CS BUTTERFLD BUF W/PEP 9ML |  | Class A
Thermo Fischer | Singapore | MD |  | 20/PK LETHEEN BROTH 10ml |  | Class A
Thermo Fischer | Singapore | MD |  | 20/PK BOVINE ALB FRACT V 0.2% |  | Class A
Thermo Fischer | Singapore | MD |  | 20/PK L-J MYCOBACTOCEL |  | Class A
Thermo Fischer | Singapore | MD |  | 100/CS TSB 18ml |  | Class A
Thermo Fischer | Singapore | MD |  | 20/PK MACCONKEY AGAR DEEP |  | Class A
Thermo Fischer | Singapore | MD |  | 20/PK RICE EXT W/O DEX W/ TW80 |  | Class A
Thermo Fischer | Singapore | MD |  | 20/PK XANTHINE AGAR 25ml DEEP |  | Class A
Thermo Fischer | Singapore | MD |  | 10/PK JEMBEC SYSTEM (TM IMP) |  | Class A
Thermo Fischer | Singapore | MD |  | 10/PK A-8 AGAR SELECTIVE 60mm |  | Class A
Thermo Fischer | Singapore | MD |  | 10/PK PPLO w/METH BLUE 60 mm |  | Class A
Thermo Fischer | Singapore | MD |  | 100/CS 10B w/ARGININE 1.8 ml |  | Class A
Thermo Fischer | Singapore | MD |  | 6/PK ARGININE BR (LYOPH) 1.8ml |  | Class A
Thermo Fischer | Singapore | MD |  | ANAEROBIC COLUM. HORSE BLOOD+GENTAMICIN |  | Class A
Thermo Fischer | Singapore | MD |  | BISMUTH SULFITE AGAR (25ML) |  | Class A
Thermo Fischer | Singapore | MD |  | BHI AGAR + VANCOMYCIN |  | Class A
Thermo Fischer | Singapore | MD |  | CTA SUGAR SET |  | Class A
Thermo Fischer | Singapore | MD |  | DNASE |  | Class A
Thermo Fischer | Singapore | MD |  | EC BROTH S/S 10ML (PK 50) |  | Class A
Thermo Fischer | Singapore | MD |  | EC MEDIUM S/S 9ML |  | Class A
Thermo Fischer | Singapore | MD |  | EE BROTH D/S 10ML |  | Class A
Thermo Fischer | Singapore | MD |  | GC/CHOC |  | Class A
Thermo Fischer | Singapore | MD |  | GELATINE STABS 10ML AN02 LAB |  | Class A
Thermo Fischer | Singapore | MD |  | GERM TUBES (PK 20) |  | Class A
Thermo Fischer | Singapore | MD |  | GIOLITTI CANTONI+ 0.1%POT TELL D/S 10ML |  | Class A
Thermo Fischer | Singapore | MD |  | GLUCOSE SALT MEDIUM 10ML (PK 50) |  | Class A
Thermo Fischer | Singapore | MD |  | GLYCINE-LYSINE AGAR PLATE |  | Class A
Thermo Fischer | Singapore | MD |  | H PYLORI ISOLATION AGAR |  | Class A
Thermo Fischer | Singapore | MD |  | HBA/CHROMAGAR ORIENTATION |  | Class A
Thermo Fischer | Singapore | MD |  | HBA/HEKTOEN |  | Class A
Thermo Fischer | Singapore | MD |  | LACTOSE BROTH 450ML |  | Class A
Thermo Fischer | Singapore | MD |  | LAURYL TRYPTOSE D/S 30ML (TRAY 75) |  | Class A
Thermo Fischer | Singapore | MD |  | LAURYL TRYPTOSE S/S 9ML (TRAY 99) |  | Class A
Thermo Fischer | Singapore | MD |  | LJ + NVPP SLOPE 6ML |  | Class A
Thermo Fischer | Singapore | MD |  | LYSED HORSE BLOOD GENT |  | Class A
Thermo Fischer | Singapore | MD |  | M E AGAR |  | Class A
Thermo Fischer | Singapore | MD |  | M MOD GLUTAMATE D/S 10ML |  | Class A
Thermo Fischer | Singapore | MD |  | MACCONKEY NO 2 + CYCLO |  | Class A
Thermo Fischer | Singapore | MD |  | MACCONKEY NO 3 + AMPICILLIN |  | Class A
Thermo Fischer | Singapore | MD |  | MACFARLAND 0.5 5ML TUBE |  | Class A
Thermo Fischer | Singapore | MD |  | MANNITOL SALT |  | Class A
Thermo Fischer | Singapore | MD |  | MPAC AGAR |  | Class A
Thermo Fischer | Singapore | MD |  | MRS BROTH + CYCLOHEXAMIDE 100ML |  | Class A
Thermo Fischer | Singapore | MD |  | MRS LACTOBACILLUS AGAR 200ML |  | Class A
Thermo Fischer | Singapore | MD |  | MYCOPLASMA |  | Class A
Thermo Fischer | Singapore | MD |  | MYCOPLASMA + COLI + ACTI |  | Class A
Thermo Fischer | Singapore | MD |  | MYCOPLASMA + TA + ACTI 90MM |  | Class A
Thermo Fischer | Singapore | MD |  | NUTRIENT AGAR + KANAMYCIN |  | Class A
Thermo Fischer | Singapore | MD |  | NUTRIENT AGAR + KANAMYCIN + AHT |  | Class A
Thermo Fischer | Singapore | MD |  | NUTRIENT AGAR SLOPE 12ML |  | Class A
Thermo Fischer | Singapore | MD |  | NUTRIENT BROTH 100ML |  | Class A
Thermo Fischer | Singapore | MD |  | ONE BROTH LISTERIA 225ML |  | Class A
Thermo Fischer | Singapore | MD |  | ONPG BROTH 2.5ML (PK 20) |  | Class A
Thermo Fischer | Singapore | MD |  | PEPTONE SALT SOLUTION 225ML |  | Class A
Thermo Fischer | Singapore | MD |  | PEPTONE SALT SOLUTION 9ML (PACK 50) |  | Class A
Thermo Fischer | Singapore | MD |  | Peptone Water - 0.5% 500ml |  | Class A
Thermo Fischer | Singapore | MD |  | PEPTONE WATER (0.1%) 225ML |  | Class A
Thermo Fischer | Singapore | MD |  | PEPTONE WATER 0.1% 99ML |  | Class A
Thermo Fischer | Singapore | MD |  | PEPTONE WATER BUFFERED D/S 500ML |  | Class A
Thermo Fischer | Singapore | MD |  | PLATE COUNT 200ML |  | Class A
Thermo Fischer | Singapore | MD |  | POTATO DEXTROSE AGAR 500ML |  | Class A
Thermo Fischer | Singapore | MD |  | POTATO DEXTROSE POURERS 20ML |  | Class A
Thermo Fischer | Singapore | MD |  | REINFORCED CLOSTRIDIAL AGAR |  | Class A
Thermo Fischer | Singapore | MD |  | SAB + ANTI + ACT |  | Class A
Thermo Fischer | Singapore | MD |  | SAB + ANTI SLOPE 12ML |  | Class A
Thermo Fischer | Singapore | MD |  | SAB + ANTI SLOPE 6ML |  | Class A
Thermo Fischer | Singapore | MD |  | P. AERUGINOSA ATCC 10145 PK/5 |  | Class A
Thermo Fischer | Singapore | MD |  | P. WICKERHAMII ATCC 16529 PK/5 |  | Class A
Thermo Fischer | Singapore | MD |  | S.ENTERICA SV ENTERITIDIS ATCC13076 PK/5 |  | Class A
Thermo Fischer | Singapore | MD |  | L. INNOCUA ATCC 33090 PK/5 |  | Class A
Thermo Fischer | Singapore | MD |  | V. VULNIFICUS ATCC 27562 PK/5 |  | Class A
Thermo Fischer | Singapore | MD |  | CAMPYLOBACTER COLI ATCC® 33559™* |  | Class A
Thermo Fischer | Singapore | MD |  | A. BRASILIENSIS ATCC 16404 Q+ KT/100 TST |  | Class A
Thermo Fischer | Singapore | MD |  | MicroTest™ M4RT® KIT: W FLOCKED SWAB |  | Class A
Thermo Fischer | Singapore | MD |  | MICROTEST™ M4RT® KIT: W/ TRADITIONAL FLOCKED SWAB KIT |  | Class A
Thermo Fischer | Singapore | MD |  | AnaeroGen 2.5L 3.5L |  | Class A
Thermo Fischer | Singapore | MD |  | CampyGen 3.5L |  | Class A
Thermo Fischer | Singapore | MD |  | Brilliance VRE Agar |  | Class A
Thermo Fischer | Singapore | MD |  | BRILLIANCE CRE MEDIUM |  | Class A
Thermo Fischer | Singapore | MD |  | HALF FRASER BROTH READYBAG 4X3LITRES |  | Class A
Thermo Fischer | Singapore | MD |  | BUFFERED PEPTONE WATER (ISO) 4X3L |  | Class A
Thermo Fischer | Singapore | MD |  | TRYPTONE SOYA BROTH BIO-PROCESS CONT…. |  | Class A
Thermo Fischer | Singapore | MD |  | M.U.G. SUPPLEMENT 1 X 10 VIALS |  | Class A
Thermo Fischer | Singapore | MD |  | BRILLIANT GREEN BILE 2% BROTH 5 KILOS |  | Class A
Thermo Fischer | Singapore | MD |  | SABOURAUD DEXTROSE AGAR 2.5KILOS |  | Class A
Thermo Fischer | Singapore | MD |  | MALT EXTRACT AGAR 5 KILOS |  | Class A
Thermo Fischer | Singapore | MD |  | ESOIN METHYLENE BLUE AGAR(LEVINE MED)25K |  | Class A
Thermo Fischer | Singapore | MD |  | EOSIN METHYLENE BLUE AGAR (LEV5KILOS |  | Class A
Thermo Fischer | Singapore | MD |  | DEXTROSE TRYPTONE BROTH |  | Class A
Thermo Fischer | Singapore | MD |  | TRYPTONE WATER 500GRAMS |  | Class A
Thermo Fischer | Singapore | MD |  | CORN MEAL AGAR 500GRAMS |  | Class A
Thermo Fischer | Singapore | MD |  | LACTOSE BROTH 5KILOS |  | Class A
Thermo Fischer | Singapore | MD |  | REINFORCED CLOSTRIDIAL MEDIUM 500GRAMS |  | Class A
Thermo Fischer | Singapore | MD |  | REINFORCED CLOSTRIDIAL AGAR 5KILOS |  | Class A
Thermo Fischer | Singapore | MD |  | CHINA BLUE LACTOSE AGAR 5KILOS |  | Class A
Thermo Fischer | Singapore | MD |  | CROSSLEY MILK MEDIUM 500GRAMS |  | Class A
Thermo Fischer | Singapore | MD |  | BLOOD AGAR BASE NO 2 2.5KILOS |  | Class A
Thermo Fischer | Singapore | MD |  | BAIRD PARKER MEDIUM 5KILOS |  | Class A
Thermo Fischer | Singapore | MD |  | PLATE COUNT AGAR 500GRAMS |  | Class A
Thermo Fischer | Singapore | MD |  | PLATE COUNT AGAR 25 KILOS |  | Class A
Thermo Fischer | Singapore | MD |  | BRILLIANT GREEN AGAR (MODIFIED 25 KILOS |  | Class A
Thermo Fischer | Singapore | MD |  | BRILLIANT GREEN AGAR (MODIFIED5 KILOS |  | Class A
Thermo Fischer | Singapore | MD |  | COLUMBIA BLOOD AGAR BASE 25 KILOS |  | Class A
Thermo Fischer | Singapore | MD |  | G C AGAR BASE 25 KILOS |  | Class A
Thermo Fischer | Singapore | MD |  | CLED WITH ANDRADE INDIC 5KILOS I |  | Class A
Thermo Fischer | Singapore | MD |  | KRANEP AGAR BASE 500GRAMS |  | Class A
Thermo Fischer | Singapore | MD |  | BUFFERED PEPTONE WATER 5 KILOS |  | Class A
Thermo Fischer | Singapore | MD |  | SABOURAUD MALTOSE AGAR 5KILOS |  | Class A
Thermo Fischer | Singapore | MD |  | ROSE BENGAL CHLORAMPHENICOL AGAR |  | Class A
Thermo Fischer | Singapore | MD |  | TRYPTONE BILE AGAR 500GRAMS |  | Class A
Thermo Fischer | Singapore | MD |  | ONOZ MEDIUM 500GRAMS |  | Class A
Thermo Fischer | Singapore | MD |  | BACILLUS CEREUS SELECT AGAR BA500GRAMS |  | Class A
Thermo Fischer | Singapore | MD |  | THIOGLYCOLLATE USP 400ML |  | Class A
Thermo Fischer | Singapore | MD |  | TRICH FOETUS MEDIUM 10ML |  | Class A
Thermo Fischer | Singapore | MD |  | TRYPTONE SOYA BROTH (USP) 500ML |  | Class A
Thermo Fischer | Singapore | MD |  | TRYPTONE SOYA BROTH + LEC + TWEEN 225ML |  | Class A
Thermo Fischer | Singapore | MD |  | TRYPTOSE SULPHITE AGAR 100ML |  | Class A
Thermo Fischer | Singapore | MD |  | TRYPTOSE SULPHITE AGAR 500ML |  | Class A
Thermo Fischer | Singapore | MD |  | TSA + SHEEP/MAC NO 3 |  | Class A
Thermo Fischer | Singapore | MD |  | TSA SLOPE 6ML |  | Class A
Thermo Fischer | Singapore | MD |  | TSB + TWEEN80 25ML |  | Class A
Thermo Fischer | Singapore | MD |  | TSB +0.1%LECITHIN+0.7%TWEEN 5ML (PK 20) |  | Class A
Thermo Fischer | Singapore | MD |  | VOGEL JOHNSON AGAR 500GRAMS |  | Class A
Thermo Fischer | Singapore | MD |  | WILKINS CHALGREN ANAEROBE BROTH 25KG |  | Class A
Thermo Fischer | Singapore | MD |  | SELENITE CYST.BROTH BASE 500G. |  | Class A
Thermo Fischer | Singapore | MD |  | LAURYL TRYP MANNITOL&TRYPTOPHA500GRAMS |  | Class A
Thermo Fischer | Singapore | MD |  | TRYPTOSE PHOSPHATE BROTH BHK |  | Class A
Thermo Fischer | Singapore | MD |  | GELATINE AGAR 500GRAMS |  | Class A
Thermo Fischer | Singapore | MD |  | SHEEP BLOOD AGAR BASE 5KG |  | Class A
Thermo Fischer | Singapore | MD |  | FRASER BROTH 5 KILOS |  | Class A
Thermo Fischer | Singapore | MD |  | BUFFERED LISTERIA ENRICHMENT BR |  | Class A
Thermo Fischer | Singapore | MD |  | HAEMOPHILUS TESTING MEDIUM |  | Class A
Thermo Fischer | Singapore | MD |  | YEAST AND MOULD AGAR 500GRAMS |  | Class A
Thermo Fischer | Singapore | MD |  | 333 MEDIUM 500GRAMS |  | Class A
Thermo Fischer | Singapore | MD |  | MODIFIED BUFFERED PEPTONE WATER 500g |  | Class A
Thermo Fischer | Singapore | MD |  | VRE BROTH BASE |  | Class A
Thermo Fischer | Singapore | MD |  | M-CP AGAR BASE |  | Class A
Thermo Fischer | Singapore | MD |  | BUFFERED LISTERIA ENRICH BROTH &PYRUVATE |  | Class A
Thermo Fischer | Singapore | MD |  | HUNT'S ENRICHMENT BROTH 500G |  | Class A
Thermo Fischer | Singapore | MD |  | MKTTN BROTH BASE (ISO) |  | Class A
Thermo Fischer | Singapore | MD |  | ONE BROTH BASE - LISTERIA |  | Class A
Thermo Fischer | Singapore | MD |  | E.COLI 0157:H7 MP (BAX CODE-17710679) |  | Class A
Thermo Fischer | Singapore | MD |  | CM1076K E.COLI 0157:H7 MP |  | Class A
Thermo Fischer | Singapore | MD |  | BAX E COLI 0157:H7 MP 10KG |  | Class A
Thermo Fischer | Singapore | MD |  | ONE BROTH SALMONELLA |  | Class A
Thermo Fischer | Singapore | MD |  | CHROMOGENIC UTI CLARITY AGAR |  | Class A
Thermo Fischer | Singapore | MD |  | ALKALINE PEPTONE WATER (ISO) |  | Class A
Thermo Fischer | Singapore | MD |  | E.SAK ISOLATION AGAR BASE |  | Class A
Thermo Fischer | Singapore | MD |  | T.T.C. AND MALT EXTRACT FLEXI-SLIDE |  | Class A
Thermo Fischer | Singapore | MD |  | PCA + VRBGA FLEXI-DIPSLIDE |  | Class A
Thermo Fischer | Singapore | MD |  | VEAL PEPTONE |  | Class A
Thermo Fischer | Singapore | MD |  | LAB-LEMCO POWDER (BEEF EXTRACT) 5 KILOS |  | Class A
Thermo Fischer | Singapore | MD |  | VITOX SUPP+RECONSTITUTION FLUID 10X2LTRS |  | Class A
Thermo Fischer | Singapore | MD |  | YERSINIA SELECTIVE SUPPLEMENT |  | Class A
Thermo Fischer | Singapore | MD |  | GARDNERELLA VAGINALIS SEL.SUPP.1X10VIALS |  | Class A
Thermo Fischer | Singapore | MD |  | LISTERIA PRIMARY ENRICH SUP(UVMI)10X2.25 |  | Class A
Thermo Fischer | Singapore | MD |  | LISTERIA SECOND.ENRICH.SUPP(UVMII)1X10V |  | Class A
Thermo Fischer | Singapore | MD |  | HAEMOPHILUS TEST(HTM)SUPP.1X10V |  | Class A
Thermo Fischer | Singapore | MD |  | CDMN SEL.SUPPLEMENT 1 X 10 VIALS |  | Class A
Thermo Fischer | Singapore | MD |  | C.A.T. SELECTIVE SUPPLEMENT |  | Class A
Thermo Fischer | Singapore | MD |  | YEAST AUTOLYSATE SUPPLEMENT (2L) I |  | Class A
Thermo Fischer | Singapore | MD |  | GENTAMICIN SUPPLEMENT |  | Class A
Thermo Fischer | Singapore | MD |  | OXACILLIN SUPPLEMENT (9 LITRES) |  | Class A
Thermo Fischer | Singapore | MD |  | LEGIONELLA (GVPN) SELECTIVE SUPPLEMENT |  | Class A
Thermo Fischer | Singapore | MD |  | CHROMOGENIC LISTERIA SELECT.SUPPLEMENT |  | Class A
Thermo Fischer | Singapore | MD |  | BSCPB + 1% TWEEN 80 (250ML BOTTLE) |  | Class A
Thermo Fischer | Singapore | MD |  | BSCPB+3% TWEEN 80+0.3% SOY LEC. (90ML) |  | Class A
Thermo Fischer | Singapore | MD |  | TSB+ 4%TWEEN+0.4% SOY LEC.(1L) |  | Class A
Thermo Fischer | Singapore | MD |  | NACL+ 1% TWEEN 80 (10ML IN 30ML VIAL) |  | Class A
Thermo Fischer | Singapore | MD |  | NEUTRALIZING BUFFER (250ML) |  | Class A
Thermo Fischer | Singapore | MD |  | PHOSPHATE BUFFER PH7.2(450ML) |  | Class A
Thermo Fischer | Singapore | MD |  | SABOURAUD LIQUID MEDIUM (5ML) |  | Class A
Thermo Fischer | Singapore | MD |  | TETRATHIONATE BROTH (USA) 90ML |  | Class A
Thermo Fischer | Singapore | MD |  | BHI+GENTA+CHLORA.(5ML) |  | Class A
Thermo Fischer | Singapore | MD |  | RAPID UREA BROTH (2ML) |  | Class A
Thermo Fischer | Singapore | MD |  | BIPHASIC FUNGAL BLOODCULTURE BOTTLE-TTSH |  | Class A
Thermo Fischer | Singapore | MD |  | 1% SUCROSE PEPTONE +ANDRADE INDIC. (5ML) |  | Class A
Thermo Fischer | Singapore | MD |  | 0.5 McFarland Standard |  | Class A
Thermo Fischer | Singapore | MD |  | MANUAL VIEWER |  | Class A
Thermo Fischer | Singapore | MD |  | SENSITITRE AIM |  | Class A
Thermo Fischer | Singapore | MD |  | VersaTREK® Connector |  | Class A
Thermo Fischer | Singapore | MD |  | MUELLER HINTON BROTH 500g |  | Class A
Thermo Fischer | Singapore | MD |  | GELATIN PORCINE SKIN 90-110 BLOOM |  | Class A
Thermo Fischer | Singapore | MD |  | BILE SALTS 250g |  | Class A
Thermo Fischer | Singapore | MD |  | DEXTROSE BACTERIOLOGICAL 500g |  | Class A
Thermo Fischer | Singapore | MD |  | PPLO Broth (5ml) 20/PK |  | Class A
Thermo Fischer | Singapore | MD |  | Zinc PVA/Formalin 10% PK/120SET |  | Class A
Thermo Fischer | Singapore | MD |  | Giemsa Plus Stain Kit |  | Class A
Thermo Fischer | Singapore | MD |  | Lactophenol Aniline Blue BTL/25ml |  | Class A
Thermo Fischer | Singapore | MD |  | Middlebrook 7H9 Broth 500g each |  | Class A
Thermo Fischer | Singapore | MD |  | Potato Flake Agar 500g each |  | Class A
Thermo Fischer | Singapore | MD |  | SHEEP BLOOD IN ALSEVERS SLTN(25ML) |  | Class A
Thermo Fischer | Singapore | MD |  | Sensititre HTM Broth |  | Class A
Thermo Fischer | Singapore | MD |  | Catalase Reagent 3% (25 ml) |  | Class A
Thermo Fischer | Singapore | MD |  | Oxoid™ Brucella Agar |  | Class A
Thermo Fischer | Singapore | MD |  | Remel™ TB Base Digestant |  | Class A
Thermo Fischer | Singapore | MD |  | CRONOBACTER SCREENING BROTH (CSB) |  | Class A
Thermo Fischer | Singapore | MD |  | Thermo Scientific™ Lowenstein-Jensen Medium (LJ) |  | Class A
Thermo Fischer | Singapore | MD |  | BactiSwab® Gel and BactiSwab® Liquid |  | Class A
Thermo Fischer | Singapore | MD |  | A. BRASILIENSIS ATCC 16404 PK/5 |  | Class A
Thermo Fischer | Singapore | MD |  | Bacillus cereus ATCC 14579 PK/5 |  | Class A
Thermo Fischer | Singapore | MD |  | B. CEREUS ATCC 11778 PK/5 |  | Class A
Thermo Fischer | Singapore | MD |  | C. PARAPSILOSIS ATCC 22019 PK/5 |  | Class A
Thermo Fischer | Singapore | MD |  | C. FREUNDII ATCC 8090 PK/5 |  | Class A
Thermo Fischer | Singapore | MD |  | L. BREVIS ATCC 8287 PK/5 |  | Class A
Thermo Fischer | Singapore | MD |  | H. INFLUENZAE TYPE B ATCC 10211 PK/5 |  | Class A
Thermo Fischer | Singapore | MD |  | M. LUTEUS ATCC 10240 PK/5 |  | Class A
Thermo Fischer | Singapore | MD |  | S. ENTERICA SV MONTEVIDEO ATCC 8387 PK/ |  | Class A
Thermo Fischer | Singapore | MD |  | S. AUREUS SSP AUREUS ATCC 49476 PK/5 |  | Class A
Thermo Fischer | Singapore | MD |  | S. AGALACTIAE GP B ATCC 12386 PK/5 |  | Class A
Thermo Fischer | Singapore | MD |  | K. PNEUMONIAE ATCC 13883 PK/5 |  | Class A
Thermo Fischer | Singapore | MD |  | N. GONORRHOEAE ATCC 19424 PK/5 |  | Class A
Thermo Fischer | Singapore | MD |  | BRILLIANCE LISTERIA DIFF SUPPLEMENT |  | Class A
Thermo Fischer | Singapore | MD |  | CHROMOGENIC BACILLUS CEREUS SEL SUPP |  | Class A
Thermo Fischer | Singapore | MD |  | OBE BROTH SELECTIVE SUPPLEMENT |  | Class A
Thermo Fischer | Singapore | MD |  | LEB SELECTIVE SUPPLEMENT |  | Class A
Thermo Fischer | Singapore | MD |  | VEGETABLE PEPTONE NO.1 25KG |  | Class A
Thermo Fischer | Singapore | MD |  | VEGETABLE PEPTONE BROTH 5KG |  | Class A
Thermo Fischer | Singapore | MD |  | VEGETABLE PEPTONE BROTH (GSK) 5KG |  | Class A
Thermo Fischer | Singapore | MD |  | TRYPTONE SOYA AGAR+DISINHIBITORS |  | Class A
Thermo Fischer | Singapore | MD |  | LACTOSE BROTH (DOUBLE STRENGTH) |  | Class A
Thermo Fischer | Singapore | MD |  | 0.1% PEPTONE +1% TWEEN |  | Class A
Thermo Fischer | Singapore | MD |  | BUFFERED PEPTONE WATER |  | Class A
Thermo Fischer | Singapore | MD |  | STERILE DISTILLED WATER |  | Class A
Thermo Fischer | Singapore | MD |  | YERSINIA GROWTH MEDIUM |  | Class A
Thermo Fischer | Singapore | MD |  | SABOURAUD LIQUID MEDIUM |  | Class A
Thermo Fischer | Singapore | MD |  | CSF BROTH 12ML |  | Class A
Thermo Fischer | Singapore | MD |  | CZAPEK DOX AGAR |  | Class A
Thermo Fischer | Singapore | MD |  | DG18 AGAR |  | Class A
Thermo Fischer | Singapore | MD |  | EE BROTH DS 250ML |  | Class A
Thermo Fischer | Singapore | MD |  | EMB |  | Class A
Thermo Fischer | Singapore | MD |  | EMB/EMB |  | Class A
Thermo Fischer | Singapore | MD |  | GC |  | Class A
Thermo Fischer | Singapore | MD |  | 0.1% PEPTONE WATER + 0.1% TWEEN |  | Class A
Thermo Fischer | Singapore | MD |  | GROUP B STREP BROTH 5ML (PK 20) |  | Class A
Thermo Fischer | Singapore | MD |  | BUFFERED SODIUM CHLOR.PEPTONE PH 7 100ML |  | Class A
Thermo Fischer | Singapore | MD |  | TRYPTONE SOYA AGAR |  | Class A
Thermo Fischer | Singapore | MD |  | HBA/HBA + NEO |  | Class A
Thermo Fischer | Singapore | MD |  | HBA/XLD |  | Class A
Thermo Fischer | Singapore | MD |  | HEKTOEN/XLD |  | Class A
Thermo Fischer | Singapore | MD |  | NUTRIENT AGAR SLOPE |  | Class A
Thermo Fischer | Singapore | MD |  | LISTERIA ENRICHMENT BROTH (LEB) 250ML |  | Class A
Thermo Fischer | Singapore | MD |  | UREA AGAR SLOPE |  | Class A
Thermo Fischer | Singapore | MD |  | LJ + GLYCEROL + 1.5% FAC 6ML |  | Class A
Thermo Fischer | Singapore | MD |  | MAXIMIUM RECOVERY DILUENT |  | Class A
Thermo Fischer | Singapore | MD |  | LJ + GLYCEROL SLOPE 6ML |  | Class A
Thermo Fischer | Singapore | MD |  | MAXIMUM RECOVERY DILUENT |  | Class A
Thermo Fischer | Singapore | MD |  | M BROTH 10ML (PK 50) |  | Class A
Thermo Fischer | Singapore | MD |  | MAXIMUM RECOVERY DILUENT |  | Class A
Thermo Fischer | Singapore | MD |  | M MOD GLUTAMATE S/S 9ML (TRAY 120) |  | Class A
Thermo Fischer | Singapore | MD |  | SELENITE CYSTINE BROTH |  | Class A
Thermo Fischer | Singapore | MD |  | MACFARLAND 1.0 5ML TUBE |  | Class A
Thermo Fischer | Singapore | MD |  | TRYPTONE SOYA BROTH (X2STRENGTH) |  | Class A
Thermo Fischer | Singapore | MD |  | MIL MEDIUM 4ML (PK 20) |  | Class A
Thermo Fischer | Singapore | MD |  | NUTRIENT BROTH WITH 7.5% SALT |  | Class A
Thermo Fischer | Singapore | MD |  | MLS AGAR 500ML |  | Class A
Thermo Fischer | Singapore | MD |  | VIOLET RED BILE AGAR |  | Class A
Thermo Fischer | Singapore | MD |  | MOD THIO(7H10) - NO MYCOBACTIN 12ML |  | Class A
Thermo Fischer | Singapore | MD |  | E E BROTH |  | Class A
Thermo Fischer | Singapore | MD |  | MRS AGAR PH5.5 500ML |  | Class A
Thermo Fischer | Singapore | MD |  | TETRATHIONATE BROTH (USA) |  | Class A
Thermo Fischer | Singapore | MD |  | MUELLER HINTON + METH BLUE + GLUCOSE |  | Class A
Thermo Fischer | Singapore | MD |  | 0.1% PEPTONE WATER |  | Class A
Thermo Fischer | Singapore | MD |  | PENICILLIN BUFFER SOLUTION 100ML |  | Class A
Thermo Fischer | Singapore | MD |  | TSB 10ML |  | Class A
Thermo Fischer | Singapore | MD |  | PEPTONE SALT SOLUTION 9ML (TRAY 120) |  | Class A
Thermo Fischer | Singapore | MD |  | UREA 40% 100ML |  | Class A
Thermo Fischer | Singapore | MD |  | PEPTONE WATER(0.1%) + NACL + TWEEN - 9ML |  | Class A
Thermo Fischer | Singapore | MD |  | UREA MYCOPLASMA PLATE 90MM |  | Class A
Thermo Fischer | Singapore | MD |  | G.C. (VCNT)/SAB.CHLOR BIPLATE |  | Class A
Thermo Fischer | Singapore | MD |  | 10/PK PORPHYRIN TEST AGAR |  | Class A
Thermo Fischer | Singapore | MD |  | SAB.DEXTROSE + CHLOR. + ACTIDIONE |  | Class A
Thermo Fischer | Singapore | MD |  | 10/PK SAB DEX EMMONS w/CHLOR |  | Class A
Thermo Fischer | Singapore | MD |  | 10/PK HAEMOPHILUS ID QUAD |  | Class A
Thermo Fischer | Singapore | MD |  | LETHEEN AGAR |  | Class A
Thermo Fischer | Singapore | MD |  | 10/PK ANA GRAM POS ID QUAD-IWP |  | Class A
Thermo Fischer | Singapore | MD |  | STAPHYLOCOCCUS MEDIUM NO 110 |  | Class A
Thermo Fischer | Singapore | MD |  | 10/PK BRUCLKD BLHEMVK 150mm |  | Class A
Thermo Fischer | Singapore | MD |  | BURKHOLDERIA CEPACIA MED (MAST) |  | Class A
Thermo Fischer | Singapore | MD |  | 10/PK SAB DEX EMMONS 150mm |  | Class A
Thermo Fischer | Singapore | MD |  | DG18 SELECTIVE MEDIUM |  | Class A
Thermo Fischer | Singapore | MD |  | XLD AGAR (LAB M BASE) |  | Class A
Thermo Fischer | Singapore | MD |  | 20/PK BILE ESCULIN AGAR SLANT |  | Class A
Thermo Fischer | Singapore | MD |  | 20/PK CARBON ASSIM w/XYLOSE |  | Class A
Thermo Fischer | Singapore | MD |  | MEMBRANE LACTOSE GLUCURONIDE AGAR |  | Class A
Thermo Fischer | Singapore | MD |  | 20/PK CHOCOLATE AGAR SLANT |  | Class A
Thermo Fischer | Singapore | MD |  | MACCONKEY AGAR W/O SALT (NORCOM SPECIAL) |  | Class A
Thermo Fischer | Singapore | MD |  | 100/CS CTA MEDIUM BASE CONTROL |  | Class A
Thermo Fischer | Singapore | MD |  | MYP AGAR |  | Class A
Thermo Fischer | Singapore | MD |  | 100/CS DECARB BR ORNITHINE 5ml |  | Class A
Thermo Fischer | Singapore | MD |  | BAIRD PARKER WITH CIPROFLOXACIN (HPA) |  | Class A
Thermo Fischer | Singapore | MD |  | 20/PK LETHEEN BROTH 5ml |  | Class A
Thermo Fischer | Singapore | MD |  | 20/PK LITMUS MILK MEDIUM 9ml |  | Class A
Thermo Fischer | Singapore | MD |  | POTATO DEXTROSE AGAR (ACIDIFIED) |  | Class A
Thermo Fischer | Singapore | MD |  | 20/PK MIO MEDIUM |  | Class A
Thermo Fischer | Singapore | MD |  | SABOUR. GLUCOSE WITH CHLORAMPH. |  | Class A
Thermo Fischer | Singapore | MD |  | 100/CS MOTILITY TEST MED 5ml |  | Class A
Thermo Fischer | Singapore | MD |  | AGAR DILUTION COTRIMOXAZOLE 2UG/ML |  | Class A
Thermo Fischer | Singapore | MD |  | 20/PK NUTRIENT BROTH 6% NaCl |  | Class A
Thermo Fischer | Singapore | MD |  | BRAIN HEART INFUSION + CHLOR (TRAY 120) |  | Class A
Thermo Fischer | Singapore | MD |  | 20/PK RFA w/2% FRUCTOSE |  | Class A
Thermo Fischer | Singapore | MD |  | RV BROTH (REMEL) (10ML IN 30ML VIAL) |  | Class A
Thermo Fischer | Singapore | MD |  | SABOURAUD DEXTROSE AGAR (250ML) |  | Class A
Thermo Fischer | Singapore | MD |  | M-ENDO-AGAR (250ML) |  | Class A
Thermo Fischer | Singapore | MD |  | SALINE 0.85% (2.5ML) |  | Class A
Thermo Fischer | Singapore | MD |  | SELENITE BROTH (5ML) |  | Class A
Thermo Fischer | Singapore | MD |  | STERILE DISTILLED WATER (1000ML) |  | Class A
Thermo Fischer | Singapore | MD |  | TRYPTONE SOYA AGAR (1L) |  | Class A
Thermo Fischer | Singapore | MD |  | TRYPTONE SOYA BROTH (5ML) |  | Class A
Thermo Fischer | Singapore | MD |  | UREA AGAR SLANT (5ML) |  | Class A
Thermo Fischer | Singapore | MD |  | 6.5% SODIUM CHLORIDE (NACL) (3ML) |  | Class A
Thermo Fischer | Singapore | MD |  | MUCIC MEDIUM (5ML) |  | Class A
Thermo Fischer | Singapore | MD |  | ARGININE GLUCOSE SLANT (5ML) |  | Class A
Thermo Fischer | Singapore | MD |  | TSB+4% TWEEN+ 0.5% SOY LECITHIN (1L) |  | Class A
Thermo Fischer | Singapore | MD |  | TSB + 7% TWEEN + 1% SOY LEC.(250ML) |  | Class A
Thermo Fischer | Singapore | MD |  | TSB + 7% TWEEN 80 + 1% SOY LEC. (90ML) |  | Class A
Thermo Fischer | Singapore | MD |  | LACTOSE BROTH+4% TWEEN+0.4%SOYLEC. (1L) |  | Class A
Thermo Fischer | Singapore | MD |  | NACL + 1% TWEEN 80 (250ML) |  | Class A
Thermo Fischer | Singapore | MD |  | TSB+0.7% TWEEN+ 0.1% SOY LEC. (90ML) |  | Class A
Thermo Fischer | Singapore | MD |  | BSCP SOLUTION pH 9.2 (250ML) |  | Class A
Thermo Fischer | Singapore | MD |  | PHOSPHATE BUFFER PH7.2(225ML) |  | Class A
Thermo Fischer | Singapore | MD |  | NUTRIENT BROTH + 3% TWEEN80 (10ML) |  | Class A
Thermo Fischer | Singapore | MD |  | Cation Adjusted Mueller-Hinton Broth w TES (CAMHB) |  | Class A
Thermo Fischer | Singapore | MD |  | Slowly growing Mycobacteria MIC plate |  | Class A
Thermo Fischer | Singapore | MD |  | VersaTREK® REDOX 1® (aerobic) |  | Class A
Thermo Fischer | Singapore | MD |  | AGAR BACTERIOLOGICAL (agar no.1) 500g |  | Class A
Thermo Fischer | Singapore | MD |  | YEAST EXTRACT (POWDER) 500g |  | Class A
Thermo Fischer | Singapore | MD |  | SAB DEXTROSE AGAR CONTACT PLATE |  | Class A
Thermo Fischer | Singapore | MD |  | ANAEROBE BLOOD AGAR (WC) With NEOMYCIN |  | Class A
Thermo Fischer | Singapore | MD |  | TRYPTONE SOYA AGAR, 140MM |  | Class A
Thermo Fischer | Singapore | MD |  | KF STREPTOCOCCUS AGAR |  | Class A
Thermo Fischer | Singapore | MD |  | ACT I Transport PK/20 |  | Class A
Thermo Fischer | Singapore | MD |  | BactiDrop Calcofluor White PK/50 |  | Class A
Thermo Fischer | Singapore | MD |  | Color Slide II Mono KT/150TST |  | Class A
Thermo Fischer | Singapore | MD |  | XLD Agar 500g each |  | Class A
Thermo Fischer | Singapore | MD |  | PK/5 TCG PROBESWAB QC |  | Class A
Thermo Fischer | Singapore | MD |  | Amies Charcoal Gel,Single Swab PK/50 |  | Class A
Thermo Fischer | Singapore | MD |  | FILTERED HORSE SERUM 100ML |  | Class A
Thermo Fischer | Singapore | MD |  | FILDES EXTRACT |  | Class A
Thermo Fischer | Singapore | MD |  | CAMPYLOBACTER SEL.SUP.LARGE I |  | Class A
Thermo Fischer | Singapore | MD |  | SULPHAMANDELATE SUPPLEMENT 1 X 10 VIALS |  | Class A
Thermo Fischer | Singapore | MD |  | PERFRINGENS (TSC) SELECT SUPP.1 X 10VIAL |  | Class A
Thermo Fischer | Singapore | MD |  | G-N ANAEROBE SELECTIVE SUPPL. 1X10 VIALS |  | Class A
Thermo Fischer | Singapore | MD |  | YERSINIA SELECTIVE SUPP.1 X 10 VIALS |  | Class A
Thermo Fischer | Singapore | MD |  | NITROCEFIN+RECONSTITUTION FLUID 2X5VIALS |  | Class A
Thermo Fischer | Singapore | IVD |  | MagMAX™ Viral/Pathogen Binding Beads |  | Class A
Thermo Fischer | Singapore | IVD |  | Sorvall ST4R Plus-MD |  | Class A
Thermo Fischer | Singapore | IVD |  | MagMAX™ Viral/Pathogen Wash Solution |  | Class A
Thermo Fischer | Singapore | IVD |  | Sorvall X4R Pro-MD |  | Class A
Thermo Fischer | Singapore | MD |  | 100/CS TRIPLE SUGAR IRON (TSI) |  | Class A
Thermo Fischer | Singapore | MD |  | 20/PK RAPID TREHALOSE ASSIM BR |  | Class A
Thermo Fischer | Singapore | MD |  | 100/CS TSA SLANT |  | Class A
Thermo Fischer | Singapore | MD |  | 20/PK TSB 2ml |  | Class A
Thermo Fischer | Singapore | MD |  | 100/CS BRILLIANT GREEN BILE BR |  | Class A
Thermo Fischer | Singapore | MD |  | 20/PK COOK MEAT GLUCVKHEM-HC |  | Class A
Thermo Fischer | Singapore | MD |  | 20/PK EC BROTH w/DT 10ml |  | Class A
Thermo Fischer | Singapore | MD |  | 20/PK MH BROTH w/CATNAD4%LHB |  | Class A
Thermo Fischer | Singapore | MD |  | 100/CS BHI AGAR w/BLOOD & CGC |  | Class A
Thermo Fischer | Singapore | MD |  | 20/PK L-J w/FERRIC AM. CITRATE |  | Class A
Thermo Fischer | Singapore | MD |  | 20/PK TRICHOPHYTON AG #5 SLANT |  | Class A
Thermo Fischer | Singapore | MD |  | 20/PK TRICHOPHYTON AG #7 SLANT |  | Class A
Thermo Fischer | Singapore | MD |  | 20/PK CORNMEAL w/DEXTROSE DEEP |  | Class A
Thermo Fischer | Singapore | MD |  | 20/PK LAURYL TRYPTOSE BROTH 1X |  | Class A
Thermo Fischer | Singapore | MD |  | 20/PK STARCH AGAR 25ml DEEP |  | Class A
Thermo Fischer | Singapore | MD |  | 20/PK TRICHOPHYTON AG #6 DEEP |  | Class A
Thermo Fischer | Singapore | MD |  | 100/CS TSA 22ml DEEP |  | Class A
Thermo Fischer | Singapore | MD |  | 100/CS L-J GRUFT 1oz BOTTLE |  | Class A
Thermo Fischer | Singapore | MD |  | 10/PK A-7 AGAR 60mm |  | Class A
Thermo Fischer | Singapore | MD |  | 6/PK A3B BROTH (LIQUID) 1.8 ml |  | Class A
Thermo Fischer | Singapore | MD |  | PK/10 CANDIDATUBE (BIGGY AGAR) |  | Class A
Thermo Fischer | Singapore | MD |  | CEREUS SELECT. AGAR + 30KU POLYMYXIN |  | Class A
Thermo Fischer | Singapore | MD |  | HTM MEDIUM |  | Class A
Thermo Fischer | Singapore | MD |  | MANNITOL SALT AGAR |  | Class A
Thermo Fischer | Singapore | MD |  | MUELLER HINTON + SHEEP BLOOD |  | Class A
Thermo Fischer | Singapore | MD |  | PLATE COUNT AGAR |  | Class A
Thermo Fischer | Singapore | MD |  | R2A AGAR |  | Class A
Thermo Fischer | Singapore | MD |  | TCBS AGAR (DIFCO) |  | Class A
Thermo Fischer | Singapore | MD |  | WILKINS CHALGREN AGAR + SHEEP BLOOD |  | Class A
Thermo Fischer | Singapore | MD |  | VRE AGAR W/ MEROPENEM & VANCOMYCIN |  | Class A
Thermo Fischer | Singapore | MD |  | VOGEL-JOHNSON AGAR |  | Class A
Thermo Fischer | Singapore | MD |  | LEGIONELLA BMPA MEDIUM |  | Class A
Thermo Fischer | Singapore | MD |  | LEGIONELLA GVPC MEDIUM |  | Class A
Thermo Fischer | Singapore | MD |  | GC AGAR + LCAT (ACU) |  | Class A
Thermo Fischer | Singapore | MD |  | R2A AGAR - SPECIAL QC |  | Class A
Thermo Fischer | Singapore | MD |  | COLUMBIA CNA HORSE/CHOC II |  | Class A
Thermo Fischer | Singapore | MD |  | NUTRIENT AGAR |  | Class A
Thermo Fischer | Singapore | MD |  | TCBS AGAR (OXOID) |  | Class A
Thermo Fischer | Singapore | MD |  | SAB DEX AGAR (EMMONS)+DEX(W/GPT)(25ML) |  | Class A
Thermo Fischer | Singapore | MD |  | ACTIDIONE AGAR SLANT (5ML) |  | Class A
Thermo Fischer | Singapore | MD |  | BHI BROTH (5ML) WITH PENICILLIN |  | Class A
Thermo Fischer | Singapore | MD |  | EE BROTH (90ML) |  | Class A
Thermo Fischer | Singapore | MD |  | LYSINE IRON AGAR (5.5ML) |  | Class A
Thermo Fischer | Singapore | MD |  | MOTILITY TEST MEDIUM (5ML) |  | Class A
Thermo Fischer | Singapore | MD |  | LACTOSE BROTH (225ML) |  | Class A
Thermo Fischer | Singapore | MD |  | LACTOSE BROTH (5ML) + DURHAM TUBE |  | Class A
Thermo Fischer | Singapore | MD |  | MANNITOL SALT AGAR (250ML) |  | Class A
Thermo Fischer | Singapore | MD |  | NITRATE BROTH (3ML) |  | Class A
Thermo Fischer | Singapore | MD |  | OF MEDIUM + DEXTROSE (3ML) |  | Class A
Thermo Fischer | Singapore | MD |  | RV BROTH (10ML IN 30ML VIAL) |  | Class A
Thermo Fischer | Singapore | MD |  | LEGIONELLA MWY SELECTIVE .1X500MLS |  | Class A
Thermo Fischer | Singapore | MD |  | LEGIONELLA MWY SELECTIVE SUPP.1X10 VIALS |  | Class A
Thermo Fischer | Singapore | MD |  | RapID Inoculation Fluid - 2ml PK/20Tube |  | Class A
Thermo Fischer | Singapore | MD |  | DEFIBRINATED HORSE BLOOD(1000ML) |  | Class A
Thermo Fischer | Singapore | MD |  | DEFIBRINATED HORSE BLOOD (25ML) |  | Class A
Thermo Fischer | Singapore | MD |  | Sensititre Mineral Oil |  | Class A
Thermo Fischer | Singapore | MD |  | Kovacs (25ml) |  | Class A
Thermo Fischer | Singapore | MD |  | Remel TB Auramine-Rhodamine T |  | Class A
Thermo Fischer | Singapore | MD |  | Remel Sabouraud Dextrose Broth |  | Class A
Thermo Fischer | Singapore | MD |  | Remel PHA Purified |  | Class A
Thermo Fischer | Singapore | MD |  | C. ALBICANS ATCC 60193 PK/5 |  | Class A
Thermo Fischer | Singapore | MD |  | C. PERFRINGENS ATCC 13124 PK/5 |  | Class A
Thermo Fischer | Singapore | MD |  | C. RENALE ATCC 19412 PK/5 |  | Class A
Thermo Fischer | Singapore | MD |  | E. FAECALIS ATCC 19433 PK/5 |  | Class A
Thermo Fischer | Singapore | MD |  | L. PLANTARUM ATCC 8014 PK/5 |  | Class A
Thermo Fischer | Singapore | MD |  | O. UREOLYTICA ATCC 43534 PK/5 |  | Class A
Thermo Fischer | Singapore | MD |  | S. AUREUS ATCC BAA-977 PK/5 |  | Class A
Thermo Fischer | Singapore | MD |  | S. AUREUS ATCC 25923 PK/5 |  | Class A
Thermo Fischer | Singapore | MD |  | S. aureus ATCC 33592 PK/5 |  | Class A
Thermo Fischer | Singapore | MD |  | E. CASSELIFLAVUS ATCC 700327 PK/5 |  | Class A
Thermo Fischer | Singapore | MD |  | S. AGALACTIAE GP B ATCC 13813 PK/5 |  | Class A
Thermo Fischer | Singapore | MD |  | S. PNEUMONIAE ATCC 49619 PK/5 |  | Class A
Thermo Fischer | Singapore | MD |  | E. COLI ATCC 25922 Q+ KT/100 TST |  | Class A
Thermo Fischer | Singapore | MD |  | CAMPYLOBACTER AGAR (CHARCOAL BASE) |  | Class A
Thermo Fischer | Singapore | MD |  | CHOCOLATE II AGAR + HAEMOGLOBIN |  | Class A
Thermo Fischer | Singapore | MD |  | MicroTest™ M4RT® UNIVERSAL KIT |  | Class A
Thermo Fischer | Singapore | MD |  | MicroTest™ M6™ Kit: w/Micro-Tipped Flocked Swab |  | Class A
Thermo Fischer | Singapore | MD |  | MicroTest™ M4RT® KIT SWAB: FLOCKED NO BEADS |  | Class A
Thermo Fischer | Singapore | MD |  | BUFFERED PEPTONE WATER READY BAG 4X3 LTR |  | Class A
Thermo Fischer | Singapore | MD |  | DOUBLE BUFFERED PEPTONE WATER |  | Class A
Thermo Fischer | Singapore | MD |  | BASIC FUCHSIN - TECHNICAL DYE (10G) |  | Class A
Thermo Fischer | Singapore | MD |  | MAC-CONKEY BROTH 500GRAMS |  | Class A
Thermo Fischer | Singapore | MD |  | LAB LEMCO AGAR 500GRAMS I |  | Class A
Thermo Fischer | Singapore | MD |  | BLOOD AGAR BASE 25KG |  | Class A
Thermo Fischer | Singapore | MD |  | IRON SULPHITE AGAR 500GRAMS |  | Class A
Thermo Fischer | Singapore | MD |  | MANNITOL SALT AGAR 2.5KILOS |  | Class A
Thermo Fischer | Singapore | MD |  | VIOLET RED BILE AGAR 2.5KILOS |  | Class A
Thermo Fischer | Singapore | MD |  | MAC-CONKEY AGAR NO 3 25 KILOS |  | Class A
Thermo Fischer | Singapore | MD |  | MAC-CONKEY AGAR NO 3 5 KG |  | Class A
Thermo Fischer | Singapore | MD |  | POTATO DEXTROSE AGAR |  | Class A
Thermo Fischer | Singapore | MD |  | STAPHYLOCOCCUS MEDIUM NO 110 500GRAMS |  | Class A
Thermo Fischer | Singapore | MD |  | REINFORCED CLOSTRIDIAL AGAR 500GRAMS |  | Class A
Thermo Fischer | Singapore | MD |  | TRYPTOSE BLOOD AGAR BASE 5 KILOS |  | Class A
Thermo Fischer | Singapore | MD |  | TRIPLE SUGAR IRON AGAR 500 G. |  | Class A
Thermo Fischer | Singapore | IVD |  | Sorvall ST4 Plus-MD |  | Class A
Thermo Fischer | Singapore | IVD |  | Megafuge ST4R Plus-MD |  | Class A
Thermo Fischer | Singapore | IVD |  | MagMAX™ Viral/Pathogen Binding Solution |  | Class A
Thermo Fischer | Singapore | IVD |  | Sorvall X4 Pro-MD |  | Class A
Thermo Fischer | Singapore | IVD |  | Multifuge X4 Pro-MD |  | Class A
Thermo Fischer | Singapore | IVD |  | Multifuge X4R Pro-MD |  | Class A
Thermo Fischer | Singapore | IVD |  | SL4 Plus-MD |  | Class A
Thermo Fischer | Singapore | IVD |  | SL4R Plus-MD |  | Class A
Thermo Fischer | Singapore | MD |  | SAB DEX AGAR + CHLORAM. + GENTA. |  | Class A
Thermo Fischer | Singapore | MD |  | DIAGNOSTIC SENSITIV TEST AGAR 2.5KILOS |  | Class A
Thermo Fischer | Singapore | MD |  | BLOOD AGAR BASE NO 2 5 KILOS |  | Class A
Thermo Fischer | Singapore | MD |  | MRS BROTH 500GRAMS |  | Class A
Thermo Fischer | Singapore | MD |  | LACTOSE BROTH (1000ML) |  | Class A
Thermo Fischer | Singapore | MD |  | LACTOSE BROTH (250ML) |  | Class A
Thermo Fischer | Singapore | MD |  | LYSINE IRON AGAR 500G. |  | Class A
Thermo Fischer | Singapore | MD |  | MRS BROTH (9ML IN 30ML VIAL) |  | Class A
Thermo Fischer | Singapore | MD |  | MALONATE BROTH (3ML) |  | Class A
Thermo Fischer | Singapore | MD |  | XLD MEDIUM 500G. |  | Class A
Thermo Fischer | Singapore | MD |  | MOELLER DECARBOXYLASE BASE (5ML) |  | Class A
Thermo Fischer | Singapore | MD |  | BUFFERED PEPTONE WATER 25 KILOS |  | Class A
Thermo Fischer | Singapore | MD |  | S S AGAR (MODIFIED) 5KILOS |  | Class A
Thermo Fischer | Singapore | MD |  | PERFRINGENS AGAR BASE TSC/SFP 500GRAMS |  | Class A
Thermo Fischer | Singapore | MD |  | OF BASAL MEDIUM + DULCITOL (5ML) |  | Class A
Thermo Fischer | Singapore | MD |  | KAA AGAR BASE 500GRAMS |  | Class A
Thermo Fischer | Singapore | MD |  | WILKINS CHALGREN ANAEROBE BROT500GRAMS |  | Class A
Thermo Fischer | Singapore | MD |  | BSCPB+3% TWEEN+0.3% SOY LECITHIN (500ML) |  | Class A
Thermo Fischer | Singapore | MD |  | MRS BROTH (MODIFIED) 500g |  | Class A
Thermo Fischer | Singapore | MD |  | LACTOSE BROTH + 1% TWEEN 80 (1L) |  | Class A
Thermo Fischer | Singapore | MD |  | SHEEP BLOOD AGAR NO 2 500GRAMS |  | Class A
Thermo Fischer | Singapore | MD |  | ISO-SENSITEST BROTH |  | Class A
Thermo Fischer | Singapore | MD |  | COOKED MEAT MEDIUM + 10%SALT |  | Class A
Thermo Fischer | Singapore | MD |  | LACTOSE PEPTONE WATER SUGAR + D/T |  | Class A
Thermo Fischer | Singapore | MD |  | FRASER BROTH BASE |  | Class A
Thermo Fischer | Singapore | MD |  | 0.1% PEPTONE WATER + 0.85% SALT |  | Class A
Thermo Fischer | Singapore | MD |  | ORANGE SERUM AGAR |  | Class A
Thermo Fischer | Singapore | MD |  | ANAEROBE BASAL AGAR 500G |  | Class A
Thermo Fischer | Singapore | MD |  | THIOGLYCOLLATE MEDIUM U.S.P (acc to EP/USP) |  | Class A
Thermo Fischer | Singapore | MD |  | 0.1% PEPTONE WATER |  | Class A
Thermo Fischer | Singapore | MD |  | 0.1% PEPTONE WATER |  | Class A
Thermo Fischer | Singapore | MD |  | HALF FRASER BROTH |  | Class A
Thermo Fischer | Singapore | MD |  | DRYSPOT PNEUMO 60 TESTS |  | Class A
Thermo Fischer | Singapore | MD |  | 0.1% PEPTONE WATER |  | Class A
Thermo Fischer | Singapore | MD |  | 20/PK PURPLE BROTH w/MALTOSE |  | Class A
Thermo Fischer | Singapore | MD |  | MRS AGAR PLATE |  | Class A
Thermo Fischer | Singapore | MD |  | 20/PK RFA w/2% SUCROSE |  | Class A
Thermo Fischer | Singapore | MD |  | MRS BROTH PH 5.7 9ML |  | Class A
Thermo Fischer | Singapore | MD |  | 20/PK SELENITE w/CYSTINE 9ml |  | Class A
Thermo Fischer | Singapore | MD |  | MUELLER HINTON BROTH 100ML |  | Class A
Thermo Fischer | Singapore | MD |  | 100/CS THIO w/IND w/DEX 9ml |  | Class A
Thermo Fischer | Singapore | MD |  | NEW GRANADA MEDIUM BASE 500ML |  | Class A
Thermo Fischer | Singapore | MD |  | 20/PK THIO w/o IND w/DEX 9ml |  | Class A
Thermo Fischer | Singapore | MD |  | NUT BROTH + LECITHIN + TWEEN - 9ML |  | Class A
Thermo Fischer | Singapore | MD |  | 20/PK THIO w/o IND w/o DEX 5ml |  | Class A
Thermo Fischer | Singapore | MD |  | NV AGAR PLATES |  | Class A
Thermo Fischer | Singapore | MD |  | PEPTONE SALT SOLUTION 500ML |  | Class A
Thermo Fischer | Singapore | MD |  | 100/CS TSB w/GLYC 1.5ml TUBE |  | Class A
Thermo Fischer | Singapore | MD |  | PEPTONE WATER 0.1% 100ML |  | Class A
Thermo Fischer | Singapore | MD |  | SALINE 2.5ML |  | Class A
Thermo Fischer | Singapore | MD |  | 20/PK SALINE 0.85% 9.9ml |  | Class A
Thermo Fischer | Singapore | MD |  | 20/PK TSB 5ml |  | Class A
Thermo Fischer | Singapore | MD |  | SAPONIN SBA |  | Class A
Thermo Fischer | Singapore | MD |  | SELENITE 16ML MP |  | Class A
Thermo Fischer | Singapore | MD |  | SHEEP BLOOD AGAR (Columbia) |  | Class A
Thermo Fischer | Singapore | MD |  | 20/PK MUELLER HINTON BR 10ml |  | Class A
Thermo Fischer | Singapore | MD |  | SODIUM CHLORIDE + 1% TWEEN 80 1 LITRE |  | Class A
Thermo Fischer | Singapore | MD |  | THIOGLYCOLLATE (USP) + 1% TWEEN 90ML |  | Class A
Thermo Fischer | Singapore | MD |  | 20/PK THERMONUCLEASE 20ml DEEP |  | Class A
Thermo Fischer | Singapore | MD |  | THIOGLYCOLLATE BROTH |  | Class A
Thermo Fischer | Singapore | MD |  | 20/PK TGE AGAR 22ml DEEP |  | Class A
Thermo Fischer | Singapore | MD |  | THIOGLYCOLLATE USP 800ML |  | Class A
Thermo Fischer | Singapore | MD |  | TRYPTONE SOYA BROTH + LEC + TWEEN 90ML |  | Class A
Thermo Fischer | Singapore | MD |  | TRYPTONE SOYA BROTH 500ML |  | Class A
Thermo Fischer | Singapore | MD |  | DESOXYCHOLATE CITRATE AGAR |  | Class A
Thermo Fischer | Singapore | MD |  | TSB NARROW TUBE 5ML |  | Class A
Thermo Fischer | Singapore | MD |  | LB AGAR LENNOX PLATE |  | Class A
Thermo Fischer | Singapore | MD |  | UREA AGAR SLOPE 6ML |  | Class A
Thermo Fischer | Singapore | MD |  | MRS AGAR |  | Class A
Thermo Fischer | Singapore | MD |  | UREAPLASMA (MODIFIED A8) AATE PLATE |  | Class A
Thermo Fischer | Singapore | MD |  | MACCONKEY NO. 3 AGAR + CEFTAZIDIME |  | Class A
Thermo Fischer | Singapore | MD |  | UVM BROTH 20ML |  | Class A
Thermo Fischer | Singapore | MD |  | MANNITOL SALT AGAR-REMEL |  | Class A
Thermo Fischer | Singapore | MD |  | UVM1 BROTH 10ML |  | Class A
Thermo Fischer | Singapore | MD |  | MUELLER HINTON LYSED SHEEP BLOOD, 140MM |  | Class A
Thermo Fischer | Singapore | MD |  | BAIRD PARKER RPF MEDIUM |  | Class A
Thermo Fischer | Singapore | MD |  | GLUCOSE COOKED MEAT (PK 50) |  | Class A
Thermo Fischer | Singapore | MD |  | BORATE BUFFER & 1% TWEEN |  | Class A
Thermo Fischer | Singapore | MD |  | HBA + NEOMYCIN |  | Class A
Thermo Fischer | Singapore | MD |  | HBA/HBA |  | Class A
Thermo Fischer | Singapore | MD |  | STERILE SALINE SOLUTION 0.9% |  | Class A
Thermo Fischer | Singapore | MD |  | STERILE SALINE SOLUTION 0.9% |  | Class A
Thermo Fischer | Singapore | MD |  | STERILE SALINE SOLUTION 0.9% |  | Class A
Thermo Fischer | Singapore | MD |  | HOYLES (Tellurite) |  | Class A
Thermo Fischer | Singapore | MD |  | LB + KANAMYCIN + AHT |  | Class A
Thermo Fischer | Singapore | MD |  | MAXIMUM RECOVERY DILUENT |  | Class A
Thermo Fischer | Singapore | MD |  | MAC NO2 + CEFOTAXIME |  | Class A
Thermo Fischer | Singapore | MD |  | TRYPTONE SOYA BROTH (acc. to EP/USP) |  | Class A
Thermo Fischer | Singapore | MD |  | MACCONKEY + SALT |  | Class A
Thermo Fischer | Singapore | MD |  | TRYPTONE SOYA BROTH (X2 STRENGTH) |  | Class A
Thermo Fischer | Singapore | MD |  | MODIFIED LETHEEN AGAR 250ML |  | Class A
Thermo Fischer | Singapore | MD |  | MACCONKEY BROTH |  | Class A
Thermo Fischer | Singapore | MD |  | MODIFIED TRYPTONE SOYA BROTH 225ML |  | Class A
Thermo Fischer | Singapore | MD |  | NUTRIENT BROTH NO2 |  | Class A
Thermo Fischer | Singapore | MD |  | MRS + CYCLO + AJ |  | Class A
Thermo Fischer | Singapore | MD |  | 0.1% PEPTONE WATER |  | Class A
Thermo Fischer | Singapore | MD |  | MUELLER HINTON + CEFOXITIN (4mG/L) |  | Class A
Thermo Fischer | Singapore | MD |  | OGYE BASE |  | Class A
Thermo Fischer | Singapore | MD |  | MYCOPLASMA (CSL) 90MM |  | Class A
Thermo Fischer | Singapore | MD |  | LACTOSE BROTH + TLT |  | Class A
Thermo Fischer | Singapore | MD |  | NATAMYCIN SOLUTION |  | Class A
Thermo Fischer | Singapore | MD |  | MRS AGAR |  | Class A
Thermo Fischer | Singapore | MD |  | NATAMYCIN SOLUTION |  | Class A
Thermo Fischer | Singapore | MD |  | SELECTIVE E COLI/COLIFORM CHROMOGENIC |  | Class A
Thermo Fischer | Singapore | MD |  | NITRATE MOTILITY MEDIUM (NM) PK 50 |  | Class A
Thermo Fischer | Singapore | MD |  | TRYPTONE SOYA BROTH |  | Class A
Thermo Fischer | Singapore | MD |  | PAEDIATRIC BLOOD CULTURE BOTTLE 15ML |  | Class A
Thermo Fischer | Singapore | MD |  | BOLTON BROTH |  | Class A
Thermo Fischer | Singapore | MD |  | PHOSPHATE BUFFER 500ML |  | Class A
Thermo Fischer | Singapore | MD |  | UREA SLOPE 4ML (PK 20) |  | Class A
Thermo Fischer | Singapore | MD |  | PHOSPHATE BUFFERED SALINE 2.5ML |  | Class A
Thermo Fischer | Singapore | MD |  | PK FUNGAL BROTH 900ML |  | Class A
Thermo Fischer | Singapore | MD |  | R2A 500ML |  | Class A
Thermo Fischer | Singapore | MD |  | RAPPAPORT BROTH 10ML |  | Class A
Thermo Fischer | Singapore | MD |  | RINGERS SOULTION 100ML |  | Class A
Thermo Fischer | Singapore | MD |  | RPMI - GLUCOSE BROTH 11ML |  | Class A
Thermo Fischer | Singapore | MD |  | SAB + ANTI + ACTI SLOPE 12ML |  | Class A
Thermo Fischer | Singapore | MD |  | SABOURAUD + PENASE |  | Class A
Thermo Fischer | Singapore | MD |  | SABOURAUD BROTH 10ML |  | Class A
Thermo Fischer | Singapore | MD |  | SALINE 100ML |  | Class A
Thermo Fischer | Singapore | MD |  | SALINE 1ML |  | Class A
Thermo Fischer | Singapore | MD |  | SALINE 2.5ML (TRAY 120) |  | Class A
Thermo Fischer | Singapore | MD |  | SALINE 20ML |  | Class A
Thermo Fischer | Singapore | MD |  | SALT BROTH 6.5% 5ML |  | Class A
Thermo Fischer | Singapore | MD |  | 15/PK ANA REDUCIBLE BLOOD AGAR |  | Class A
Thermo Fischer | Singapore | MD |  | 10/PK ANA REDUCIBLE NEOMYCIN |  | Class A
Thermo Fischer | Singapore | MD |  | 10/PK BHI w/BLOOD (DBLE POUR) |  | Class A
Thermo Fischer | Singapore | MD |  | 10/PK BLOOD AGAR(TSA) w/10% SB |  | Class A
Thermo Fischer | Singapore | MD |  | 10/PK COLUMBIA BLD AG w/5% SB |  | Class A
Thermo Fischer | Singapore | MD |  | 15/PK BLOOD AGAR w/NEO 30mcg |  | Class A
Thermo Fischer | Singapore | MD |  | 10/PK CCFA MODIFIED w/HORSE BL |  | Class A
Thermo Fischer | Singapore | MD |  | 100/CS CHOCOLATE AGAR |  | Class A
Thermo Fischer | Singapore | MD |  | 10/PK DNASE w/TOLUIDINE BLUE |  | Class A
Thermo Fischer | Singapore | MD |  | 15/PK EMB (LEVINE) AGAR |  | Class A
Thermo Fischer | Singapore | MD |  | SDA + LTHth 200ML |  | Class A
Thermo Fischer | Singapore | MD |  | SENSITEST + HB |  | Class A
Thermo Fischer | Singapore | MD |  | SHEATH FLUID |  | Class A
Thermo Fischer | Singapore | MD |  | THIOGLYCOLLATE(USP) + 1% TWEEN 225ML |  | Class A
Thermo Fischer | Singapore | MD |  | THIOSUPLAHTE RINGER SOLUTION 10ML |  | Class A
Thermo Fischer | Singapore | MD |  | TRICH BROTH 5ML (PK 20) |  | Class A
Thermo Fischer | Singapore | MD |  | TRICHOMONAS BROTH (DIAMONDS MOD) 5ML |  | Class A
Thermo Fischer | Singapore | MD |  | TRYPTONE SOYA + TWEEN |  | Class A
Thermo Fischer | Singapore | MD |  | TRYPTONE SOYA AGAR |  | Class A
Thermo Fischer | Singapore | MD |  | TRYPTONE WATER 10ML TALL TUBES (PACK 50) |  | Class A
Thermo Fischer | Singapore | MD |  | TSA - CHOC |  | Class A
Thermo Fischer | Singapore | MD |  | TSA + LT + TWEEN 80 |  | Class A
Thermo Fischer | Singapore | MD |  | TSA + LTHTh |  | Class A
Thermo Fischer | Singapore | MD |  | TSB + 4% TWEEN 80 90ML |  | Class A
Thermo Fischer | Singapore | MD |  | TSB + 4% TWEEN 80 - 9ML |  | Class A
Thermo Fischer | Singapore | MD |  | TSB + LECITHIN + TWEEN 80 90ML |  | Class A
Thermo Fischer | Singapore | MD |  | TSB 2ML |  | Class A
Thermo Fischer | Singapore | MD |  | TSB 900ML |  | Class A
Thermo Fischer | Singapore | MD |  | TSB NARROW TUBE 5ML (PK 20) |  | Class A
Thermo Fischer | Singapore | MD |  | UVM BROTH 100ML |  | Class A
Thermo Fischer | Singapore | MD |  | VRE BROTH 300ML |  | Class A
Thermo Fischer | Singapore | MD |  | YEAST EXTRACT AGAR 200ML |  | Class A
Thermo Fischer | Singapore | MD |  | 10/PK ANAEROBIC (CDC) KV |  | Class A
Thermo Fischer | Singapore | MD |  | 100/CS ANA REDUCIBILE BLD AGAR |  | Class A
Thermo Fischer | Singapore | MD |  | 10/PK BLOOD AGAR (TSA w/5% SB) |  | Class A
Thermo Fischer | Singapore | MD |  | 15/PK BLOOD AGAR (TSA w/5% SB) |  | Class A
Thermo Fischer | Singapore | MD |  | 10/PK BLOOD AGAR w/NEO 30mcg |  | Class A
Thermo Fischer | Singapore | MD |  | 10/PK BRILLIANT GREEN AGAR |  | Class A
Thermo Fischer | Singapore | MD |  | 10/PK BRUCELLA w/HEMIN & VIT K |  | Class A
Thermo Fischer | Singapore | MD |  | 10/PK CAMPY SELECTIVE MEDIUM |  | Class A
Thermo Fischer | Singapore | MD |  | 10/PK CYSTINE HEART AGAR |  | Class A
Thermo Fischer | Singapore | MD |  | 10/PK m ENDO AGAR LES |  | Class A
Thermo Fischer | Singapore | MD |  | 10/PK m HPC AGAR |  | Class A
Thermo Fischer | Singapore | MD |  | 100/CS MACCONKEY w/SORBITOL |  | Class A
Thermo Fischer | Singapore | MD |  | 10/PK CATARRHALIS SELECT MED |  | Class A
Thermo Fischer | Singapore | MD |  | 100/CS MUELLER HINTON AGAR |  | Class A
Thermo Fischer | Singapore | MD |  | 10/PK PLATE COUNT (STD METHOD) |  | Class A
Thermo Fischer | Singapore | MD |  | 100/CS POTATO DEXTROSE (pH5.6) |  | Class A
Thermo Fischer | Singapore | MD |  | 15/PK SS AGAR (SALM-SHIGELLA) |  | Class A
Thermo Fischer | Singapore | MD |  | 100/CS TRYPTIC SOY AGAR (TSA) |  | Class A
Thermo Fischer | Singapore | MD |  | 10/PK BLOOD AGAR BIPLATE |  | Class A
Thermo Fischer | Singapore | MD |  | 10/PK MUELLER HINTON AGR 150mm |  | Class A
Thermo Fischer | Singapore | MD |  | 20/PK ALK PEPTONE WATER 5ml |  | Class A
Thermo Fischer | Singapore | MD |  | 20/PK ARYLSULFATASE BR (2 WK) |  | Class A
Thermo Fischer | Singapore | MD |  | 20/PK CAMPY THIO w/.16% AGAR |  | Class A
Thermo Fischer | Singapore | MD |  | 20/PK CARY BLAIR TRANS MEDIUM |  | Class A
Thermo Fischer | Singapore | MD |  | 20/PK DUBOS TWEEN ALBUMIN 5ml |  | Class A
Thermo Fischer | Singapore | MD |  | 100/CS ESCULIN HYDROLYSIS AGAR |  | Class A
Thermo Fischer | Singapore | MD |  | 100/CS EUGON UREA BROTH 1ml |  | Class A
Thermo Fischer | Singapore | MD |  | 20/PK EUGON UREA BROTH 1ml |  | Class A
Thermo Fischer | Singapore | MD |  | 20/PK MOTILITY B MEDIUM 5ml |  | Class A
Thermo Fischer | Singapore | MD |  | 100/CS NITRATE BROTH 5ml |  | Class A
Thermo Fischer | Singapore | MD |  | 20/PK NITRATE BROTH w/DT 7ml |  | Class A
Thermo Fischer | Singapore | MD |  | 20/PK PEPTONE YEAST GLUCOSE BR |  | Class A
Thermo Fischer | Singapore | MD |  | 20/PK PHENYLALANINE AGAR SLANT |  | Class A
Thermo Fischer | Singapore | MD |  | 20/PK PHENOL RED BR GALACTOSE |  | Class A
Thermo Fischer | Singapore | MD |  | 20/PK PHENOL RED BR MALTOSE |  | Class A
Thermo Fischer | Singapore | MD |  | 100/CS SALINE 0.85% 1ml |  | Class A
Thermo Fischer | Singapore | MD |  | 100/CS SELENITE w/CYSTINE 9ml |  | Class A
Thermo Fischer | Singapore | MD |  | 100/CS UREA AGAR(CHRISTENSENS) |  | Class A
Thermo Fischer | Singapore | MD |  | 20/PK UREA AGAR (CHRISTENSENS) |  | Class A
Thermo Fischer | Singapore | MD |  | 100/CS DIAMOND'S MEDIUM 10ml |  | Class A
Thermo Fischer | Singapore | MD |  | 100/CS TETRATHIONATE BR 10ml |  | Class A
Thermo Fischer | Singapore | MD |  | 100/CS TETRATHIONATE BR w/BG |  | Class A
Thermo Fischer | Singapore | MD |  | 20/PK THIO w/o IND w/DEX 10ml |  | Class A
Thermo Fischer | Singapore | MD |  | 100/CS TSB 5ml |  | Class A
Thermo Fischer | Singapore | MD |  | 20/PK TSB 10ml |  | Class A
Thermo Fischer | Singapore | MD |  | 100/CS HERROLDS w/MYCO & PYR |  | Class A
Thermo Fischer | Singapore | MD |  | 20/PK HERROLDS w/PYRUVATE |  | Class A
Thermo Fischer | Singapore | MD |  | 20/PK LOWENSTEIN-JENSEN SLANT |  | Class A
Thermo Fischer | Singapore | MD |  | 100/CS SAB DEX EMMONS AGAR |  | Class A
Thermo Fischer | Singapore | MD |  | 20/PK CZAPEKS MEDIUM 20ml DEEP |  | Class A
Thermo Fischer | Singapore | MD |  | 10/PK DTM (DERM.TEST MED)1ozBT |  | Class A
Thermo Fischer | Singapore | MD |  | BHI BROTH 100ml-BOSTON RND BTL |  | Class A
Thermo Fischer | Singapore | MD |  | 10/PK SLIDE CULT- POTATO FLAKE |  | Class A
Thermo Fischer | Singapore | MD |  | PK/10 DERMATUBE (DTM) |  | Class A
Thermo Fischer | Singapore | MD |  | BHI AGAR + HORSE BLOOD |  | Class A
Thermo Fischer | Singapore | MD |  | CHOC II + 100MG/LBACITRACIN |  | Class A
Thermo Fischer | Singapore | MD |  | CHROMOGENIC E.COLI/COLIFORM AGAR |  | Class A
Thermo Fischer | Singapore | MD |  | COLUMBIA SHEEP BLOOD AGAR |  | Class A
Thermo Fischer | Singapore | MD |  | MUELLER HINTON + LYSED SHEEP BLOOD |  | Class A
Thermo Fischer | Singapore | MD |  | PLATE COUNT AGAR+ CYCLOHEXIMIDE |  | Class A
Thermo Fischer | Singapore | MD |  | PHENYLETHYL ALCOHOL SHEEP BLOOD (W/GPT) |  | Class A
Thermo Fischer | Singapore | MD |  | POTATO DEXTROSE AGAR + LACTIC ACID (60MM |  | Class A
Thermo Fischer | Singapore | MD |  | STANDARD PLATE COUNT AGAR (APHA) 400ML |  | Class A
Thermo Fischer | Singapore | MD |  | STANDARD PLATE COUNT AGAR (APHA) |  | Class A
Thermo Fischer | Singapore | MD |  | TSA SHEEP BLOOD AGAR |  | Class A
Thermo Fischer | Singapore | MD |  | GC AGAR + LCAT |  | Class A
Thermo Fischer | Singapore | MD |  | TRYPTONE SOYA AGAR |  | Class A
Thermo Fischer | Singapore | MD |  | VIOLET RED BILE GLUCOSE AGAR (REMEL) |  | Class A
Thermo Fischer | Singapore | MD |  | WILKINS CHALGREN AGAR + HORSE BLOOD |  | Class A
Thermo Fischer | Singapore | MD |  | VRE + VANCOMYCIN + GENTAMYCIN |  | Class A
Thermo Fischer | Singapore | MD |  | XLD AGAR (REMEL) |  | Class A
Thermo Fischer | Singapore | MD |  | LEGIONELLA BCYE MEDIUM |  | Class A
Thermo Fischer | Singapore | MD |  | TSA + NEUTRALIZER |  | Class A
Thermo Fischer | Singapore | MD |  | ROGOSA AGAR |  | Class A
Thermo Fischer | Singapore | MD |  | PHENYLETHYL ALCOHOL SHEEP BLOOD(SPEC.QC) |  | Class A
Thermo Fischer | Singapore | MD |  | DICHLORAN-GLYCEROL (DG18) AGAR |  | Class A
Thermo Fischer | Singapore | MD |  | HEART INF.BROTH+6.5%NACL+BROM.PURP.(3ML) |  | Class A
Thermo Fischer | Singapore | MD |  | CTA AGAR BASE (5ML) |  | Class A
Thermo Fischer | Singapore | MD |  | SLANETZ AND BARTLEY MEDIUM 500G. |  | Class A
Thermo Fischer | Singapore | MD |  | ENDO AGAR BASE 5KILOS |  | Class A
Thermo Fischer | Singapore | MD |  | VIOLET RED BILE GLUCOSE AGAR 5 KILOS |  | Class A
Thermo Fischer | Singapore | MD |  | ISO-SENSITEST BROTH W/OUT STAR500GRAMS |  | Class A
Thermo Fischer | Singapore | MD |  | MAC-CONKEY AGAR (WITHOUT SALT)5 KILOS |  | Class A
Thermo Fischer | Singapore | MD |  | DEHYDRATED ROGOSA AGAR 500GRAMS |  | Class A
Thermo Fischer | Singapore | MD |  | YERSINIA SELECTIVE AGAR BASE 5KILOS |  | Class A
Thermo Fischer | Singapore | MD |  | LEGIONELLA CYE AGAR BASE 2.5KILOS |  | Class A
Thermo Fischer | Singapore | MD |  | TETRATHIONATE BROTH (USA) 500GRAMS |  | Class A
Thermo Fischer | Singapore | MD |  | E.C. BROTH (HAJNA) 2.5KG |  | Class A
Thermo Fischer | Singapore | MD |  | 10/PK EMB (HHT) AGAR |  | Class A
Thermo Fischer | Singapore | MD |  | 10/PK ENDO AGAR |  | Class A
Thermo Fischer | Singapore | MD |  | 10/PK HBT BILAYER AGAR |  | Class A
Thermo Fischer | Singapore | MD |  | 10/PK HAEMOPHILUS TEST MEDIUM |  | Class A
Thermo Fischer | Singapore | MD |  | 10/PK MANNITOL SALT AGAR (MSA) |  | Class A
Thermo Fischer | Singapore | MD |  | 15/PK MANNITOL SALT AGAR (MSA) |  | Class A
Thermo Fischer | Singapore | MD |  | 10/PK MH w/4% NaCl & 6mcg OX |  | Class A
Thermo Fischer | Singapore | MD |  | 10/PK MYCOBIOTIC AGR (MYCOCEL) |  | Class A
Thermo Fischer | Singapore | MD |  | 10/PK PEA AGAR w/BLOOD |  | Class A
Thermo Fischer | Singapore | MD |  | 10/PK R2A AGAR |  | Class A
Thermo Fischer | Singapore | MD |  | DERMATOPHYTE TEST MEDIUM (12ML) |  | Class A
Thermo Fischer | Singapore | MD |  | EE BROTH - MOSSEL (250ML) |  | Class A
Thermo Fischer | Singapore | MD |  | FLUID D (0.1%PEPTONE +TWEEN 80) (150ML) |  | Class A
Thermo Fischer | Singapore | MD |  | 1% LACTOSE PEPTONE+ANDRADE INDIC. (5ML) |  | Class A
Thermo Fischer | Singapore | MD |  | LACTOSE BROTH (500ML) |  | Class A
Thermo Fischer | Singapore | MD |  | MRVP MEDIUM (5ML) |  | Class A
Thermo Fischer | Singapore | MD |  | NUTRIENT AGAR (5ML) |  | Class A
Thermo Fischer | Singapore | MD |  | PEPTONE WATER (5ML) |  | Class A
Thermo Fischer | Singapore | MD |  | ALKALINE PEPTONE WATER (3ML) |  | Class A
Thermo Fischer | Singapore | MD |  | R2A (250ML) |  | Class A
Thermo Fischer | Singapore | MD |  | SABOURAUD DEXTROSE AGAR SLANT (5ML) |  | Class A
Thermo Fischer | Singapore | MD |  | SABOURAUD DEXTROSE AGAR PH 5.6 (250ML) |  | Class A
Thermo Fischer | Singapore | MD |  | SALINE 0.85% (10ML IN 30ML VIAL) |  | Class A
Thermo Fischer | Singapore | MD |  | SELENITE BROTH (15ML IN 30ML VIAL) |  | Class A
Thermo Fischer | Singapore | MD |  | SELENITE CYSTINE BROTH (10ML) |  | Class A
Thermo Fischer | Singapore | MD |  | STERILE DISTILLED WATER (100ML) |  | Class A
Thermo Fischer | Singapore | MD |  | STUART TRANSPORT MEDIUM (9ML) |  | Class A
Thermo Fischer | Singapore | MD |  | TETRATHIONATE BROTH (100ML) |  | Class A
Thermo Fischer | Singapore | MD |  | OXOID TETRATHIONATE BROTH BASE (500ML) |  | Class A
Thermo Fischer | Singapore | MD |  | OXOID TETRATHIONATE BROTH (10ML) |  | Class A
Thermo Fischer | Singapore | MD |  | TODD-HEWITT +COLISTIN +NALID. ACID (3ML) |  | Class A
Thermo Fischer | Singapore | MD |  | TODD-HEWITT +COLISTIN +NALID. ACID (6ML) |  | Class A
Thermo Fischer | Singapore | MD |  | TRYPTONE SOYA BROTH (100ML) |  | Class A
Thermo Fischer | Singapore | MD |  | TRYPTONE SOYA BROTH (15ML IN 30ML VIAL) |  | Class A
Thermo Fischer | Singapore | MD |  | TRYPTONE WATER (2ML) |  | Class A
Thermo Fischer | Singapore | MD |  | TRYPTONE SALT DILUENT (9ML IN 30ML VIAL) |  | Class A
Thermo Fischer | Singapore | MD |  | VIOLET RED BILE GLUCOSE AGAR (250ML) |  | Class A
Thermo Fischer | Singapore | MD |  | OF BASAL MEDIUM + XYLOSE (5ML) |  | Class A
Thermo Fischer | Singapore | MD |  | BUFF. NACL PEPTONE BROTH (250ML) |  | Class A
Thermo Fischer | Singapore | MD |  | SABOURAUD DEXTROSE AGAR LTHTH (250ML) |  | Class A
Thermo Fischer | Singapore | MD |  | SAB DEX AGAR (EMMONS)+DEX.(W/GPT)(250ML) |  | Class A
Thermo Fischer | Singapore | MD |  | OPTIREAD |  | Class A
Thermo Fischer | Singapore | MD |  | VersaTREK® Instrument 528 |  | Class A
Thermo Fischer | Singapore | MD |  | VersaTREK® Myco PVNA |  | Class A
Thermo Fischer | Singapore | MD |  | VersaTREK® Myco AS |  | Class A
Thermo Fischer | Singapore | MD |  | BARBITONE C.F.T. DILUENT TABLETS (100'S) |  | Class A
Thermo Fischer | Singapore | MD |  | ISO-SENSITEST AGAR 500g |  | Class A
Thermo Fischer | Singapore | MD |  | ISO-SENSITEST BROTH 500g |  | Class A
Thermo Fischer | Singapore | MD |  | LEGIONELLA LATEX AGGLUT.TEST KIT 1X50TST |  | Class A
Thermo Fischer | Singapore | MD |  | TURKEY WHOLE BLOOD (50ML) |  | Class A
Thermo Fischer | Singapore | MD |  | AGAR TECHNICAL (AGAR NO 3) 500g |  | Class A
Thermo Fischer | Singapore | MD |  | PURIFIED AGAR 500g |  | Class A
Thermo Fischer | Singapore | MD |  | SOY PEPTONE 400g |  | Class A
Thermo Fischer | Singapore | MD |  | MCFARLAND STD SET- 0.5-1-2-3-4 |  | Class A
Thermo Fischer | Singapore | MD |  | Gram Stain QC Slide PK/10 |  | Class A
Thermo Fischer | Singapore | MD |  | MacConkey Broth 500g each |  | Class A
Thermo Fischer | Singapore | MD |  | Middlebrook 7H10 Agar 500g each |  | Class A
Thermo Fischer | Singapore | MD |  | LAKED HORSE BLOOD 100ML |  | Class A
Thermo Fischer | Singapore | MD |  | Sensititre Cation Adjusted Mueller-Hinton Broth w/ TES |  | Class A
Thermo Fischer | Singapore | MD |  | BHI AGAR + SHEEP BLOOD 10 PLATES/PK |  | Class A
Thermo Fischer | Singapore | MD |  | McFarland Turb Standard 0.5 |  | Class A
Thermo Fischer | Singapore | MD |  | McFarland Turb Standard 1.0 |  | Class A
Thermo Fischer | Singapore | MD |  | Remel™ TB Base Digestant |  | Class A
Thermo Fischer | Singapore | MD |  | CHROMOGENIC CRONOBACTER ISOLATION AGAR |  | Class A
Thermo Fischer | Singapore | MD |  | MicroTest™ Kits |  | Class A
Thermo Fischer | Singapore | MD |  | A. HYDROPHILA ATCC 35654 PK/5 |  | Class A
Thermo Fischer | Singapore | MD |  | C. ALBICANS ATCC 14053 PK/5 |  | Class A
Thermo Fischer | Singapore | MD |  | E. COLI ATCC 35218 PK/5 |  | Class A
Thermo Fischer | Singapore | MD |  | P. AERUGINOSA ATCC 9027 PK/5 |  | Class A
Thermo Fischer | Singapore | MD |  | S. AUREUS ATCC 29213 PK/5 |  | Class A
Thermo Fischer | Singapore | MD |  | K. PNEUMONIAE ATCC 33495 PK/5 |  | Class A
Thermo Fischer | Singapore | MD |  | E. HORMAECHEI ATCC 700323 PK/5 |  | Class A
Thermo Fischer | Singapore | MD |  | P. AERUGINOSA ATCC 15442 PK/5 |  | Class A
Thermo Fischer | Singapore | MD |  | S. AUREUS SSP. AUREUS ATCC 6538P PK/5 |  | Class A
Thermo Fischer | Singapore | MD |  | K. PNEUMONIAE ATCC BAA-1705 PK/5 |  | Class A
Thermo Fischer | Singapore | MD |  | K. PNEUMONIAE ATCC BAA-1706 PK/5 |  | Class A
Thermo Fischer | Singapore | MD |  | B. SUBTILIS ATCC 6633 Q+ KIT/100 TEST |  | Class A
Thermo Fischer | Singapore | MD |  | B. CEPACIA ATCC 25416 Q+ KT/100 TST |  | Class A
Thermo Fischer | Singapore | MD |  | S.ENTERIC SV T'MURIUM ATCC13311 Q+/100TS |  | Class A
Thermo Fischer | Singapore | MD |  | S. EPIDERMIDIS ATCC 12228 Q+ KT/100 TST |  | Class A
Thermo Fischer | Singapore | MD |  | S. AUREUS ATCC 6538P Q+ KT/100 TST |  | Class A
Thermo Fischer | Singapore | MD |  | MicroTest™ M4RT® Tube |  | Class A
Thermo Fischer | Singapore | MD |  | Thermo Scientific™ Supplemented Brucella Broth for Anaerobes |  | Class A
Thermo Fischer | Singapore | MD |  | BUFFERED SODIUM CHLORIDE PEPTONE WATER |  | Class A
Thermo Fischer | Singapore | MD |  | TRYPTONE SOYA BROTH BIO-PROCESS CONT…. |  | Class A
Thermo Fischer | Singapore | MD |  | LAB-LEMCO BROTH 500GRAMS |  | Class A
Thermo Fischer | Singapore | MD |  | MILK AGAR 500GRAMS |  | Class A
Thermo Fischer | Singapore | MD |  | KLIGLER IRON AGAR 500GRAMS |  | Class A
Thermo Fischer | Singapore | MD |  | SABOURAUD DEXTROSE AGAR 5 KILOS |  | Class A
Thermo Fischer | Singapore | MD |  | UREA AGAR BASE 500GRAMS |  | Class A
Thermo Fischer | Singapore | MD |  | BLOOD AGAR BASE 5 KILOS |  | Class A
Thermo Fischer | Singapore | MD |  | EOSIN METHYLENE BLUE AGAR |  | Class A
Thermo Fischer | Singapore | MD |  | MANNITOL SALT AGAR 500GRAMS |  | Class A
Thermo Fischer | Singapore | MD |  | CZAPEK DOX AGAR (MODIFIED) 500GRAMS |  | Class A
Thermo Fischer | Singapore | MD |  | SS AGAR (25KG) |  | Class A
Thermo Fischer | Singapore | MD |  | MAC-CONKEY AGAR NO 3 500GRAMS |  | Class A
Thermo Fischer | Singapore | MD |  | TRYPTONE SOYA BROTH 500GRAMS |  | Class A
Thermo Fischer | Singapore | MD |  | TRYPTONE SOYA BROTH 25 KILOS |  | Class A
Thermo Fischer | Singapore | MD |  | TRYPTONE SOYA AGAR 2.5KILOS |  | Class A
Thermo Fischer | Singapore | MD |  | LACTOSE BROTH |  | Class A
Thermo Fischer | Singapore | MD |  | DESOXYCHOLATE AGAR 500GRAMS |  | Class A
Thermo Fischer | Singapore | MD |  | BRUCELLA MEDIUM BASE 500GRAMS |  | Class A
Thermo Fischer | Singapore | MD |  | THIOGLYCOLLATE FLUID MEDIUM (U5 KILOS |  | Class A
Thermo Fischer | Singapore | MD |  | TODD-HEWITT BROTH 500 G. |  | Class A
Thermo Fischer | Singapore | MD |  | TODD-HEWITT BROTH 25 KILOS |  | Class A
Thermo Fischer | Singapore | MD |  | BISMUTH SULPHITE AGAR (MODIFIE500GRAMS |  | Class A
Thermo Fischer | Singapore | MD |  | PLATE COUNT AGAR 2.5KILOS |  | Class A
Thermo Fischer | Singapore | MD |  | PLATE COUNT AGAR 5 KILOS |  | Class A
Thermo Fischer | Singapore | MD |  | BRILLIANT GREEN AGAR (MODIFIED2.5 KILOS |  | Class A
Thermo Fischer | Singapore | MD |  | COLUMBIA BLOOD AGAR BASE 2.5KILOS |  | Class A
Thermo Fischer | Singapore | MD |  | THIO. BROTH USP ALTERNATE 500G. |  | Class A
Thermo Fischer | Singapore | MD |  | D.C.L.S. AGAR 500GRAMS |  | Class A
Thermo Fischer | Singapore | MD |  | CLED MEDIUM WITH ANDRADE INDIC2.5KILOS |  | Class A
Thermo Fischer | Singapore | MD |  | MAC-CONKEY BROTH (PURPLE) 2.5KILOS |  | Class A
Thermo Fischer | Singapore | MD |  | MAC-CONKEY AGAR (WITHOUT SALT)500GRAMS |  | Class A
Thermo Fischer | Singapore | MD |  | MAC-CONKEY AGAR (W/O SALT) (5 X 4.7 KGS) |  | Class A
Thermo Fischer | Singapore | MD |  | BUFFERED PEPTONE WATER 2.5KILOS |  | Class A
Thermo Fischer | Singapore | MD |  | CARY-BLAIR MEDIUM 500GRAMS |  | Class A
Thermo Fischer | Singapore | MD |  | PEPTONE M |  | Class A
Thermo Fischer | Singapore | MD |  | M-ENDO AGAR (LESS) 500G. |  | Class A
Thermo Fischer | Singapore | MD |  | MEMBRANE LAURYL SULPHATE BROTH500GRAMS |  | Class A
Thermo Fischer | Singapore | MD |  | V.C.N.T. SELECTIVE SUPPL.1 X 10 VIALS |  | Class A
Thermo Fischer | Singapore | MD |  | KANAMYCIN SULPHATE SUPPLEMENT 1X10 VIALS |  | Class A
Thermo Fischer | Singapore | MD |  | CLOSTRIDIUM DIFFICILE SEL.SUPP 1X10VIALS |  | Class A
Thermo Fischer | Singapore | MD |  | LEGIONELLA BCYE GROWTH SUPP.1 X 10 VIALS |  | Class A
Thermo Fischer | Singapore | MD |  | LEGIONELLA BMPA SELECT.SUPP.1X10 VIALS |  | Class A
Thermo Fischer | Singapore | MD |  | PRESTON CAMPYLOBACTER SEL.SUPP.1X10VIALS |  | Class A
Thermo Fischer | Singapore | MD |  | PENASE 1 VIAL |  | Class A
Thermo Fischer | Singapore | MD |  | CCDA SELECTIVE SUPPLEMENT 1 X 10 VIALS |  | Class A
Thermo Fischer | Singapore | MD |  | PPCT SELECTIVE SUPPLEMENT 1 X 10 VIALS |  | Class A
Thermo Fischer | Singapore | MD |  | VANCOMYCIN/KANAMYCIN SEL. SUPP.1X10VIALS |  | Class A
Thermo Fischer | Singapore | MD |  | CEFIXIME TELLURITE SELECTIVE SUPP 2L |  | Class A
Thermo Fischer | Singapore | MD |  | NOVOBIOCIN SUPPLEMENT |  | Class A
Thermo Fischer | Singapore | MD |  | MEROPENEM SUPPLEMENT |  | Class A
Thermo Fischer | Singapore | MD |  | CEFIXIME SUPPLEMENT |  | Class A
Thermo Fischer | Singapore | MD |  | MODIFIED PRESTON CAMPYLOBACTER SUPP |  | Class A
Thermo Fischer | Singapore | MD |  | MODIFIED LISTERIA SELECTIV SUPP(OXFORD) |  | Class A
Thermo Fischer | Singapore | MD |  | CHROMOGENIC LISTERIA DIFFERENTIAL SUPPL. |  | Class A
Thermo Fischer | Singapore | MD |  | T.T.C.SOLUTION 1% (10X5ML) |  | Class A
Thermo Fischer | Singapore | MD |  | CHROMOGENIC CANDIDA SELECTIVE SUPPLEMENT |  | Class A
Thermo Fischer | Singapore | MD |  | OCLA (ISO) DIFFERENTIAL SUPPLEMENT |  | Class A
Thermo Fischer | Singapore | MD |  | VEGETABLE PEPTONE BROTH 25KG |  | Class A
Thermo Fischer | Singapore | MD |  | VEGATABLE PEPTONE PHOSPHATE BROTH |  | Class A
Thermo Fischer | Singapore | MD |  | LACTOSE BROTH |  | Class A
Thermo Fischer | Singapore | MD |  | TRYPTONE SOYA BROTH (acc. to EP/USP) |  | Class A
Thermo Fischer | Singapore | MD |  | PSEUDOMONAS CETRIMIDE AGAR |  | Class A
Thermo Fischer | Singapore | MD |  | B.H.I. BROTH + 10% SERUM |  | Class A
Thermo Fischer | Singapore | MD |  | THIOGLYCOLLATE BROTH(ALT USP)+0.1% TWEEN |  | Class A
Thermo Fischer | Singapore | MD |  | PLATE COUNT AGAR |  | Class A
Thermo Fischer | Singapore | MD |  | VIOLET RED BILE GLUCOSE AGAR |  | Class A
Thermo Fischer | Singapore | MD |  | PURIFIED WATER |  | Class A
Thermo Fischer | Singapore | MD |  | NUTRIENT BROTH |  | Class A
Thermo Fischer | Singapore | MD |  | YEAST EXTRACT GLUCOSE + CHLOR. |  | Class A
Thermo Fischer | Singapore | MD |  | 20/PK CTA MEDIUM w/1% FRUCTOSE |  | Class A
Thermo Fischer | Singapore | MD |  | 100/CS CTA MEDIUM w/1% LACTOSE |  | Class A
Thermo Fischer | Singapore | MD |  | 20/PK CTA MEDIUM w/1% MANNITOL |  | Class A
Thermo Fischer | Singapore | MD |  | 100/CS HI BROTHw/BCP6.5% NaCl |  | Class A
Thermo Fischer | Singapore | MD |  | 20/PK INDOLE BROTH (TRYPTONE) |  | Class A
Thermo Fischer | Singapore | MD |  | 20/PK LOEFFLERS MEDIUM SLANT |  | Class A
Thermo Fischer | Singapore | MD |  | 20/PK LYSOZYME BROTH 5ml |  | Class A
Thermo Fischer | Singapore | MD |  | 20/PK MB 7H9 w/GLYCEROL 2ml |  | Class A
Thermo Fischer | Singapore | MD |  | 20/PK MUELLER HINTON BROTH 1ml |  | Class A
Thermo Fischer | Singapore | MD |  | 20/PK OF MEDIUM 1% XYLOSE |  | Class A
Thermo Fischer | Singapore | MD |  | PLATE COUNT AGAR (APHA) |  | Class A
Thermo Fischer | Singapore | MD |  | TRYPTONE SOYA AGAR + 1%TWEEN |  | Class A
Thermo Fischer | Singapore | MD |  | BUFF SODIUM PEPTONE WATER (PH 7.0) 300 |  | Class A
Thermo Fischer | Singapore | MD |  | ASS Glucose |  | Class A
Thermo Fischer | Singapore | MD |  | SABOURAUD DEXTROSE AGAR SLOPE |  | Class A
Thermo Fischer | Singapore | MD |  | 20/PK TETRATHIONATE BROTH 10ml |  | Class A
Thermo Fischer | Singapore | MD |  | 100/CS TSB 10ml |  | Class A
Thermo Fischer | Singapore | MD |  | 20/PK WILKINS-CHALGREN BR 10ml |  | Class A
Thermo Fischer | Singapore | MD |  | 100/CS LOWENSTEIN-JENSEN SLANT |  | Class A
Thermo Fischer | Singapore | MD |  | 100/CS LOWENSTEIN-JENSEN GRUFT |  | Class A
Thermo Fischer | Singapore | MD |  | 100/CS BLOOD AGAR (TSA 5% SB) |  | Class A
Thermo Fischer | Singapore | MD |  | 10/PK RABBIT BLOOD AGAR |  | Class A
Thermo Fischer | Singapore | MD |  | 100/CS COLUMBIA BLD AG w/5% SB |  | Class A
Thermo Fischer | Singapore | MD |  | HELICOBACTER PYLORI SELECTIVE AGAR |  | Class A
Thermo Fischer | Singapore | MD |  | 10/PK CVA MEDIUM |  | Class A
Thermo Fischer | Singapore | MD |  | COLUMBIA BLOOD + 8mg/L AZTREONAM |  | Class A
Thermo Fischer | Singapore | MD |  | 10/PK CANDIDA BCG AGAR |  | Class A
Thermo Fischer | Singapore | MD |  | GC NON-SEL AGAR WITH LYSED BLOOD (HPA) |  | Class A
Thermo Fischer | Singapore | MD |  | 10/PK CLOSTRIDIUM DIFFICILE AG |  | Class A
Thermo Fischer | Singapore | MD |  | ANAEROBE BASAL AGR+NEOMYCIN+AZTREONAM |  | Class A
Thermo Fischer | Singapore | MD |  | 10/PK CORNMEAL W/TW80 W/TRYBLU |  | Class A
Thermo Fischer | Singapore | MD |  | EDWARDS MEDIUM WITH SHEEP BLOOD |  | Class A
Thermo Fischer | Singapore | MD |  | 10/PK DNASE TEST AGAR |  | Class A
Thermo Fischer | Singapore | MD |  | CLED AGAR |  | Class A
Thermo Fischer | Singapore | MD |  | 10/PK DNASE TEST W/METH. GREEN |  | Class A
Thermo Fischer | Singapore | MD |  | 10/PK MACCONKEY AGAR |  | Class A
Thermo Fischer | Singapore | MD |  | 10/PK MALT EXTRACT AGAR 17ml |  | Class A
Thermo Fischer | Singapore | MD |  | 10/PK MIDDLEBROOK 7H11 AGAR |  | Class A
Thermo Fischer | Singapore | MD |  | NUTRIENT AGAR + 5% SALT |  | Class A
Thermo Fischer | Singapore | MD |  | 10/PK PSEUDOMONAS CEPACIA AGAR |  | Class A
Thermo Fischer | Singapore | MD |  | BAIRD PARKER AGAR |  | Class A
Thermo Fischer | Singapore | MD |  | 15/PK THAYER MARTIN IMPROVED |  | Class A
Thermo Fischer | Singapore | MD |  | CLED AGAR (120MM SQUARE) |  | Class A
Thermo Fischer | Singapore | MD |  | 15/PK TRYPTIC SOY AGAR (TSA) |  | Class A
Thermo Fischer | Singapore | MD |  | T.S.A (140MM) X 3 WRP & IRRADIATED |  | Class A
Thermo Fischer | Singapore | MD |  | 10/PK V AGAR |  | Class A
Thermo Fischer | Singapore | MD |  | COLUMBIA HORSE BLOOD/CLED BIPLATE |  | Class A
Thermo Fischer | Singapore | MD |  | MacCONKEY AGAR NO 3 |  | Class A
Thermo Fischer | Singapore | MD |  | 10/PK BRUC w/HEM & VIT K 150mm |  | Class A
Thermo Fischer | Singapore | MD |  | CETRIMIDE AGAR |  | Class A
Thermo Fischer | Singapore | MD |  | 10/PK MUELLER HINT w/BLD 150mm |  | Class A
Thermo Fischer | Singapore | MD |  | BACILLUS CEREUS MYP AGAR |  | Class A
Thermo Fischer | Singapore | MD |  | 20/PK ANDRADES w/1% ADONITOL |  | Class A
Thermo Fischer | Singapore | MD |  | CHROMOGENIC E.COLI MEDIUM |  | Class A
Thermo Fischer | Singapore | MD |  | 20/PK BHI BROTH w/6.5% NaCl |  | Class A
Thermo Fischer | Singapore | MD |  | COLISTIN AGAR |  | Class A
Thermo Fischer | Singapore | MD |  | 100/CS BILE ESCULIN AGAR SLANT |  | Class A
Thermo Fischer | Singapore | MD |  | CHROMOGENIC UTI/COLUMBIA BLOOD B/P |  | Class A
Thermo Fischer | Singapore | MD |  | DNase AGAR & METHYL GREEN |  | Class A
Thermo Fischer | Singapore | MD |  | 100/CS CTA MEDIUM w/1% MALTOSE |  | Class A
Thermo Fischer | Singapore | MD |  | MILK CETRIMIDE AGAR |  | Class A
Thermo Fischer | Singapore | MD |  | NUTRIENT AGAR & AMPICILLIN |  | Class A
Thermo Fischer | Singapore | MD |  | UBA+ACTIDIONE+BROM GREEN+2PHENYL-ETHANOL |  | Class A
Thermo Fischer | Singapore | MD |  | BRILLIANCE (TM) SALMONELLA |  | Class A
Thermo Fischer | Singapore | MD |  | 20/PK MRS BROTH w/DT 7ml |  | Class A
Thermo Fischer | Singapore | MD |  | ANAEROBIC SENSITIVITY AGAR (CDS) |  | Class A
Thermo Fischer | Singapore | MD |  | 20/PK OF MEDIUM 1% LACTOSE |  | Class A
Thermo Fischer | Singapore | MD |  | BHI BROTH 2.5ML (PK 20) |  | Class A
Thermo Fischer | Singapore | MD |  | 20/PK PHENOL RED BR FRUCTOSE |  | Class A
Thermo Fischer | Singapore | MD |  | BLOOD CULTURE PENASE 75ML |  | Class A
Thermo Fischer | Singapore | MD |  | 20/PK PHENOL RED BR MANNITOL |  | Class A
Thermo Fischer | Singapore | MD |  | 20/PK PURPLE BROTH w/XYLOSE |  | Class A
Thermo Fischer | Singapore | MD |  | BRAIN HEART INFUSION 100ML (VACCINE CAP) |  | Class A
Thermo Fischer | Singapore | MD |  | 20/PK SAB DEX EMMONS AGAR |  | Class A
Thermo Fischer | Singapore | MD |  | BRILLIANCE CANDIDA SP |  | Class A
Thermo Fischer | Singapore | MD |  | BRILLIANCE ESBL |  | Class A
Thermo Fischer | Singapore | MD |  | BRILLIANCE ESBL/CHROM MDR SCREEN |  | Class A
Thermo Fischer | Singapore | MD |  | BRILLIANCE SALM / BRILLIANCE SALM |  | Class A
Thermo Fischer | Singapore | MD |  | 20/PK ONPG BROTH 1ml |  | Class A
Thermo Fischer | Singapore | MD |  | 100/CS PYR BROTH 0.5ml |  | Class A
Thermo Fischer | Singapore | MD |  | 20/PK PHENOL RED BR ARABINOSE |  | Class A
Thermo Fischer | Singapore | MD |  | 20/PK PSEUDOMONAS F (FLO) AGAR |  | Class A
Thermo Fischer | Singapore | MD |  | 20/PK PURPLE BROTHw/CELLOBIOSE |  | Class A
Thermo Fischer | Singapore | MD |  | GIOLITTI-CANTONI BROTH 500GRAMS |  | Class A
Thermo Fischer | Singapore | MD |  | OXYTETRACYCLIN GLUC YEAST EXT 2.5KILOS |  | Class A
Thermo Fischer | Singapore | MD |  | NUTRIENT GELATIN 500GRAMS |  | Class A
Thermo Fischer | Singapore | MD |  | CALCIUM CASEINATE AGAR 500GRAMS |  | Class A
Thermo Fischer | Singapore | MD |  | E C D MEDIUM 500GRAMS |  | Class A
Thermo Fischer | Singapore | MD |  | UNIVERSAL BEER AGAR 500GRAMS |  | Class A
Thermo Fischer | Singapore | MD |  | AFPA BASE 500G |  | Class A
Thermo Fischer | Singapore | MD |  | BLOOD FREE CAMPY SELECT AGAR 2.5KG |  | Class A
Thermo Fischer | Singapore | MD |  | MLCB AGAR 500 GRAMS I |  | Class A
Thermo Fischer | Singapore | MD |  | SORBITOL MACCONKEY AGAR NO3 |  | Class A
Thermo Fischer | Singapore | MD |  | SORBITOL MACCONKEY AGAR NO3 25 KILOS |  | Class A
Thermo Fischer | Singapore | MD |  | SORBITOL MACCONKEY AGAR 2.5KG |  | Class A
Thermo Fischer | Singapore | MD |  | LISTERIA SELECTIVE AGAR BASE 500G. |  | Class A
Thermo Fischer | Singapore | MD |  | SALMONELLA RAPID TEST MED. |  | Class A
Thermo Fischer | Singapore | MD |  | LISTERIA ENRICH BROTH BASE UVM 5KG |  | Class A
Thermo Fischer | Singapore | MD |  | LAURYL TRYTOSE BROMOCRESOL PUR500GRAMS |  | Class A
Thermo Fischer | Singapore | MD |  | MEAT LIVER GLUCOSE AGAR(15L)MO500GRAMS |  | Class A
Thermo Fischer | Singapore | MD |  | MYP AGAR 500GRAMS |  | Class A
Thermo Fischer | Singapore | MD |  | LACTOSE PEPTONE BROTH 500GRAMS |  | Class A
Thermo Fischer | Singapore | MD |  | MODIFIED LETHEEN BROTH 500GRAMS |  | Class A
Thermo Fischer | Singapore | MD |  | ANAEROBE BASAL AGAR 100G |  | Class A
Thermo Fischer | Singapore | MD |  | LURIA BERTANI BROTH (MILLER) |  | Class A
Thermo Fischer | Singapore | MD |  | CHROMOGENIC CANDIDA AGAR |  | Class A
Thermo Fischer | Singapore | MD |  | TCBS (OLD FORMULATION) |  | Class A
Thermo Fischer | Singapore | MD |  | HEART INFUSION BROTH |  | Class A
Thermo Fischer | Singapore | MD |  | BUFFERED PEPTONE WATER (ISO) |  | Class A
Thermo Fischer | Singapore | MD |  | CHROMOGENIC ENTEROBACTER SAKAZAKII AGAR |  | Class A
Thermo Fischer | Singapore | MD |  | COLD FILTERABLE TRYPTONE SOYA BROTH 25KILOS |  | Class A
Thermo Fischer | Singapore | MD |  | COLD FILTERABLE TRYPTONE SOYA BROTH 2.5KILOS |  | Class A
Thermo Fischer | Singapore | MD |  | MOPS-BLEB BASE (BAX-17710676) |  | Class A
Thermo Fischer | Singapore | MD |  | CHROMOGENIC LISTERIA AGAR BASE (ISO) |  | Class A
Thermo Fischer | Singapore | MD |  | 100/CS ANAERO (CDC) BLOOD AGAR |  | Class A
Thermo Fischer | Singapore | MD |  | MODIFIED SELECTIVE E>COLI/COLIFORM AGAR |  | Class A
Thermo Fischer | Singapore | MD |  | CRONOBACTER SCREENING BROTH (CSB) |  | Class A
Thermo Fischer | Singapore | MD |  | BAIRD-PARKER AGAR (ISO) |  | Class A
Thermo Fischer | Singapore | MD |  | BRAIN HEART INFUSION |  | Class A
Thermo Fischer | Singapore | MD |  | DRY-BAGS MRD 10X20L |  | Class A
Thermo Fischer | Singapore | MD |  | DRY-BAGS BPW (ISO) 10X20L |  | Class A
Thermo Fischer | Singapore | MD |  | MACCONKEY NO.3 + CLED FLEXI-DIPSLIDE |  | Class A
Thermo Fischer | Singapore | MD |  | PCA + MACCONKEY NO.3 FLEXI-DIPSLIDE |  | Class A
Thermo Fischer | Singapore | MD |  | T.T.C.(RED SPOT) WITH NEUTRALISERS |  | Class A
Thermo Fischer | Singapore | MD |  | AGAR TECHNICAL |  | Class A
Thermo Fischer | Singapore | MD |  | YEAST EXTRACT (FILTERABLE) |  | Class A
Thermo Fischer | Singapore | MD |  | LIVER DIGEST NEUTRALISED 500GRAMS |  | Class A
Thermo Fischer | Singapore | MD |  | LIVER DIGEST - NEUTRALISED |  | Class A
Thermo Fischer | Singapore | MD |  | LAB-LEMCO POWDER (BEEF EXTRACT) |  | Class A
Thermo Fischer | Singapore | MD |  | LAB-LEMCO POWDER (BEEF EXTRACT) 25 KILOS |  | Class A
Thermo Fischer | Singapore | MD |  | PEPTONE BACTERIOLOGICAL NEUTRAL. 25KILOS |  | Class A
Thermo Fischer | Singapore | MD |  | CASEIN HYDROLYSATE (ACID) 25 KILOS |  | Class A
Thermo Fischer | Singapore | MD |  | TRYPTOSE 500GRAMS |  | Class A
Thermo Fischer | Singapore | MD |  | 20/PK PURPLE BROTH w/TREHALOSE |  | Class A
Thermo Fischer | Singapore | MD |  | 100/CS SALINE 0.85% 2ml |  | Class A
Thermo Fischer | Singapore | MD |  | 100/CS SALINE 0.45% 1.8ml |  | Class A
Thermo Fischer | Singapore | MD |  | 20/PK SELENITE BROTH 9ml |  | Class A
Thermo Fischer | Singapore | MD |  | 20/PK SIM MEDIUM 5ml |  | Class A
Thermo Fischer | Singapore | MD |  | BRILLIANCE UTI CLARITY |  | Class A
Thermo Fischer | Singapore | MD |  | BRUCELLA SUPPLEMENTED AGAR |  | Class A
Thermo Fischer | Singapore | MD |  | CC AGAR |  | Class A
Thermo Fischer | Singapore | MD |  | CCMB BROTH 7ML |  | Class A
Thermo Fischer | Singapore | MD |  | CHOCOLATE |  | Class A
Thermo Fischer | Singapore | MD |  | CHOCOLATE SPECIAL 12ML (TRAY 75) |  | Class A
Thermo Fischer | Singapore | MD |  | CHROMOGENIC STAPH AUREUS MEDIUM |  | Class A
Thermo Fischer | Singapore | MD |  | CNA SUPPLEMENT 9 LITRE (10 PACK) |  | Class A
Thermo Fischer | Singapore | MD |  | COOKED MEAT 10ML (PK 20) TALL TUBE |  | Class A
Thermo Fischer | Singapore | MD |  | COOKED MEAT GLUCOSE 10ML |  | Class A
Thermo Fischer | Singapore | MD |  | CORN MEAL TWEEN 80 PLATE |  | Class A
Thermo Fischer | Singapore | MD |  | DEXTROSE TRYPTONE AGAR |  | Class A
Thermo Fischer | Singapore | MD |  | DG18/DG18 |  | Class A
Thermo Fischer | Singapore | MD |  | DISCOVERY AGAR |  | Class A
Thermo Fischer | Singapore | MD |  | DNA OVERLAY POURERS 10ML |  | Class A
Thermo Fischer | Singapore | MD |  | DULCITOL BROTH |  | Class A
Thermo Fischer | Singapore | MD |  | EC + MUG 9ML (TRAY 120) |  | Class A
Thermo Fischer | Singapore | MD |  | EE BROTH 900ML |  | Class A
Thermo Fischer | Singapore | MD |  | EE BROTH 90ML |  | Class A
Thermo Fischer | Singapore | MD |  | GIOLITTI CANTONI + 0.1% POT. TELL. 90ML |  | Class A
Thermo Fischer | Singapore | MD |  | GLASS FLATS 100ML |  | Class A
Thermo Fischer | Singapore | MD |  | GN BROTH 10ML |  | Class A
Thermo Fischer | Singapore | MD |  | H2S BROTH |  | Class A
Thermo Fischer | Singapore | MD |  | HAEMOPHILUS ID |  | Class A
Thermo Fischer | Singapore | MD |  | HBA + PENASE |  | Class A
Thermo Fischer | Singapore | MD |  | HBA/BRILLIANCE CANDIDA |  | Class A
Thermo Fischer | Singapore | MD |  | HBA/BRILLIANCE UTI CLARITY |  | Class A
Thermo Fischer | Singapore | MD |  | ISO SENSITEST AGAR 100ML |  | Class A
Thermo Fischer | Singapore | MD |  | LACTRITMEL + ANTI SLOPE - 6ML |  | Class A
Thermo Fischer | Singapore | MD |  | LACTRITMEL + ANTI SLOPE 12ML |  | Class A
Thermo Fischer | Singapore | MD |  | LACTRITMEL SLOPE PLAIN - 6ML |  | Class A
Thermo Fischer | Singapore | MD |  | LAURYL TRYPTOSE D/S 10ML (TRAY 99) |  | Class A
Thermo Fischer | Singapore | MD |  | LAURYL TRYPTOSE S/S 9ML (TRAY 120) |  | Class A
Thermo Fischer | Singapore | MD |  | LES (M-ENDO) AGAR 55mm |  | Class A
Thermo Fischer | Singapore | MD |  | LOEFFLERS SLOPE 6ML |  | Class A
Thermo Fischer | Singapore | MD |  | LYSINE MEDIUM 100ML |  | Class A
Thermo Fischer | Singapore | MD |  | MACCONKEY NO 3 |  | Class A
Thermo Fischer | Singapore | MD |  | MALONATE BROTH 5ML (TRAY 120) |  | Class A
Thermo Fischer | Singapore | MD |  | MODIFIED TRYPTICASE SOYA BROTH 225ML |  | Class A
Thermo Fischer | Singapore | MD |  | MRS AGAR 100ML |  | Class A
Thermo Fischer | Singapore | MD |  | MRS LACTOBACILLUS BROTH 900ML |  | Class A
Thermo Fischer | Singapore | MD |  | MUELLER HINTON |  | Class A
Thermo Fischer | Singapore | MD |  | MUELLER HINTON + LHB |  | Class A
Thermo Fischer | Singapore | MD |  | MUELLER HINTON +5%HB+20MG/L NAD |  | Class A
Thermo Fischer | Singapore | MD |  | MYCOPLASMA BROTH 100ML |  | Class A
Thermo Fischer | Singapore | MD |  | NITRATE BROTH 3ml |  | Class A
Thermo Fischer | Singapore | MD |  | NUTRIENT AGAR |  | Class A
Thermo Fischer | Singapore | MD |  | NUTRIENT AGAR (150MM) |  | Class A
Thermo Fischer | Singapore | MD |  | NUTRIENT AGAR 500ML |  | Class A
Thermo Fischer | Singapore | MD |  | PBS 9ml (3A1614.9) |  | Class A
Thermo Fischer | Singapore | MD |  | RVS BROTH 10ML (PK 50) |  | Class A
Thermo Fischer | Singapore | MD |  | SAB + ANTI |  | Class A
Thermo Fischer | Singapore | MD |  | SAB + SALT |  | Class A
Thermo Fischer | Singapore | MD |  | SABOURAUD AGAR-PHARMACEUTICAL |  | Class A
Thermo Fischer | Singapore | MD |  | SALINE 0.05% SODIUM THIO 1.8ML |  | Class A
Thermo Fischer | Singapore | MD |  | SALINE 2.5ML (TRAY 182) |  | Class A
Thermo Fischer | Singapore | MD |  | SALINE+GLASS BEADS 7ML |  | Class A
Thermo Fischer | Singapore | MD |  | SENSITEST |  | Class A
Thermo Fischer | Singapore | MD |  | SIM MEDIUM + TTC 5ML (PK 20) |  | Class A
Thermo Fischer | Singapore | MD |  | STREPTOCOCCUS SELECTIVE AGAR |  | Class A
Thermo Fischer | Singapore | MD |  | TARTRATE CONTROL 2.5ML (PK 20) |  | Class A
Thermo Fischer | Singapore | MD |  | Tatrate Control 5mL 10 Pack |  | Class A
Thermo Fischer | Singapore | MD |  | TCBS |  | Class A
Thermo Fischer | Singapore | MD |  | THIOGLYCOLLATE (USP) + 1% TWEEN 10ML |  | Class A
Thermo Fischer | Singapore | MD |  | THIOGLYCOLLATE + TWEEN80 25ML |  | Class A
Thermo Fischer | Singapore | MD |  | TRANSPORT LABSWABS - 50 SWABS |  | Class A
Thermo Fischer | Singapore | MD |  | TRYPTONE SOYA BROTH + LEC + TWEEN 450ML |  | Class A
Thermo Fischer | Singapore | MD |  | TSA + SHEEP BLOOD |  | Class A
Thermo Fischer | Singapore | MD |  | TSA WITH NEUTRALISERS |  | Class A
Thermo Fischer | Singapore | MD |  | TSB + TWEEN + LECITHIN - 9ML |  | Class A
Thermo Fischer | Singapore | MD |  | TSB + TWEEN + LECITHIN 90ML |  | Class A
Thermo Fischer | Singapore | MD |  | TSB + TWEEN80 50ML |  | Class A
Thermo Fischer | Singapore | MD |  | TSB + TWEEN80 90ML |  | Class A
Thermo Fischer | Singapore | MD |  | TSB +LEC (0.07%)+ TWEEN (0.5%) 9ML |  | Class A
Thermo Fischer | Singapore | MD |  | TSB 10ML TALL TUBE (PK 50) |  | Class A
Thermo Fischer | Singapore | MD |  | TSB+0.1%LECITHIN+0.7%POLYSORBATE 80 1L |  | Class A
Thermo Fischer | Singapore | MD |  | TYSCB AGAR |  | Class A
Thermo Fischer | Singapore | MD |  | UREA - MYCOPLASMA AGAR |  | Class A
Thermo Fischer | Singapore | MD |  | VCAT SUPPLEMENT 18 LITRE (10 PACK) |  | Class A
Thermo Fischer | Singapore | MD |  | VRBA 500ML |  | Class A
Thermo Fischer | Singapore | MD |  | VRE ISOLATION AGAR |  | Class A
Thermo Fischer | Singapore | MD |  | YEAST & MOULD AGAR |  | Class A
Thermo Fischer | Singapore | MD |  | YEAST AND MOULD AGAR 250ML |  | Class A
Thermo Fischer | Singapore | MD |  | YEAST EXTRACT 500ML |  | Class A
Thermo Fischer | Singapore | MD |  | YEAST EXTRACT AGAR 200ML (SPECIAL) |  | Class A
Thermo Fischer | Singapore | MD |  | 15/PK ANAEROBIC REDUCIBLE LKV |  | Class A
Thermo Fischer | Singapore | MD |  | 10/PK BAIRD PARKER AGAR |  | Class A
Thermo Fischer | Singapore | MD |  | 10/PK BHI SUPPLEMENTED |  | Class A
Thermo Fischer | Singapore | MD |  | 10/PK BIGGY AGAR (NICKERSON) |  | Class A
Thermo Fischer | Singapore | MD |  | 10/PK BILE ESCULIN AZIDE AGAR |  | Class A
Thermo Fischer | Singapore | MD |  | 20/PK THIO w/DEX VK & HEM 5ml |  | Class A
Thermo Fischer | Singapore | MD |  | 20/PK TODD HEWITT BROTH 3ml |  | Class A
Thermo Fischer | Singapore | MD |  | 20/PK TRIPLE SUGAR IRON (TSI) |  | Class A
Thermo Fischer | Singapore | MD |  | 20/PK TSA SLANT |  | Class A
Thermo Fischer | Singapore | MD |  | 100/CS SALINE 0.85% 9.9ml |  | Class A
Thermo Fischer | Singapore | MD |  | Cetrimide Selective Agar 500g each |  | Class A
Thermo Fischer | Singapore | MD |  | MacConkey Agar 500g each |  | Class A
Thermo Fischer | Singapore | MD |  | Middlebrook 7H11 Agar 500g each |  | Class A
Thermo Fischer | Singapore | MD |  | RapID Inoculation Fluid - 1ml PK/20Tube |  | Class A
Thermo Fischer | Singapore | MD |  | BactiDisks™ Listeria monocytogenes ATCC® 7646™ |  | Class A
Thermo Fischer | Singapore | MD |  | Remel™ TB Base Digestant |  | Class A
Thermo Fischer | Singapore | MD |  | CRONOBACTER SCREENING BROTH (CSB) |  | Class A
Thermo Fischer | Singapore | MD |  | CHROMOGENIC CRONOBACTER ISOLATION AGAR |  | Class A
Thermo Fischer | Singapore | MD |  | Thermo Scientific™ Dip-Slides™ |  | Class A
Thermo Fischer | Singapore | MD |  | TSA with Disinhibitor (Contact Plate) |  | Class A
Thermo Fischer | Singapore | MD |  | B. SUBTILIS ATCC 6633 PK/5 |  | Class A
Thermo Fischer | Singapore | MD |  | C. LUSITANIAE ATCC 34449 PK/5 |  | Class A
Thermo Fischer | Singapore | MD |  | C. GLABRATA ATCC 2001 PK/5 |  | Class A
Thermo Fischer | Singapore | MD |  | E. COLI ATCC 11229 PK/5 |  | Class A
Thermo Fischer | Singapore | MD |  | H. influenzae ATCC 49766 PK/5 |  | Class A
Thermo Fischer | Singapore | MD |  | A. APHROPHILUS ATCC 7901 PK/5 |  | Class A
Thermo Fischer | Singapore | MD |  | S. AUREUS SSP AUREUS ATCC 6538 PK/5 |  | Class A
Thermo Fischer | Singapore | MD |  | E. FAECALIS ATCC 29212 PK/5 |  | Class A
Thermo Fischer | Singapore | MD |  | P. PUTIDA ATCC 49128 PK/5 |  | Class A
Thermo Fischer | Singapore | MD |  | V. PARAHAEMOLYTICUS ATCC 17802 PK/5 |  | Class A
Thermo Fischer | Singapore | MD |  | C. KRUSEI ATCC 34135 PK/5 |  | Class A
Thermo Fischer | Singapore | MD |  | S. PYOGENES ATCC 19615 Q+ KT/100 TST |  | Class A
Thermo Fischer | Singapore | MD |  | SPORE STRIP B STEAROTHERMOPH 10^5 PK/100 |  | Class A
Thermo Fischer | Singapore | MD |  | MicroTest™ M4-RT® KIT: FLOCKED SWAB NO BEADS |  | Class A
Thermo Fischer | Singapore | MD |  | Culti-Loops™ Zygosaccharomyces parabailii ATCC® MYA-4549™ |  | Class A
Thermo Fischer | Singapore | MD |  | COLUMBIA HORSE BLOOD AGAR, 140MM |  | Class A
Thermo Fischer | Singapore | MD |  | COLUMBIA CNA + HORSE BLOOD |  | Class A
Thermo Fischer | Singapore | MD |  | HOYLES TELLURITE AGAR +LYSED HORSE BLOOD |  | Class A
Thermo Fischer | Singapore | MD |  | MALT EXTRACT AGAR |  | Class A
Thermo Fischer | Singapore | MD |  | MUELLER HINTON AGAR, 150MM |  | Class A
Thermo Fischer | Singapore | MD |  | PHENYLETHYL ALCOHOL SHEEP BLOOD |  | Class A
Thermo Fischer | Singapore | MD |  | M-ENDO-AGAR LES |  | Class A
Thermo Fischer | Singapore | MD |  | SCHAEDLER AGAR + HORSE BLOOD, 140MM |  | Class A
Thermo Fischer | Singapore | MD |  | SAB DEX (EMMONS) W/CHLORAM (30ML FILL) |  | Class A
Thermo Fischer | Singapore | MD |  | SENSITEST AGAR |  | Class A
Thermo Fischer | Singapore | MD |  | TSA HORSE BLOOD AGAR |  | Class A
Thermo Fischer | Singapore | MD |  | VIOLET RED BILE GLUCOSE AGAR |  | Class A
Thermo Fischer | Singapore | MD |  | VANCOMYCIN RESISTANT ENTEROCOCCUS AGAR |  | Class A
Thermo Fischer | Singapore | MD |  | CHROMAGAR CANDIDA AGAR (22ML) |  | Class A
Thermo Fischer | Singapore | MD |  | CHROMAGAR SALMONELLA AGAR |  | Class A
Thermo Fischer | Singapore | MD |  | YM 11 AGAR (25ML FILL) |  | Class A
Thermo Fischer | Singapore | MD |  | LB AGAR, MILLER + 100MG/L AMPCILLIN |  | Class A
Thermo Fischer | Singapore | MD |  | NUTRIENT AGAR (M) |  | Class A
Thermo Fischer | Singapore | MD |  | COLUMBIA HORSE/CHOC HORSE |  | Class A
Thermo Fischer | Singapore | MD |  | GLUCOSE AGAR (15ML IN 30ML VIAL) |  | Class A
Thermo Fischer | Singapore | MD |  | LAURYL TRYPTOSE BROTH (10ML) |  | Class A
Thermo Fischer | Singapore | MD |  | MACCONKEY BROTH (REMEL) (100ML) |  | Class A
Thermo Fischer | Singapore | MD |  | MALONATE BROTH (5ML) |  | Class A
Thermo Fischer | Singapore | MD |  | 1% MALTOSE PEPTONE+ANDRADE INDIC. (5ML) |  | Class A
Thermo Fischer | Singapore | MD |  | 20/PK MIDDLEBROOK 7H11 AGAR |  | Class A
Thermo Fischer | Singapore | MD |  | 20/PK TCH AGAR (5mcg/ml) SLANT |  | Class A
Thermo Fischer | Singapore | MD |  | 20/PK TRICHOPHYTON AG #6 SLANT |  | Class A
Thermo Fischer | Singapore | MD |  | 20/PK TSB 18ml |  | Class A
Thermo Fischer | Singapore | MD |  | 20/PK BORDET GENGOU AGAR DEEP |  | Class A
Thermo Fischer | Singapore | MD |  | 20/PK POTATO DEXTROSE AGR DEEP |  | Class A
Thermo Fischer | Singapore | MD |  | 20/PK TRICHOPHYTON AG #5 DEEP |  | Class A
Thermo Fischer | Singapore | MD |  | 10/PK RICE GRAIN MEDIUM 1ozBTL |  | Class A
Thermo Fischer | Singapore | MD |  | PK/10 MYCOTUBE (MYCOBIOTIC AG) |  | Class A
Thermo Fischer | Singapore | MD |  | PEMBA AGAR |  | Class A
Thermo Fischer | Singapore | MD |  | MRVP MEDIUM (2ML) |  | Class A
Thermo Fischer | Singapore | MD |  | PEPTONE WATER (3ML) |  | Class A
Thermo Fischer | Singapore | MD |  | 0.1% PEPTONE DILUENT (9ML IN 30ML VIAL) |  | Class A
Thermo Fischer | Singapore | MD |  | SAB DEX AGAR SLANT (15ML) FLAT BOT TUBE |  | Class A
Thermo Fischer | Singapore | MD |  | SALINE 0.85% (3ML) |  | Class A
Thermo Fischer | Singapore | MD |  | SELENITE CYSTINE BROTH (500ML) |  | Class A
Thermo Fischer | Singapore | MD |  | STANDARD PLATE COUNT AGAR (APHA) 400ML |  | Class A
Thermo Fischer | Singapore | MD |  | TETRATHIONATE BROTH (9ML IN 30ML VIAL) |  | Class A
Thermo Fischer | Singapore | MD |  | TRYPTONE SALT DILUENT WITH 10% SALT(9ML) |  | Class A
Thermo Fischer | Singapore | MD |  | TODD HEWITT BROTH (5ML) |  | Class A
Thermo Fischer | Singapore | MD |  | TRYPTONE SOYA AGAR (500ML) |  | Class A
Thermo Fischer | Singapore | MD |  | MUELLER HINTON BROTH (5ML) |  | Class A
Thermo Fischer | Singapore | MD |  | BSCPB+3% TWEEN+0.3% SOY LECITHIN (250ML) |  | Class A
Thermo Fischer | Singapore | MD |  | TSB + 4% TWEEN+ 0.4% SOY LEC.(250ML) |  | Class A
Thermo Fischer | Singapore | MD |  | NACL + 1% TWEEN 80 (500ML) |  | Class A
Thermo Fischer | Singapore | MD |  | NACL+ 1% TWEEN 80 (10ML IN GLASS TUBE) |  | Class A
Thermo Fischer | Singapore | MD |  | TSB + 1% TWEEN 80 (1L) |  | Class A
Thermo Fischer | Singapore | MD |  | SABOURAUD DEXTROSE AGAR LTHTH (200ML) |  | Class A
Thermo Fischer | Singapore | MD |  | TSB+ 0.7% TWEEN+ 0.1% SOY LEC. (1L) |  | Class A
Thermo Fischer | Singapore | MD |  | BHI AGAR SLANT(15ML IN FLAT BOTTOM GLASS |  | Class A
Thermo Fischer | Singapore | MD |  | BHI AGAR SLANT(18ML IN FLAT BOTTOM GLASS |  | Class A
Thermo Fischer | Singapore | MD |  | TRYPTONE SOYA BROTH -PPUKM (500ML) |  | Class A
Thermo Fischer | Singapore | MD |  | 20% BILE BROTH (5ML) |  | Class A
Thermo Fischer | Singapore | MD |  | SAB DEX (EMMONS) + CHLORAMPHENICOL (5ML) |  | Class A
Thermo Fischer | Singapore | MD |  | 1% PEPTONE + 8% NACL (2ML) |  | Class A
Thermo Fischer | Singapore | MD |  | Rapid growing Mycobacteria, Nocardia and other |  | Class A
Thermo Fischer | Singapore | MD |  | Mueller-Hinton Broth w/OADC ( 10ml) (Maximum shelf life months) |  | Class A
Thermo Fischer | Singapore | MD |  | VersaTREK® REDOX 2® (anaerobic) |  | Class A
Thermo Fischer | Singapore | MD |  | ANAEROBIC CATALYST |  | Class A
Thermo Fischer | Singapore | MD |  | MALT EXTRACT DESICCATED 500g |  | Class A
Thermo Fischer | Singapore | MD |  | BRILLIANCE (TM) STAPH 24 AGAR |  | Class A
Thermo Fischer | Singapore | MD |  | Zinc PVA Fixative 250ml Each |  | Class A
Thermo Fischer | Singapore | MD |  | BactiDrop India Ink PK/50 |  | Class A
Thermo Fischer | Singapore | MD |  | TB Malachite Green BTL/250ml |  | Class A
Thermo Fischer | Singapore | MD |  | 100/CS SALINE 0.85% 5ml |  | Class A
Thermo Fischer | Singapore | MD |  | 20/PK STARCH HYDROLYSIS AGAR |  | Class A
Thermo Fischer | Singapore | MD |  | 20/PK STUART TRANS w/oCHARCOAL |  | Class A
Thermo Fischer | Singapore | MD |  | 100/CS THIO w/oIND w/o DEX 5ml |  | Class A
Thermo Fischer | Singapore | MD |  | 100/CS THIO w/DEXVK & HEM 5ml |  | Class A
Thermo Fischer | Singapore | MD |  | 20/PK TSB w/0.5% BOV ALB 2ml |  | Class A
Thermo Fischer | Singapore | MD |  | 100/CS TSB w/GLYC 1.5ml VIAL |  | Class A
Thermo Fischer | Singapore | MD |  | 100/CS TSB w/6.5% NaCl 5ml |  | Class A
Thermo Fischer | Singapore | MD |  | 20/PK UREA BROTH (FOR AFB) |  | Class A
Thermo Fischer | Singapore | MD |  | 20/PK DIAMOND'S MEDIUM 10ml |  | Class A
Thermo Fischer | Singapore | MD |  | 100/CS FASTIDIOUS BROTH |  | Class A
Thermo Fischer | Singapore | MD |  | 20/PK NUTRIENT BR 7% NaCl 10ml |  | Class A
Thermo Fischer | Singapore | MD |  | 20/PK ARYLSULFATASE AGAR BUTT |  | Class A
Thermo Fischer | Singapore | MD |  | 20/PK CASEIN A & B 10 SETS/BOX |  | Class A
Thermo Fischer | Singapore | MD |  | 100/CS THIO w/IND w/DEX 18ml |  | Class A
Thermo Fischer | Singapore | MD |  | 20/PK TRICHOPHYTON AG #2 SLANT |  | Class A
Thermo Fischer | Singapore | MD |  | 20/PK CORNMEAL AGAR 22ml DEEP |  | Class A
Thermo Fischer | Singapore | MD |  | 20/PK LOWENSTEIN-JENS 5ml BUTT |  | Class A
Thermo Fischer | Singapore | MD |  | 20/PK TRICHOPHYTON AG #2 DEEP |  | Class A
Thermo Fischer | Singapore | MD |  | 20/PK TRICHOPHYTON AG #7 DEEP |  | Class A
Thermo Fischer | Singapore | MD |  | 10/PK TRANSGROW w/CO2 (TM IMP) |  | Class A
Thermo Fischer | Singapore | MD |  | 20/PK SP4 GLUCOSE BROTH 5 ml |  | Class A
Thermo Fischer | Singapore | MD |  | BILE ESCULIN AGAR |  | Class A
Thermo Fischer | Singapore | MD |  | CEREUS SELECTIVE AGAR + 100KU POLYMYXIN |  | Class A
Thermo Fischer | Singapore | MD |  | BRUCELLA AGAR + SHEEP +HEMIN +VITAMIN K1 |  | Class A
Thermo Fischer | Singapore | MD |  | DNASE METHYL GREEN AGAR |  | Class A
Thermo Fischer | Singapore | MD |  | HELICOBACTER PYLORI AGAR + HORSE BLOOD |  | Class A
Thermo Fischer | Singapore | MD |  | MACCONKEY AGAR (REMEL) |  | Class A
Thermo Fischer | Singapore | MD |  | MACCONKEY AGAR W/O SALT OR CV |  | Class A
Thermo Fischer | Singapore | MD |  | MUELLER HINTON AGAR |  | Class A
Thermo Fischer | Singapore | MD |  | MUELLER HINTON + SHEEP BLOOD, 140MM |  | Class A
Thermo Fischer | Singapore | MD |  | MUELLER HINTON AGAR (OXOID) |  | Class A
Thermo Fischer | Singapore | MD |  | POTATO DEXTROSE AGAR + LACTIC ACID |  | Class A
Thermo Fischer | Singapore | MD |  | SABOURAUD DEXTROSE AGAR + 1% TWEEN 80 |  | Class A
Thermo Fischer | Singapore | MD |  | SCHAEDLER AGAR + SHEEP BLOOD |  | Class A
Thermo Fischer | Singapore | MD |  | TSA + SHEEP BLOOD + AMPICILLIN |  | Class A
Thermo Fischer | Singapore | MD |  | TRYPTONE SOYA AGAR, 140MM |  | Class A
Thermo Fischer | Singapore | MD |  | TRYPTONE SOYA AGAR (WITH GPT) |  | Class A
Thermo Fischer | Singapore | MD |  | CHROMAGAR KPC |  | Class A
Thermo Fischer | Singapore | MD |  | CHROMAGAR ORIENTATION AGAR |  | Class A
Thermo Fischer | Singapore | MD |  | CHROMOGENIC SALMONELLA AGAR |  | Class A
Thermo Fischer | Singapore | MD |  | TRYPTONE SOYA AGAR - PPUKM |  | Class A
Thermo Fischer | Singapore | MD |  | BHI AGAR +GENTA+CHLORA |  | Class A
Thermo Fischer | Singapore | MD |  | COLUMBIA SHEEP/MACCONKEY 3 AGAR |  | Class A
Thermo Fischer | Singapore | MD |  | DCA/XLD |  | Class A
Thermo Fischer | Singapore | MD |  | MUELLER HINTON + 4% NACL + OXACILLIN |  | Class A
Thermo Fischer | Singapore | MD |  | BHI BROTH (3ML) |  | Class A
Thermo Fischer | Singapore | MD |  | CARY BLAIR MEDIUM (9ML) |  | Class A
Thermo Fischer | Singapore | MD |  | 1% DEXTROSE PEPTONE+ANDRADE INDIC. (5ML) |  | Class A
Thermo Fischer | Singapore | MD |  | HEKTOEN ENTERIC AGAR 500GRAMS |  | Class A
Thermo Fischer | Singapore | MD |  | CLED MEDIUM WITH ANDRADE INDIC500GRAMS |  | Class A
Thermo Fischer | Singapore | MD |  | AMIES TRANSPORT MEDIUM 250GRAMS |  | Class A
Thermo Fischer | Singapore | MD |  | S I M MEDIUM 500GRAMS |  | Class A
Thermo Fischer | Singapore | MD |  | VIOLET RED BILE GLUCOSE AGAR 500GRAMS |  | Class A
Thermo Fischer | Singapore | MD |  | SCHAEDLER BROTH 500GRAMS |  | Class A
Thermo Fischer | Singapore | MD |  | MAC-CONKEY AGAR (WITHOUT SALT) 25 KILOS |  | Class A
Thermo Fischer | Singapore | MD |  | BUFFERED PEPTONE WATER 500GRAMS |  | Class A
Thermo Fischer | Singapore | MD |  | DERMASEL AGAR BASE 500GRAMS |  | Class A
Thermo Fischer | Singapore | MD |  | PERFRINGENS AGAR 500GRAMS |  | Class A
Thermo Fischer | Singapore | MD |  | PERFRINGENS AGAR BASE (TSC/SFP) |  | Class A
Thermo Fischer | Singapore | MD |  | BIGGY AGAR 500GRAMS |  | Class A
Thermo Fischer | Singapore | MD |  | WILKINS CHALGREN ANAEROBE AGAR 3X6.45KG |  | Class A
Thermo Fischer | Singapore | MD |  | R2A AGAR |  | Class A
Thermo Fischer | Singapore | MD |  | KARMALI AGAR BASE 500GRAMS |  | Class A
Thermo Fischer | Singapore | MD |  | CHROMOGENIC E.COLI/COLIFORM ME100 GRAMS |  | Class A
Thermo Fischer | Singapore | MD |  | MOD LAURYL SULPHATE TRYPTOSE BROTH W MUG |  | Class A
Thermo Fischer | Singapore | MD |  | ANAEROBE BASAL AGAR 5KG |  | Class A
Thermo Fischer | Singapore | MD |  | ISO-SENSITEST BROTH W/O SALT 500G |  | Class A
Thermo Fischer | Singapore | MD |  | EC BROTH WITH MUG (100GRAMS) |  | Class A
Thermo Fischer | Singapore | MD |  | SOD.CHLORIDE PEPTONE BROTH(BUFFERED)500G |  | Class A
Thermo Fischer | Singapore | MD |  | MLGA |  | Class A
Thermo Fischer | Singapore | MD |  | CHROMOGENIC BACILLUS CEREUS AGAR BASE |  | Class A
Thermo Fischer | Singapore | MD |  | LEGIONELLA CYE AGAR BASE 500G. |  | Class A
Thermo Fischer | Singapore | MD |  | RAPPAPORT BROTH 500GRAMS |  | Class A
Thermo Fischer | Singapore | MD |  | PLATE COUNT AGAR/SKIM MILK POW500GRAMS |  | Class A
Thermo Fischer | Singapore | MD |  | E.C. BROTH (HAJNA) 500G |  | Class A
Thermo Fischer | Singapore | MD |  | DICHLORAN-G.(DG18)AGAR 500G. |  | Class A
Thermo Fischer | Singapore | MD |  | BLOOD FREE CAMPY SELECT AGAR |  | Class A
Thermo Fischer | Singapore | MD |  | M17 MEDIUM 500GRAMS |  | Class A
Thermo Fischer | Singapore | MD |  | PALCAM AGAR BASE (3 X 6.9KG) |  | Class A
Thermo Fischer | Singapore | MD |  | PALCAM AGAR BASE |  | Class A
Thermo Fischer | Singapore | MD |  | BILE AESCULIN AGAR 500GRAMS |  | Class A
Thermo Fischer | Singapore | MD |  | FRASER BROTH 500GRAMS |  | Class A
Thermo Fischer | Singapore | MD |  | BUFFERED LISTERIA ENRICHMENT BROTH 2.5K |  | Class A
Thermo Fischer | Singapore | MD |  | FUNGAL AGAR 500GRAMS |  | Class A
Thermo Fischer | Singapore | MD |  | MEMBRANE LAURYL SULPHATE AGAR 500GRAMS |  | Class A
Thermo Fischer | Singapore | MD |  | YEAST PEPTONE AGAR 5KG |  | Class A
Thermo Fischer | Singapore | MD |  | MERCK DERMATOPHYTE SELECTIVE A500GRAMS |  | Class A
Thermo Fischer | Singapore | MD |  | CAMPYLOBACTER SEL BROTH W/O BL500GRAMS |  | Class A
Thermo Fischer | Singapore | MD |  | ARCOBACTER BROTH 500GRAMS |  | Class A
Thermo Fischer | Singapore | MD |  | SALMONELLA ENRICHMENT BROTH 500G |  | Class A
Thermo Fischer | Singapore | MD |  | MODIFIED BUFFERED PEPTONE WATER 5.0KG |  | Class A
Thermo Fischer | Singapore | MD |  | VRBA WITH MUG 500G |  | Class A
Thermo Fischer | Singapore | MD |  | LAURYL TRYPTOSE BROTH WITH MUG |  | Class A
Thermo Fischer | Singapore | MD |  | SORBITOL MCCONKEY WITH BCIG 500G |  | Class A
Thermo Fischer | Singapore | MD |  | VRE AGAR BASE |  | Class A
Thermo Fischer | Singapore | MD |  | EC BROTH (REDUCED BILE SALTS) |  | Class A
Thermo Fischer | Singapore | MD |  | GAMMA IRRADIATED TSB 5 KG |  | Class A
Thermo Fischer | Singapore | MD |  | MLGA |  | Class A
Thermo Fischer | Singapore | MD |  | MAXIMUM RECOVERY DILUENT |  | Class A
Thermo Fischer | Singapore | MD |  | TRYPTONE SOYA BROTH (acc. to EP/USP) |  | Class A
Thermo Fischer | Singapore | MD |  | SABOURAUD LIQUID MEDIUM U.S.P. |  | Class A
Thermo Fischer | Singapore | MD |  | MacCONKEY BTH PURPLE X2 STR. + D/T |  | Class A
Thermo Fischer | Singapore | MD |  | BRAIN HEART INFUSION |  | Class A
Thermo Fischer | Singapore | MD |  | THIOGYLCOLLATE MEDIUM U.S.P (acc. to EP/USP) |  | Class A
Thermo Fischer | Singapore | MD |  | THIOGYLCOLLATE MEDIUM U.S.P (acc. to EP/USP) |  | Class A
Thermo Fischer | Singapore | MD |  | TRYPTONE SOYA BROTH (acc. to EP/USP) |  | Class A
Thermo Fischer | Singapore | MD |  | MEMBRANE LAURYL SULPHATE BROTH |  | Class A
Thermo Fischer | Singapore | MD |  | MEMBRANE LAURYL SULPHATE BROTH |  | Class A
Thermo Fischer | Singapore | MD |  | SERUM BROTH WITH GLUCOSE |  | Class A
Thermo Fischer | Singapore | MD |  | LOEFFLER SERUM AGAR SLOPE |  | Class A
Thermo Fischer | Singapore | MD |  | ORANGE SERUM AGAR |  | Class A
Thermo Fischer | Singapore | MD |  | SABOURAUD LIQUID MEDIUM |  | Class A
Thermo Fischer | Singapore | MD |  | TRYPTONE SOYA BROTH (acc. to EP/USP) |  | Class A
Thermo Fischer | Singapore | MD |  | TRYPTONE SOYA BROTH (acc. to EP/USP) |  | Class A
Thermo Fischer | Singapore | MD |  | YEAST EXTACT AGAR |  | Class A
Thermo Fischer | Singapore | MD |  | GLAXO BUFFERED PEPTONE |  | Class A
Thermo Fischer | Singapore | MD |  | 0.1% PEPTONE WATER + 5%TWEEN 80 |  | Class A
Thermo Fischer | Singapore | MD |  | BUFFERED SODIUM CHLORIDE PEPTONE SOL |  | Class A
Thermo Fischer | Singapore | MD |  | PEPTONE WATER + 0.1%TWEEN 80 |  | Class A
Thermo Fischer | Singapore | MD |  | W.L. NUTRIENT AGAR |  | Class A
Thermo Fischer | Singapore | MD |  | MODIFIED TSB & NOVOBIOCIN |  | Class A
Thermo Fischer | Singapore | MD |  | NUTRIENT BROTH |  | Class A
Thermo Fischer | Singapore | MD |  | TRYPTONE SOYA BROTH (acc. to EP/USP) |  | Class A
Thermo Fischer | Singapore | MD |  | 0.1% PEPTONE + 0.1% TWEEN |  | Class A
Thermo Fischer | Singapore | MD |  | BLOOD AGAR BASE NO. 2 |  | Class A
Thermo Fischer | Singapore | MD |  | PHOSPHATE BUFFERED SALINE |  | Class A
Thermo Fischer | Singapore | MD |  | CHARCOAL AGAR SLOPES |  | Class A
Thermo Fischer | Singapore | MD |  | DI POTASSIUM HYDROGEN PHOSPHATE SOLUTION |  | Class A
Thermo Fischer | Singapore | MD |  | 1% PEPTONE |  | Class A
Thermo Fischer | Singapore | MD |  | STERILE SALINE SOLUTION 0.9% |  | Class A
Thermo Fischer | Singapore | MD |  | BUFFERED PEPTONE WATER DILUENT + NEUTRALISERS |  | Class A
Thermo Fischer | Singapore | MD |  | MOD LAURYL SULPHATE BROTH +VANCOMYCIN |  | Class A
Thermo Fischer | Singapore | MD |  | MOD TRYPTONE SOYA BROTH +NOVOBIOCIN ISO |  | Class A
Thermo Fischer | Singapore | MD |  | BORATE BUFFER+1% TWEEN(5T/P/L) |  | Class A
Thermo Fischer | Singapore | MD |  | MACCONKEY BROTH (EP,USP,JP,BP) |  | Class A
Thermo Fischer | Singapore | MD |  | THIOGLYCOLLATE BROTH (EP/USP) |  | Class A
Thermo Fischer | Singapore | MD |  | BUFFERED LISTERIA ENRICHMENT BROTH |  | Class A
Thermo Fischer | Singapore | MD |  | THIOGLYCOLLATE BROTH (USP ALT)+0.1%TWEEN |  | Class A
Thermo Fischer | Singapore | MD |  | TRYPTONE SOYA BROTH+10% TWEEN |  | Class A
Thermo Fischer | Singapore | MD |  | TRYPTONE SOYA BROTH +0.5% LEVITHIN +4% T |  | Class A
Thermo Fischer | Singapore | MD |  | TRYPTONE SOYA BROTH +0.5% LEVITHIN +4% T |  | Class A
Thermo Fischer | Singapore | MD |  | BPW + 1% TWEEN 10X90ML |  | Class A
Thermo Fischer | Singapore | MD |  | KAPRAL-MILLER BROTH |  | Class A
Thermo Fischer | Singapore | MD |  | BLOOD No.2 SHEEP BLOOD |  | Class A
Thermo Fischer | Singapore | MD |  | COLUMBIA HORSE BLOOD AGAR |  | Class A
Thermo Fischer | Singapore | MD |  | CLOSTRIDIUM DIFFICLE SELECTIVE AGAR |  | Class A
Thermo Fischer | Singapore | MD |  | F.A.A. WITH HORSE BLOOD |  | Class A
Thermo Fischer | Singapore | MD |  | ISO-SEN AGAR + 5%LYSED BLD + NAD 4MM |  | Class A
Thermo Fischer | Singapore | MD |  | COLUMBIA HORSE/MACCONKEY AGAR |  | Class A
Thermo Fischer | Singapore | MD |  | CHOC II/CHOC II AGAR |  | Class A
Thermo Fischer | Singapore | MD |  | MacConkey 3 / CLED |  | Class A
Thermo Fischer | Singapore | MD |  | MUELLER HINTON SHEEP BLOOD AGAR + VIT B6 |  | Class A
Thermo Fischer | Singapore | MD |  | PSEUDOMONAS CETRIMIDE AGAR |  | Class A
Thermo Fischer | Singapore | MD |  | BILE ESCULIN AGAR (5ML) |  | Class A
Thermo Fischer | Singapore | MD |  | COOKED MEAT BROTH (5ML) |  | Class A
Thermo Fischer | Singapore | MD |  | CTA LACTOSE (5ML) |  | Class A
Thermo Fischer | Singapore | MD |  | EE BROTH (10ML) |  | Class A
Thermo Fischer | Singapore | MD |  | EE BROTH - MOSSEL (250ML) |  | Class A
Thermo Fischer | Singapore | MD |  | LB AGAR (250ML) |  | Class A
Thermo Fischer | Singapore | MD |  | MOTILITY INDOLE LYSINE (5ML) |  | Class A
Thermo Fischer | Singapore | MD |  | MOTILITY INDOLE ORNITHINE (5ML) |  | Class A
Thermo Fischer | Singapore | MD |  | MRS BROTH + DURHAM TUBE (5ML) |  | Class A
Thermo Fischer | Singapore | MD |  | MACCONKEY BROTH (250ML) |  | Class A
Thermo Fischer | Singapore | MD |  | MACCONKEY BROTH (5ML) |  | Class A
Thermo Fischer | Singapore | MD |  | NUTRIENT BROTH (5ML) |  | Class A
Thermo Fischer | Singapore | MD |  | OF MEDIUM + DEXTROSE (5ML) |  | Class A
Thermo Fischer | Singapore | MD |  | SALINE 0.85% (3ML IN CENTRIFUGE TUBE) |  | Class A
Thermo Fischer | Singapore | MD |  | SALINE 0.85% (9ML IN 30ML VIAL) |  | Class A
Thermo Fischer | Singapore | MD |  | SELENITE BROTH (8ML IN 30ML VIAL) |  | Class A
Thermo Fischer | Singapore | MD |  | K-F STREPTOCOCCUS AGAR 2.5KILOS |  | Class A
Thermo Fischer | Singapore | MD |  | DRBC AGAR BASE 500GRAMS |  | Class A
Thermo Fischer | Singapore | MD |  | KAA BROTH BASE 500GRAMS |  | Class A
Thermo Fischer | Singapore | MD |  | RAKA-RAY MEDIUM 500GRAMS |  | Class A
Thermo Fischer | Singapore | MD |  | M17 BROTH 500GRAMS |  | Class A
Thermo Fischer | Singapore | MD |  | HIGH RESOLUTION MEDIUM 100GRAMS |  | Class A
Thermo Fischer | Singapore | MD |  | GELOSE OXFORD (BASE)2.5KG 55,5G/L |  | Class A
Thermo Fischer | Singapore | MD |  | LISTERIA ENRICHMENT BROTH B. |  | Class A
Thermo Fischer | Singapore | MD |  | LISTERIA ENRICHMENT BROTH BASE5KILOS |  | Class A
Thermo Fischer | Singapore | MD |  | BRYANT AND BURKEY BROTH WITH RESAZURIN |  | Class A
Thermo Fischer | Singapore | MD |  | TETRATHIONATE BROTH (10ML IN 30ML VIAL) |  | Class A
Thermo Fischer | Singapore | MD |  | TRIPLE SUGAR IRON AGAR (5ML) |  | Class A
Thermo Fischer | Singapore | MD |  | TRYPTONE SOYA AGAR (20ML) |  | Class A
Thermo Fischer | Singapore | MD |  | OF BASAL MEDIUM + LACTOSE (5ML) |  | Class A
Thermo Fischer | Singapore | MD |  | OF BASAL MEDIUM + SUCROSE (5ML) |  | Class A
Thermo Fischer | Singapore | MD |  | BUFFERED PEPTONE WATER (90ML) |  | Class A
Thermo Fischer | Singapore | MD |  | BSCPB + 5% TWEEN 80 (250ML) |  | Class A
Thermo Fischer | Singapore | MD |  | LACTOSE BROTH+4%TWEEN+0.5% SOY LEC.(1L) |  | Class A
Thermo Fischer | Singapore | MD |  | TSB+4% TWEEN+ 0.5% SOY LECITHIN (250ML) |  | Class A
Thermo Fischer | Singapore | MD |  | LACTOSE BROTH+4%TWEEN+0.4%SOYLEC.(250ML) |  | Class A
Thermo Fischer | Singapore | MD |  | TSB + 0.7% TWEEN + 0.1% SOY LEC.(250ML) |  | Class A
Thermo Fischer | Singapore | MD |  | NUTRIENT BROTH + 3% TWEEN80 (9ML) |  | Class A
Thermo Fischer | Singapore | MD |  | 1% PEPTONE + 1% NACL (2ML) |  | Class A
Thermo Fischer | Singapore | MD |  | OGAWA MEDIUM |  | Class A
Thermo Fischer | Singapore | MD |  | Yeasr-One plate - 2 isolates |  | Class A
Thermo Fischer | Singapore | MD |  | SWIN Epidemiology Module |  | Class A
Thermo Fischer | Singapore | MD |  | VersaTREK® REDOX 1 EZ Draw® (aerobic) |  | Class A
Thermo Fischer | Singapore | MD |  | VersaTREK® REDOX 2 EZ Draw® (anaerobic) |  | Class A
Thermo Fischer | Singapore | MD |  | VersaTREK® Myco |  | Class A
Thermo Fischer | Singapore | MD |  | LACTOSE BACTERIOLOGICAL 500g |  | Class A
Thermo Fischer | Singapore | MD |  | SODIUM BISELENITE (L121) 100g |  | Class A
Thermo Fischer | Singapore | MD |  | PLET Agar 10/PK |  | Class A
Thermo Fischer | Singapore | MD |  | McFarland Turb Standard 3.0 |  | Class A
Thermo Fischer | Singapore | MD |  | Flagella Stain BTL/50ml |  | Class A
Thermo Fischer | Singapore | MD |  | Gram Crystal Violet BTL/1gallon |  | Class A
Thermo Fischer | Singapore | MD |  | Microsporidium Stain Control-QCS PK/45 |  | Class A
Thermo Fischer | Singapore | MD |  | OADC Enrichment (100ml) PK/10 |  | Class A
Thermo Fischer | Singapore | MD |  | RVS Enrichment Broth 500g each |  | Class A
Thermo Fischer | Singapore | MD |  | DEFIBRINATED SHEEP BLOOD 500ML |  | Class A
Thermo Fischer | Singapore | MD |  | SHEEP BLOOD IN ALSEVERS 100ML |  | Class A
Thermo Fischer | Singapore | MD |  | DEFIBRINATED HORSE BLOOD (100ML) |  | Class A
Thermo Fischer | Singapore | MD |  | CATALASE REAGENT 15% (25ML) |  | Class A
Thermo Fischer | Singapore | MD |  | HIPPURATE KIT (50 TEST & 15ML REAGENT) |  | Class A
Thermo Fischer | Singapore | MD |  | Remel Mitis Salivarius Agar |  | Class A
Thermo Fischer | Singapore | MD |  | Remel Fluid D (0.1% Peptone w/ Polysorbate 80) |  | Class A
Thermo Fischer | Singapore | MD |  | CRONOBACTER SCREENING BROTH |  | Class A
Thermo Fischer | Singapore | MD |  | Thermo Scientific™ Mycoplasma / Ureaplasma Agar |  | Class A
Thermo Fischer | Singapore | MD |  | Thermo Scientific™ Mycoplasma / Ureaplasma Enrichment Broth |  | Class A
Thermo Fischer | Singapore | MD |  | E. FAECALIS ATCC 49149 PK/5 |  | Class A
Thermo Fischer | Singapore | MD |  | P. ACNES ATCC 6919 PK/5 |  | Class A
Thermo Fischer | Singapore | MD |  | S. SONNEI GP D ATCC 25931 PK/5 |  | Class A
Thermo Fischer | Singapore | MD |  | S. SALMONICOLOR ATCC MYA-4550 PK/5 |  | Class A
Thermo Fischer | Singapore | MD |  | C. DUBLINIENSIS ATCC MYA-577 PK/5 |  | Class A
Thermo Fischer | Singapore | MD |  | Legionella GVPC Selective Medium |  | Class A
Thermo Fischer | Singapore | MD |  | SALT SAB DULC+CH+GE (2ML) (50 TUBES PER PACK) |  | Class A
Thermo Fischer | Singapore | MD |  | STERILE BAG CONNECTORS |  | Class A
Thermo Fischer | Singapore | MD |  | NITROCEFIN 200MG |  | Class A
Thermo Fischer | Singapore | MD |  | NUTRIENT AGAR TABLETS (500'S) |  | Class A
Thermo Fischer | Singapore | MD |  | BRILLIANT GREEN BILE BROTH(2%) |  | Class A
Thermo Fischer | Singapore | MD |  | SABOURAUD DEXTROSE AGAR 500GRAMS |  | Class A
Thermo Fischer | Singapore | MD |  | MALT EXTRACT AGAR 500GRAMS |  | Class A
Thermo Fischer | Singapore | MD |  | NUTRIENT BROTH NO 2 5 KILOS |  | Class A
Thermo Fischer | Singapore | MD |  | DEXTROSE TRYPTONE AGAR 500GRAMS |  | Class A
Thermo Fischer | Singapore | MD |  | VIOLET RED BILE AGAR 5 KILOS |  | Class A
Thermo Fischer | Singapore | MD |  | STUART TRANSPORT MEDIUM (MODIF500GRAMS |  | Class A
Thermo Fischer | Singapore | MD |  | TRYPTONE SOYA AGAR 500GRAMS |  | Class A
Thermo Fischer | Singapore | MD |  | TRYPTONE SOYA AGAR 5 KG |  | Class A
Thermo Fischer | Singapore | MD |  | SIMMONS CITRATE AGAR 500 G. |  | Class A
Thermo Fischer | Singapore | MD |  | TRICHOMONAS MEDIUM 500GRAMS |  | Class A
Thermo Fischer | Singapore | MD |  | BAIRD-PARKER MEDIUM 2.5KG |  | Class A
Thermo Fischer | Singapore | MD |  | ANTIBIOTIC NO.1 (SEED AGAR) 5 KILOS |  | Class A
Thermo Fischer | Singapore | MD |  | BRILLIANT GREEN AGAR (MOD.) 500G. |  | Class A
Thermo Fischer | Singapore | MD |  | COLUMBIA BLOOD AGAR BASE 500GRAMS |  | Class A
Thermo Fischer | Singapore | MD |  | MUELLER KAUFFMAN TETRATH BROTH2.5KILOS |  | Class A
Thermo Fischer | Singapore | MD |  | SLANETZ & BARTLEY MEDIUM |  | Class A
Thermo Fischer | Singapore | MD |  | MANNITOL SELENITE BROTH BASE 500GRAMS |  | Class A
Thermo Fischer | Singapore | MD |  | HALF FRASER BROTH |  | Class A
Thermo Fischer | Singapore | MD |  | TRYPTONE SOYA BROTH (acc. to EP/USP) |  | Class A
Thermo Fischer | Singapore | MD |  | BRAIN HEART INFUSION |  | Class A
Thermo Fischer | Singapore | MD |  | CITRATE AGAR SLOPE |  | Class A
Thermo Fischer | Singapore | MD |  | LETHEEN BROTH |  | Class A
Thermo Fischer | Singapore | MD |  | BAIRD PARKER AGAR BASE |  | Class A
Thermo Fischer | Singapore | MD |  | SELENITE CYSTINE BROTH |  | Class A
Thermo Fischer | Singapore | MD |  | TRYPTONE SOYA BROTH (X2STRENGTH) |  | Class A
Thermo Fischer | Singapore | MD |  | THIOGLYCOLLATE MEDIUM X 2 STRENGTHS |  | Class A
Thermo Fischer | Singapore | MD |  | PEPTONE WATER |  | Class A
Thermo Fischer | Singapore | MD |  | E.E.BROTH |  | Class A
Thermo Fischer | Singapore | MD |  | 0.1% PEPTONE WATER |  | Class A
Thermo Fischer | Singapore | MD |  | TRYPTONE SOYA BROTH + 1% TWEEN |  | Class A
Thermo Fischer | Singapore | MD |  | TRYPTONE SOYA BROTH +1% TWEEN |  | Class A
Thermo Fischer | Singapore | MD |  | SABOURAUD DEXTROSE AGAR + CHLOR. |  | Class A
Thermo Fischer | Singapore | MD |  | 0.1% PEPTONE WATER |  | Class A
Thermo Fischer | Singapore | MD |  | TRYPTONE SOYA BROTH + TLT |  | Class A
Thermo Fischer | Singapore | MD |  | MRS AGAR |  | Class A
Thermo Fischer | Singapore | MD |  | M.R.S. AGAR |  | Class A
Thermo Fischer | Singapore | MD |  | T.S.B acc to EP/USP X2 STR CORREX BOX |  | Class A
Thermo Fischer | Singapore | MD |  | POTATO DEXTROSE AGAR |  | Class A
Thermo Fischer | Singapore | MD |  | PEPTONE RINGERS |  | Class A
Thermo Fischer | Singapore | MD |  | TSB+10% TWEEN 20 & 3% LECITHIN |  | Class A
Thermo Fischer | Singapore | MD |  | SEL E.COLI/COLIFORM CHROMOGENIC MEDIUM |  | Class A
Thermo Fischer | Singapore | MD |  | BRILLIANCE E COLI/COLIFORM SEL MED 2.5KG |  | Class A
Thermo Fischer | Singapore | MD |  | XLT-4 AGAR |  | Class A
Thermo Fischer | Singapore | MD |  | ONE BROTH BASE |  | Class A
Thermo Fischer | Singapore | MD |  | CHROMOGENIC LISTERIA AGAR BASE |  | Class A
Thermo Fischer | Singapore | MD |  | BOUILLON de BASE FRASER |  | Class A
Thermo Fischer | Singapore | MD |  | SALMONELLA CHROMOGENIC MEDIUM MARK 11 |  | Class A
Thermo Fischer | Singapore | MD |  | 2-YT BROTH |  | Class A
Thermo Fischer | Singapore | MD |  | 24 LEB BASE |  | Class A
Thermo Fischer | Singapore | MD |  | LURIA BERTANI AGAR (MILLER) |  | Class A
Thermo Fischer | Singapore | MD |  | MALONATE PPA BROTH |  | Class A
Thermo Fischer | Singapore | MD |  | TRYPTONE SOYA BROTH+4%TWEEN20+0.5% LECIT |  | Class A
Thermo Fischer | Singapore | MD |  | BUFF SOD CHLORIDE PEP WATER +1% TWEEN |  | Class A
Thermo Fischer | Singapore | MD |  | 0.1% PEPTONE WATER |  | Class A
Thermo Fischer | Singapore | MD |  | SABOURAUD DEXTROSE AGAR (EP,USP,JP,BP) |  | Class A
Thermo Fischer | Singapore | MD |  | MYCOPLASMA BROTH BASE |  | Class A
Thermo Fischer | Singapore | MD |  | LACTOSE BROTH |  | Class A
Thermo Fischer | Singapore | MD |  | LACTOSE BROTH +5% TWEEN |  | Class A
Thermo Fischer | Singapore | MD |  | 24 LEB BUFFER SUPPLEMENT |  | Class A
Thermo Fischer | Singapore | MD |  | 0.1% PEPTONE WATER + 0.5% TWEEN 80 |  | Class A
Thermo Fischer | Singapore | MD |  | BSPW +1% TWEEN + 0.1% LECITHIN |  | Class A
Thermo Fischer | Singapore | MD |  | GC SELECT. AGAR (VCNT)+ LYSED BLOOD |  | Class A
Thermo Fischer | Singapore | MD |  | CAMPYLOBACTER SEL. AGAR (PRESTON) |  | Class A
Thermo Fischer | Singapore | MD |  | STREPTOCOCCAL SELECT AGAR C.O.B.A. |  | Class A
Thermo Fischer | Singapore | MD |  | ANAER AGAR+HRS BLD NALIDIXIC ACID+VAN |  | Class A
Thermo Fischer | Singapore | MD |  | OXOID CHOCOLATE GC SELECTIVE AGAR |  | Class A
Thermo Fischer | Singapore | MD |  | COLUMB AGR/ HORSE BLD+ CIPROFLOXACIN HPA |  | Class A
Thermo Fischer | Singapore | MD |  | BUFFERED PEPTONE WATER (ISO) |  | Class A
Thermo Fischer | Singapore | MD |  | CHROMOGENIC UTI MEDIUM (CLEAR) |  | Class A
Thermo Fischer | Singapore | MD |  | CHROMOGENIC UTI MEDIUM (CLEAR) |  | Class A
Thermo Fischer | Singapore | MD |  | BAX BPW 10KG |  | Class A
Thermo Fischer | Singapore | MD |  | SABOURAUD DEXTROSE AGAR (FOR PPM) |  | Class A
Thermo Fischer | Singapore | MD |  | BAX LISTERIA MEDIUM 10KG |  | Class A
Thermo Fischer | Singapore | MD |  | BAX LISTERIA MEDIUM |  | Class A
Thermo Fischer | Singapore | MD |  | YEAST NITROGEN BASE |  | Class A
Thermo Fischer | Singapore | MD |  | VIOLET RED BILE GLUCOSE AGAR (ISO) |  | Class A
Thermo Fischer | Singapore | MD |  | BRAIN HEART INFUSION AGAR |  | Class A
Thermo Fischer | Singapore | MD |  | NUTRIENT AGAR + TTC WITH SCREW CAP 1X10 |  | Class A
Thermo Fischer | Singapore | MD |  | LIVER DIGEST NEUTRALISED 5KILOS |  | Class A
Thermo Fischer | Singapore | MD |  | TRYPTONE 25KG |  | Class A
Thermo Fischer | Singapore | MD |  | TRYPTOSE 25 KILOS |  | Class A
Thermo Fischer | Singapore | MD |  | OX BILE DESICCATED 25 KILOS |  | Class A
Thermo Fischer | Singapore | MD |  | LAB LEMCO POWDER |  | Class A
Thermo Fischer | Singapore | MD |  | TOMATO JUICE SOLIDS 2.5 KILOS |  | Class A
Thermo Fischer | Singapore | MD |  | BLOOD AGAR BASE NO. 2 (65 X 3L OR 120G) |  | Class A
Thermo Fischer | Singapore | MD |  | TOMATO JUICE |  | Class A
Thermo Fischer | Singapore | MD |  | POTASSIUM LACTATE 50% |  | Class A
Thermo Fischer | Singapore | MD |  | EGG YOLK EMULSION |  | Class A
Thermo Fischer | Singapore | MD |  | PERFRINGENS (OPSP) SEL.SUPP.1 X 10 VIALS |  | Class A
Thermo Fischer | Singapore | MD |  | GARDNERELLA VAGINALIS SEL. SUPPLEMENT |  | Class A
Thermo Fischer | Singapore | MD |  | R.P.F. SUPPLEMENT 1 X 10 VIALS |  | Class A
Thermo Fischer | Singapore | MD |  | AMPICILLIN SELECTIVE SUPP. 1 X 10 VIALS |  | Class A
Thermo Fischer | Singapore | MD |  | LISTERIA SELECTSUP 1X10 VIALS |  | Class A
Thermo Fischer | Singapore | MD |  | LISTERIA SELECT.ENRICH.SUPP.10X2.5LITRES |  | Class A
Thermo Fischer | Singapore | MD |  | PALCAM SELECTIVE SUPP.10X2.5 LITRES |  | Class A
Thermo Fischer | Singapore | MD |  | MSRV SELECTIVE SUPPLEMENT 1 X 10 VIALS |  | Class A
Thermo Fischer | Singapore | MD |  | STA SELECTIVE SUPPLEMENT |  | Class A
Thermo Fischer | Singapore | MD |  | CHLORTETRACYCLINE+CHLORAMPHENICOL SUPP |  | Class A
Thermo Fischer | Singapore | MD |  | BURKHOLDERIA CEPACIA SELECTIVE SUPPLEM |  | Class A
Thermo Fischer | Singapore | MD |  | CHROMGENIC LISTERIA SELECT. SUPP (ISO) |  | Class A
Thermo Fischer | Singapore | MD |  | SPUTASOL (LIQUID) |  | Class A
Thermo Fischer | Singapore | MD |  | ANTIBIOTIC MEDIUM NO. 3 |  | Class A
Thermo Fischer | Singapore | MD |  | E E BROTH |  | Class A
Thermo Fischer | Singapore | MD |  | PHOSPHATE BUFFER |  | Class A
Thermo Fischer | Singapore | MD |  | TRYPTONE SOYA BROTH ACC TO EP/USP(X3STR) |  | Class A
Thermo Fischer | Singapore | MD |  | SELENITE CYSTINE BROTH(+/- 1ml) |  | Class A
Thermo Fischer | Singapore | MD |  | PLATE COUNT AGAR |  | Class A
Thermo Fischer | Singapore | MD |  | BUFFERED PEPTONE WATER |  | Class A
Thermo Fischer | Singapore | MD |  | BUFFERED PEPTONE WATER |  | Class A
Thermo Fischer | Singapore | MD |  | BUFFERED PEPTONE WATER |  | Class A
Thermo Fischer | Singapore | MD |  | NUTRIENT BROTH |  | Class A
Thermo Fischer | Singapore | MD |  | SELENITE F BROTH |  | Class A
Thermo Fischer | Singapore | MD |  | DICHLORAN-GLYCEROL BASE (DG18) |  | Class A
Thermo Fischer | Singapore | MD |  | BAIRD PARKER RPF AGAR BASE |  | Class A
Thermo Fischer | Singapore | MD |  | TRYPTONE SOYA BROTH + 0.2% TWEEN |  | Class A
Thermo Fischer | Singapore | MD |  | BUFFERED SODIUM CHLORIDE PEPTONE WATER |  | Class A
Thermo Fischer | Singapore | MD |  | DERMATOPHYTE TEST MEDIUM SLOPE |  | Class A
Thermo Fischer | Singapore | MD |  | COLUMBIA AGAR + HORSE BLOOD (ORIGINAL) |  | Class A
Thermo Fischer | Singapore | MD |  | CAMP.BLOOD FREE SELECT AGAR (CCDA) |  | Class A
Thermo Fischer | Singapore | MD |  | D.C.L.S. |  | Class A
Thermo Fischer | Singapore | MD |  | HEKTOEN ENTERIC AGAR |  | Class A
Thermo Fischer | Singapore | MD |  | MANNITOL SALT |  | Class A
Thermo Fischer | Singapore | MD |  | SABOURAUD DEXTROSE AGAR + CHLOR |  | Class A
Thermo Fischer | Singapore | MD |  | BILE AESCULIN AGAR |  | Class A
Thermo Fischer | Singapore | MD |  | KANAMYCIN AESCULIN AZIDE AGAR |  | Class A
Thermo Fischer | Singapore | MD |  | YERSINIA AGAR (CIN MED) |  | Class A
Thermo Fischer | Singapore | MD |  | PSEUDOMONAS C.F.C.SELECTIVE AGAR |  | Class A
Thermo Fischer | Singapore | MD |  | SAB. DEXTROSE AGAR IRRAD + X3 WRAP |  | Class A
Thermo Fischer | Singapore | MD |  | CEM + FUNGIZONE |  | Class A
Thermo Fischer | Singapore | MD |  | TRYPTONE SOYA AGAR (DEEP FILL) |  | Class A
Thermo Fischer | Singapore | MD |  | MacCONKEY AGAR NO 2 |  | Class A
Thermo Fischer | Singapore | MD |  | TBX MEDIUM |  | Class A
Thermo Fischer | Singapore | MD |  | ISO-SENSITEST AGAR 25ML |  | Class A
Thermo Fischer | Singapore | MD |  | ACTINOMYCES SELELECTAGAR |  | Class A
Thermo Fischer | Singapore | MD |  | G.C. + VITOX |  | Class A
Thermo Fischer | Singapore | MD |  | VRE AGAR + MEROPENEM + VANCOMYCIN |  | Class A
Thermo Fischer | Singapore | MD |  | SAB DEX + CHLOR(EXTRA DEEP FILL)SPECIAL |  | Class A
Thermo Fischer | Singapore | MD |  | TRYPTONE SOYA AGAR +4MG/L CYCLOHEXAMIDE |  | Class A
Thermo Fischer | Singapore | MD |  | CAMPYLOBACTER BLD FREE SEL AGR(CCDA)HPA |  | Class A
Thermo Fischer | Singapore | MD |  | CHROMOGENIC SELECTIVE LISTERIA AGAR |  | Class A
Thermo Fischer | Singapore | MD |  | KLEYN |  | Class A
Thermo Fischer | Singapore | MD |  | SABOURAUD DEXTROSE AGAR (EP,USP,JP,BP) |  | Class A
Thermo Fischer | Singapore | MD |  | VIOLET RED BILE GLUCOSE AGR(EP,USP,JP,BP |  | Class A
Thermo Fischer | Singapore | MD |  | MANNITOL SALT AGAR (EP,USP,JP,BP) |  | Class A
Thermo Fischer | Singapore | MD |  | SAB GLUC AGAR +GENTAM+CHLORAMPH |  | Class A
Thermo Fischer | Singapore | MD |  | HECTOEN ENTERIC AGAR |  | Class A
Thermo Fischer | Singapore | MD |  | ACTINOMYCES AGAR PLATE |  | Class A
Thermo Fischer | Singapore | MD |  | ALKALINE PEPTONE WATER (1%) 9ML |  | Class A
Thermo Fischer | Singapore | MD |  | ALKALINE PEPTONE WATER 500ML |  | Class A
Thermo Fischer | Singapore | MD |  | ANTIBIOTIC MEDIUM NO. 12 200ML |  | Class A
Thermo Fischer | Singapore | MD |  | BHI AGAR (ANTI LAB) 100ML |  | Class A
Thermo Fischer | Singapore | MD |  | BILE AESCULIN AZIDE AGAR PLATE |  | Class A
Thermo Fischer | Singapore | MD |  | BRAIN HEART INFUSION 100ML |  | Class A
Thermo Fischer | Singapore | MD |  | BRILLIANCE CANDIDA |  | Class A
Thermo Fischer | Singapore | MD |  | BRILLIANCE E.COLI/COLIFORM |  | Class A
Thermo Fischer | Singapore | MD |  | BRILLIANT GREEN AGAR |  | Class A
Thermo Fischer | Singapore | MD |  | BRUCELLA AGAR (USA) 100ML |  | Class A
Thermo Fischer | Singapore | MD |  | C.DIFF-BHIA |  | Class A
Thermo Fischer | Singapore | MD |  | CHOCOLATE SLOPE (TRAY 75) |  | Class A
Thermo Fischer | Singapore | MD |  | CHROMOGENIC MUELLER HINTON AGAR |  | Class A
Thermo Fischer | Singapore | MD |  | CHROMOGENIC SALMONELLA / HEKTOEN AGAR |  | Class A
Thermo Fischer | Singapore | MD |  | CLED/CLED AGAR PLATE |  | Class A
Thermo Fischer | Singapore | MD |  | CZAPEK DOX SLOPES 10ML |  | Class A
Thermo Fischer | Singapore | MD |  | DERMASEL + ANTI + ACTI SLOPE 12ML |  | Class A
Thermo Fischer | Singapore | MD |  | DERMASEL AGAR |  | Class A
Thermo Fischer | Singapore | MD |  | DERMATOPHYTE TEST MEDIUM 6ML |  | Class A
Thermo Fischer | Singapore | MD |  | DG18 500ML |  | Class A
Thermo Fischer | Singapore | MD |  | DMACA Reagent (Spot Indole) 100ml |  | Class A
Thermo Fischer | Singapore | MD |  | EC MEDIUM S/S 9ML (TRAY 120) |  | Class A
Thermo Fischer | Singapore | MD |  | GC AGAR BASE 100ML |  | Class A
Thermo Fischer | Singapore | MD |  | GIOLITTI CANTONI BROTH 190ML |  | Class A
Thermo Fischer | Singapore | MD |  | GIOLITTI CANTONI BROTH 19ML |  | Class A
Thermo Fischer | Singapore | MD |  | GROUP B STREP BROTH 5ML |  | Class A
Thermo Fischer | Singapore | MD |  | HBA (Columbia) |  | Class A
Thermo Fischer | Singapore | MD |  | HBA/MAC NO 3 |  | Class A
Thermo Fischer | Singapore | MD |  | HBA+ CNA/BRILLIANCE UTI CLARITY |  | Class A
Thermo Fischer | Singapore | MD |  | HELICOBACTER PYLORI |  | Class A
Thermo Fischer | Singapore | MD |  | ISO SENSITEST BROTH 10ML |  | Class A
Thermo Fischer | Singapore | MD |  | LACTOSE BROTH 900ML |  | Class A
Thermo Fischer | Singapore | MD |  | LACTOSE PEPTONE WATER 10ML |  | Class A
Thermo Fischer | Singapore | MD |  | LISTERIA ENRICH. BROTH (LEB) 500ML |  | Class A
Thermo Fischer | Singapore | MD |  | LISTERIA SELECTIVE (Oxford) |  | Class A
Thermo Fischer | Singapore | MD |  | LISTERIA SELECTIVE ENRICHMENT SUPP. |  | Class A
Thermo Fischer | Singapore | MD |  | LITTMAN OXGALL SLOPE 6ML |  | Class A
Thermo Fischer | Singapore | MD |  | LJ + GLYCEROL (TRAY 75) |  | Class A
Thermo Fischer | Singapore | MD |  | LURIA BROTH 500ML |  | Class A
Thermo Fischer | Singapore | MD |  | LYSINE IRON AGAR SLOPE 5ML (PK 20) |  | Class A
Thermo Fischer | Singapore | MD |  | M BROTH 10ML |  | Class A
Thermo Fischer | Singapore | MD |  | M MOD GLUTAMATE S/S 9ML |  | Class A
Thermo Fischer | Singapore | MD |  | MALONATE AGAR |  | Class A
Thermo Fischer | Singapore | MD |  | MALT EXTRACT AGAR PLATE |  | Class A
Thermo Fischer | Singapore | MD |  | MANNITOL SALT + OXACILLIN |  | Class A
Thermo Fischer | Singapore | MD |  | MANNITOL SALT + OXACILLIN 2UG/ML |  | Class A
Thermo Fischer | Singapore | MD |  | MIL MEDIUM 2.5ML |  | Class A
Thermo Fischer | Singapore | MD |  | MODIFIED CNA SUPP. 9 LITRE (10 PACK) |  | Class A
Thermo Fischer | Singapore | MD |  | MOPS BLEB - 9.9ML |  | Class A
Thermo Fischer | Singapore | MD |  | MRS LACTOBACILLUS AGAR 100ML |  | Class A
Thermo Fischer | Singapore | MD |  | MUCIC MEDIUM |  | Class A
Thermo Fischer | Singapore | MD |  | MUELLER HINTON + SHEEP BLOOD |  | Class A
Thermo Fischer | Singapore | MD |  | MUELLER HINTON AGAR 20ML |  | Class A
Thermo Fischer | Singapore | MD |  | SAB DEX for GAMMA IRRADIATION PM SITES |  | Class A
Thermo Fischer | Singapore | MD |  | ANAEROBE RECOVERY & ISOLATION AGAR |  | Class A
Thermo Fischer | Singapore | MD |  | DRY BAGS MRD W/O FILTER 10X20L |  | Class A
Thermo Fischer | Singapore | MD |  | UNIVERSAL CONTAINER (1,000 PER PACK) |  | Class A
Thermo Fischer | Singapore | MD |  | MACCONKEY CLED FLEXI-DIPSLIDE |  | Class A
Thermo Fischer | Singapore | MD |  | SOD CHLORIDE BACTERIOLOGICAL 500GRAMS |  | Class A
Thermo Fischer | Singapore | MD |  | PEPTONE BACTERIOLOGICAL NEUTRA5 KILOS |  | Class A
Thermo Fischer | Singapore | MD |  | PEPTONE BACTERIOLOGICAL 2.5KILOS |  | Class A
Thermo Fischer | Singapore | MD |  | PEPTONE MYCOLOGICAL 25 KILOS |  | Class A
Thermo Fischer | Singapore | MD |  | TRYPTONE 500GRAMS |  | Class A
Thermo Fischer | Singapore | MD |  | MYC MYCOLOGICAL PEPTONE |  | Class A
Thermo Fischer | Singapore | MD |  | MYCOPLASMA BROTH 100ML |  | Class A
Thermo Fischer | Singapore | MD |  | MYCOSEL |  | Class A
Thermo Fischer | Singapore | MD |  | O F MEDIUM - 6ML |  | Class A
Thermo Fischer | Singapore | MD |  | OCCULT BLOOD TUBES (TRAY 200) "SA PATH" |  | Class A
Thermo Fischer | Singapore | MD |  | OGAWA 4 6ML |  | Class A
Thermo Fischer | Singapore | MD |  | PBS WASH BUFFER |  | Class A
Thermo Fischer | Singapore | MD |  | PEPTONE (0.1%) + NACL + TWEEN 100ML |  | Class A
Thermo Fischer | Singapore | MD |  | PEPTONE WATER - NO SALT |  | Class A
Thermo Fischer | Singapore | MD |  | PEPTONE WATER (0.1%) - 2.5ML |  | Class A
Thermo Fischer | Singapore | MD |  | PEPTONE WATER 0.1% 25ML |  | Class A
Thermo Fischer | Singapore | MD |  | PEPTONE WATER 0.1% 9.9ML (TRAY120) |  | Class A
Thermo Fischer | Singapore | MD |  | PEPTONE WATER 0.5% 1LITRE |  | Class A
Thermo Fischer | Singapore | MD |  | PEPTONE WATER 8% NACL |  | Class A
Thermo Fischer | Singapore | MD |  | PHOSPHATE BUFFER 250ML |  | Class A
Thermo Fischer | Singapore | MD |  | PHOSPHATE SOLUTION 90ML |  | Class A
Thermo Fischer | Singapore | MD |  | PLATE COUNT |  | Class A
Thermo Fischer | Singapore | MD |  | PLATE COUNT 100ML |  | Class A
Thermo Fischer | Singapore | MD |  | POTATO DEXTROSE AGAR 200ML |  | Class A
Thermo Fischer | Singapore | MD |  | RINGERS SOLUTION 1 LTR |  | Class A
Thermo Fischer | Singapore | MD |  | RINGERS SOLUTION 9ML |  | Class A
Thermo Fischer | Singapore | MD |  | SAB+ANTI/SAB+ANTI |  | Class A
Thermo Fischer | Singapore | MD |  | SABOURAUD |  | Class A
Thermo Fischer | Singapore | MD |  | SABOURAUD/MYCOSEL |  | Class A
Thermo Fischer | Singapore | MD |  | SALINE + 0.05% TWEEN 80 9ML (TRAY 120) |  | Class A
Thermo Fischer | Singapore | MD |  | SALINE 1ML (PK 20) |  | Class A
Thermo Fischer | Singapore | MD |  | SALINE 1ML (TRAY 200) "SA PATH ONLY" |  | Class A
Thermo Fischer | Singapore | MD |  | SALINE 2.5ML (PK 20) |  | Class A
Thermo Fischer | Singapore | MD |  | SALINE 9ML |  | Class A
Thermo Fischer | Singapore | MD |  | SALMONELLA SEL. SUPP. 9 LITRE (10 PACK) |  | Class A
Thermo Fischer | Singapore | MD |  | SELENITE BROTH 10ML MP (TRAY 120) |  | Class A
Thermo Fischer | Singapore | MD |  | SEMI SOLID MAINTENANCE 10ML |  | Class A
Thermo Fischer | Singapore | MD |  | SEMI SOLID MAINTENANCE MEDIA (50PK) |  | Class A
Thermo Fischer | Singapore | MD |  | Sheep Blood 100ml |  | Class A
Thermo Fischer | Singapore | MD |  | SHEEP BLOOD AGAR+NAL ACID |  | Class A
Thermo Fischer | Singapore | MD |  | TARTRATE CONTROL |  | Class A
Thermo Fischer | Singapore | MD |  | TARTRATE TEST |  | Class A
Thermo Fischer | Singapore | MD |  | THAYER MARTIN/CHOC |  | Class A
Thermo Fischer | Singapore | MD |  | THIOGLYCOLLATE + TWEEN80 80ML |  | Class A
Thermo Fischer | Singapore | MD |  | TODD HEWITT BROTH 5ML |  | Class A
Thermo Fischer | Singapore | MD |  | TRICHOMONAS BROTH - STANDARD 5ML |  | Class A
Thermo Fischer | Singapore | MD |  | TRICHOPHYTON 1 SLOPE 6ML |  | Class A
Thermo Fischer | Singapore | MD |  | TRYPTONE SOYA + LECITHIN + TWEEN 90ML |  | Class A
Thermo Fischer | Singapore | MD |  | TRYPTONE SOYA AGAR 100ML |  | Class A
Thermo Fischer | Singapore | MD |  | TRYPTOSE SULPHITE AGAR MODIFIED 100ML |  | Class A
Thermo Fischer | Singapore | MD |  | TSB + 3% TWEEN80 100ML |  | Class A
Thermo Fischer | Singapore | MD |  | TSB + AMPICILLIN 9ML |  | Class A
Thermo Fischer | Singapore | MD |  | TSB + TWEEN80 10ML (TRAY 75) |  | Class A
Thermo Fischer | Singapore | MD |  | TSB USP 200ML |  | Class A
Thermo Fischer | Singapore | MD |  | TSB(USP) + 1% TWEEN 225ML |  | Class A
Thermo Fischer | Singapore | MD |  | TYGM-9 8ML (PK 50) |  | Class A
Thermo Fischer | Singapore | MD |  | UREA BROTH 5ML |  | Class A
Thermo Fischer | Singapore | MD |  | Violet Red Bile (Glucose) 250ml |  | Class A
Thermo Fischer | Singapore | MD |  | VIRAL TRANSPORT MEDIUM 2.5ML |  | Class A
Thermo Fischer | Singapore | MD |  | VRBGA 500ML |  | Class A
Thermo Fischer | Singapore | MD |  | XLD/XLD |  | Class A
Thermo Fischer | Singapore | MD |  | Y&M BROTH 100ML |  | Class A
Thermo Fischer | Singapore | MD |  | YEAST EXTRACT AGAR |  | Class A
Thermo Fischer | Singapore | MD |  | YEAST PEPTONE GLUCOSE PLATES |  | Class A
Thermo Fischer | Singapore | MD |  | YERSINIA SELECT. SUPP. 3LITRE (10 PACK) |  | Class A
Thermo Fischer | Singapore | MD |  | 10/PK ANAEROBIC (CDC) LKV |  | Class A
Thermo Fischer | Singapore | MD |  | 10/PK ANAEROBIC (CDC) PEA |  | Class A
Thermo Fischer | Singapore | MD |  | 10/PK ANAEROBIC (CDC) PV |  | Class A
Thermo Fischer | Singapore | MD |  | 15/PK COLUMBIA BLD AG w/5% SB |  | Class A
Thermo Fischer | Singapore | MD |  | 10/PK BRUCELLA w/TVP (SKIRROW) |  | Class A
Thermo Fischer | Singapore | MD |  | 10/PK BRUCELLA LKV |  | Class A
Thermo Fischer | Singapore | MD |  | 10/PK CHOCOLATE AGAR |  | Class A
Thermo Fischer | Singapore | MD |  | 10/PK CHOC w/YST EXTHEMVIT K |  | Class A
Thermo Fischer | Singapore | MD |  | 10/PK CORNMEAL AGAR |  | Class A
Thermo Fischer | Singapore | MD |  | 10/PK DTM (DERMATOPHYTE TEST) |  | Class A
Thermo Fischer | Singapore | MD |  | 10/PK TSA (DOUBLE POUR) |  | Class A
Thermo Fischer | Singapore | MD |  | 100/CS XLD AGAR |  | Class A
Thermo Fischer | Singapore | MD |  | 10/PK YEAST EXTRACT PHOSPHATE |  | Class A
Thermo Fischer | Singapore | MD |  | 10/PK YERSINIA SELECTIVE (CIN) |  | Class A
Thermo Fischer | Singapore | MD |  | 10/PK COLUMBIA CNA/ EMB LEVINE |  | Class A
Thermo Fischer | Singapore | MD |  | 100/CS COLUMBIA CNA/ MACCONKEY |  | Class A
Thermo Fischer | Singapore | MD |  | 10/PK HE AGAR/SS AGAR BIPLATE |  | Class A
Thermo Fischer | Singapore | MD |  | 10/PK ANAERO CDC QUAD #3 - IWP |  | Class A
Thermo Fischer | Singapore | MD |  | 10/PK TRYPTIC SOY AGAR 150mm |  | Class A
Thermo Fischer | Singapore | MD |  | 20/PK PRAS (VPI) CHOP MEAT-RS |  | Class A
Thermo Fischer | Singapore | MD |  | 20/PK PRAS-VPI PYG W/ TW80 -HC |  | Class A
Thermo Fischer | Singapore | MD |  | 20/PK ACETAMIDE AGAR SLANT |  | Class A
Thermo Fischer | Singapore | MD |  | 20/PK ARYLSULFATASE BR (3 DAY) |  | Class A
Thermo Fischer | Singapore | MD |  | 20/PK COOKED MEAT GLUCVKHEM |  | Class A
Thermo Fischer | Singapore | MD |  | 100/CS KLIGLER IRON AGAR (KIA) |  | Class A
Thermo Fischer | Singapore | MD |  | 20/PK KLIGLER IRON AGAR (KIA) |  | Class A
Thermo Fischer | Singapore | MD |  | 20/PK MALONATE BROTH (EWING) |  | Class A
Thermo Fischer | Singapore | MD |  | 100/CS MB 7H9 w/GLYCEROL 2ml |  | Class A
Thermo Fischer | Singapore | MD |  | 20/PK MOTILITY S MEDIUM 5ml |  | Class A
Thermo Fischer | Singapore | MD |  | 20/PK MOTILITY TEST MEDIUM 5ml |  | Class A
Thermo Fischer | Singapore | MD |  | TRYPTONE T |  | Class A
Thermo Fischer | Singapore | MD |  | PROTEOSE PEPTONE 5 KILOS |  | Class A
Thermo Fischer | Singapore | MD |  | TRYPTOSE 5KILOS |  | Class A
Thermo Fischer | Singapore | MD |  | PEPTONE P 25 KILOS |  | Class A
Thermo Fischer | Singapore | MD |  | PEPTONE P 5 KILOS |  | Class A
Thermo Fischer | Singapore | MD |  | PEPTONE SPECIAL 500GRAMS |  | Class A
Thermo Fischer | Singapore | MD |  | LAB LEMCO NO 2 |  | Class A
Thermo Fischer | Singapore | MD |  | REFINED MALT EXTRACT 5KILOS |  | Class A
Thermo Fischer | Singapore | MD |  | BUFFERED PEP WATER 15X270G IN 5KG DRUM |  | Class A
Thermo Fischer | Singapore | MD |  | LACTIC ACID 10% |  | Class A
Thermo Fischer | Singapore | MD |  | 20/PK NITRATE SUBSTRATE BROTH |  | Class A
Thermo Fischer | Singapore | MD |  | 20/PK OF MEDIUM 1% FRUCTOSE |  | Class A
Thermo Fischer | Singapore | MD |  | 20/PK OF MEDIUM 1% MALTOSE |  | Class A
Thermo Fischer | Singapore | MD |  | 20/PK PURPLE BROTH w/SALICIN |  | Class A
Thermo Fischer | Singapore | MD |  | 20/PK RFA BASE CONTROL |  | Class A
Thermo Fischer | Singapore | MD |  | 20/PK RFA w/2% MALTOSE |  | Class A
Thermo Fischer | Singapore | MD |  | 20/PK SALINE 0.85% 5ml |  | Class A
Thermo Fischer | Singapore | MD |  | TRYPTOSE PHOSPHATE BROTH |  | Class A
Thermo Fischer | Singapore | MD |  | W.L. NUTRIENT AGAR 500GRAMS |  | Class A
Thermo Fischer | Singapore | MD |  | E E BROTH 5KILOS |  | Class A
Thermo Fischer | Singapore | MD |  | T.C.B.S CHOLERA MEDIUM 25 KILOS |  | Class A
Thermo Fischer | Singapore | MD |  | MUELLER KAUFFMAN TETRATH BROTH500GRAMS |  | Class A
Thermo Fischer | Singapore | MD |  | M.R.S.BROTH 5KILOS |  | Class A
Thermo Fischer | Singapore | MD |  | G C AGAR BASE 500GRAMS |  | Class A
Thermo Fischer | Singapore | MD |  | G C AGAR BASE 2.5KILOS |  | Class A
Thermo Fischer | Singapore | MD |  | MYCOPLASMA AGAR BASE 500GRAMS |  | Class A
Thermo Fischer | Singapore | MD |  | MYCOPLASMA BROTH BASE 25KG. |  | Class A
Thermo Fischer | Singapore | MD |  | HEKTOEN ENTERIC AGAR 2.5KG |  | Class A
Thermo Fischer | Singapore | MD |  | SCHAEDLER AGAR 5KILOS |  | Class A
Thermo Fischer | Singapore | MD |  | LAURYL TRYPTOSE BROTH 2.5KILOS |  | Class A
Thermo Fischer | Singapore | MD |  | VIOLET RED BILE GLUCOSE AGAR 2.5KILOS |  | Class A
Thermo Fischer | Singapore | MD |  | MAC-CONKEY BROTH (PURPLE) 500GRAMS |  | Class A
Thermo Fischer | Singapore | MD |  | GIOLITTI-CANTONI BROTH |  | Class A
Thermo Fischer | Singapore | MD |  | S S AGAR (MODIFIED) 500GRAMS |  | Class A
Thermo Fischer | Singapore | MD |  | SABOURAUD MALTOSE AGAR 500GRAMS |  | Class A
Thermo Fischer | Singapore | MD |  | OXYTETRACYCLIN GLUC YEAST EXT 500GRAMS |  | Class A
Thermo Fischer | Singapore | MD |  | YERSINIA SEL. AGAR BASE 500G. |  | Class A
Thermo Fischer | Singapore | MD |  | ORANGE SERUM AGAR 500GRAMS |  | Class A
Thermo Fischer | Singapore | MD |  | PLATE COUNT AGAR/SKIM MILK POW2.5KILOS |  | Class A
Thermo Fischer | Singapore | MD |  | CAMPYLOBACTER AGAR BASE 500GRAMS |  | Class A
Thermo Fischer | Singapore | MD |  | MAXIMUM RECOVERY DILUENT 5KG |  | Class A
Thermo Fischer | Singapore | MD |  | AEROMONAS MED BASE (RYAN) SUPP500GRAMS |  | Class A
Thermo Fischer | Singapore | MD |  | LISTERIA ENRICHMENT BROTH BASE (UVM) |  | Class A
Thermo Fischer | Singapore | MD |  | MOD SEMI-SOLID RAP VASS(MSRV)M500GRAMS |  | Class A
Thermo Fischer | Singapore | MD |  | LACTOSE/TRYPTONE/LAURYL SULPHA500GRAMS |  | Class A
Thermo Fischer | Singapore | MD |  | DIFFERENTIAL REINFORCED CLOST 500GRAMS |  | Class A
Thermo Fischer | Singapore | MD |  | KF STREPTOCOCCUS AGAR 500GRAMS |  | Class A
Thermo Fischer | Singapore | MD |  | LEGIONELLA CYC + ACES BUFFER 5 KILO |  | Class A
Thermo Fischer | Singapore | MD |  | TBX MEDIUM 500GRAMS |  | Class A
Thermo Fischer | Singapore | MD |  | TBX MEDIUM 2.5kg |  | Class A
Thermo Fischer | Singapore | MD |  | CHROMOGENIC UTI MEDIUM 500G I |  | Class A
Thermo Fischer | Singapore | MD |  | MODIFIED LETHEEN BROTH 2.5KILOS |  | Class A
Thermo Fischer | Singapore | MD |  | ANAEROBE BASAL BROTH 500GRAMS |  | Class A
Thermo Fischer | Singapore | MD |  | MODIFIED BUFFERED PEPTONE WATER 2.5KG |  | Class A
Thermo Fischer | Singapore | MD |  | LAURYL TRYPTOSE BROTH WITH MUG 100G |  | Class A
Thermo Fischer | Singapore | MD |  | BOLTON BROTH BASE |  | Class A
Thermo Fischer | Singapore | MD |  | BURKHOLDERIA CEPACIA AGAR BASE 500G |  | Class A
Thermo Fischer | Singapore | MD |  | CHROMOGENIC CANDIDA AGAR |  | Class A
Thermo Fischer | Singapore | MD |  | CR-SMAC |  | Class A
Thermo Fischer | Singapore | MD |  | SALMONELLA CHROMOGENIC AGAR |  | Class A
Thermo Fischer | Singapore | MD |  | OXOID SALMONELLA CHROMOGENIC AGAR(OSCA) |  | Class A
Thermo Fischer | Singapore | MD |  | OXACILLIN RES. SCREENING AGAR BASE |  | Class A
Thermo Fischer | Singapore | MD |  | WATER PLATE COUNT AGAR (SO) |  | Class A
Thermo Fischer | Singapore | MD |  | PALCAM BROTH 500G. |  | Class A
Thermo Fischer | Singapore | MD |  | SELECT. E.COLI/COLIFORM CHROMOGENIC MED |  | Class A
Thermo Fischer | Singapore | MD |  | BUFFERED PEPTONE WATER (ISO) |  | Class A
Thermo Fischer | Singapore | MD |  | UVM 1 BROTH (COMPLETE) |  | Class A
Thermo Fischer | Singapore | MD |  | CHROMOGENIC SENSITIVITY TEST AGAR |  | Class A
Thermo Fischer | Singapore | MD |  | SALMONELLA CHROMOGENIC MEDIUM MARK II |  | Class A
Thermo Fischer | Singapore | IVD |  | MagMAX™ Viral/Pathogen II Nucleic Acid Isolation Kit |  | Class A
Thermo Fischer | Singapore | IVD |  | MagMAX™ Viral/Pathogen Elution Buffer |  | Class A
Thermo Fischer | Singapore | MD |  | SAB DEX AGAR + CHLORAMPHENICOL (5ML) |  | Class A
Thermo Fischer | Singapore | MD |  | SAB DEX AGAR SLANT (15ML) |  | Class A
Thermo Fischer | Singapore | MD |  | SALINE 0.85% (0.5ML) |  | Class A
Thermo Fischer | Singapore | MD |  | SELENITE BROTH (3ML) |  | Class A
Thermo Fischer | Singapore | MD |  | SIM MEDIUM (5ML) |  | Class A
Thermo Fischer | Singapore | MD |  | THIOGLYCOLLATE W/O INDICATOR (5ML) |  | Class A
Thermo Fischer | Singapore | MD |  | Vari-Mix Test Tube Rocker |  | Class A
Thermo Fischer | Singapore | IVD |  | Thermo Fisher Infinity Lithium IVD Kit | Clinical chemistry | Class B IVD
Thermo Fischer | Singapore | MD |  | Sterilin 30ml Universal Container with Boric Acid |  | Class A
Thermo Fischer | Singapore | IVD |  | Microgenics QMS® Vancomycin Immunoassay | Immunology | Class C IVD
Thermo Fischer | Singapore | MD |  | EXTERNAL CENTRIFUGE TRAY |  | Class A
Thermo Fischer | Singapore | MD |  | CONVEYOR 600 MM |  | Class A
Thermo Fischer | Singapore | MD |  | CENTRIFUGE (HETTICH ROTANTA 460) 110 -120 VAC 60HZ |  | Class A
Thermo Fischer | Singapore | MD |  | TCA 800 INTERFACE FOR COBAS 8000 |  | Class A
Thermo Fischer | Singapore | MD |  | DRAWER FOR ACL RACKS |  | Class A
Thermo Fischer | Singapore | MD |  | MULTITUBE CARRIER |  | Class A
Thermo Fischer | Singapore | MD |  | TCA LAS PC Win7 |  | Class A
Thermo Fischer | Singapore | MD |  | STANDARD STORAGE RACK COVER |  | Class A
Thermo Fischer | Singapore | MD |  | WASTE BAG |  | Class A
Thermo Fischer | Singapore | MD |  | SAMCO TR PIPET 6 B/B SD BLB ST |  | Class A
Thermo Fischer | Singapore | MD |  | SAMCO STERILE APERATURE PIPET |  | Class A
Thermo Fischer | Singapore | MD |  | SAMCO TRANSFER PIPET GRAD ST |  | Class A
Thermo Fischer | Singapore | MD |  | SAMCO 60 uL EXACT VOLUME PIPET |  | Class A
Thermo Fischer | Singapore | MD |  | SAMCO 20 uL EXACT VOLUME PIPET |  | Class A
Thermo Fischer | Singapore | MD |  | Samco 0.8mL Padl-Pet® Transfer Pipets |  | Class A
Thermo Fischer | Singapore | MD |  | Thermo Scientific™ ClipTip™ Filtered 384 Format Pipette Tips (PACK OF 3840) |  | Class A
Thermo Fischer | Singapore | MD |  | Nunc Serological Pipettes, Sterile, 10ml (200/cs) |  | Class A
Thermo Fischer | Singapore | MD |  | Tissue-Loc Tissue Cassette |  | Class A
Thermo Fischer | Singapore | MD |  | Tissue-Loc Tissue Cassette |  | Class A
Thermo Fischer | Singapore | MD |  | Shandon Tissue Cassette I |  | Class A
Thermo Fischer | Singapore | MD |  | Shandon Tissue Cassette I |  | Class A
Thermo Fischer | Singapore | MD |  | Shandon Biopsy Processing/Embedding Cassette II |  | Class A
Thermo Fischer | Singapore | MD |  | Shandon Biopsy Processing/Embedding Cassette II |  | Class A
Thermo Fischer | Singapore | MD |  | TissueLoc Tissue Cassettes IV in Tube Packs |  | Class A
Thermo Fischer | Singapore | MD |  | Shandon Embedding Cassettes II in Tube Packs |  | Class A
Thermo Fischer | Singapore | MD |  | Shandon Embedding Cassettes II in Tube Packs |  | Class A
Thermo Fischer | Singapore | MD |  | Shandon Biopsy Processing/Embedding Cassette II in Tube Packs |  | Class A
Thermo Fischer | Singapore | MD |  | Heat-Sealable Polyethylene Bags |  | Class A
Thermo Fischer | Singapore | MD |  | Heat-Sealable Polyethylene Bags |  | Class A
Thermo Fischer | Singapore | MD |  | Bio-Tite Specimen Container |  | Class A
Thermo Fischer | Singapore | MD |  | Bio-Tite Specimen Container |  | Class A
Thermo Fischer | Singapore | MD |  | Bio-Tite Specimen Container |  | Class A
Thermo Fischer | Singapore | MD |  | Cytospin 4 Cytocentrifuge: Clipped Funnel Starter Kit |  | Class A
Thermo Fischer | Singapore | MD |  | Shandon EZ Single Cytofunnel with White Filter Cards and Caps |  | Class A
Thermo Fischer | Singapore | MD |  | Shandon EZ Double Cytofunnel |  | Class A
Thermo Fischer | Singapore | MD |  | Cytospin 4 Cytocentrifuge: Cytospin 4 Starter Kit |  | Class A
Thermo Fischer | Singapore | MD |  | Shandon ColorFrost Plus Slides |  | Class A
Thermo Fischer | Singapore | MD |  | NERL Blood Bank Saline |  | Class A
Thermo Fischer | Singapore | MD |  | Thinline Biopsy Cassette with Lids, Green |  | Class A
Thermo Fischer | Singapore | MD |  | Tissue-Loc Biopsy Cassette IV with Lids, Green |  | Class A
Thermo Fischer | Singapore | MD |  | Fine Pore Cassette with Lids, Green |  | Class A
Thermo Fischer | Singapore | MD |  | Standard Cassette |  | Class A
Thermo Fischer | Singapore | MD |  | Shandon Peel-A-Way Disposable Embedding Mold |  | Class A
Thermo Fischer | Singapore | MD |  | Tissue-Loc Biopsy Cassette |  | Class A
Thermo Fischer | Singapore | MD |  | Tissue-Loc Biopsy Cassette |  | Class A
Thermo Fischer | Singapore | MD |  | Tissue-Loc Biopsy Cassette |  | Class A
Thermo Fischer | Singapore | MD |  | Tissue-Loc Tissue Cassette |  | Class A
Thermo Fischer | Singapore | MD |  | Shandon Tissue Cassette I |  | Class A
Thermo Fischer | Singapore | MD |  | Shandon Tissue Cassette I |  | Class A
Thermo Fischer | Singapore | MD |  | Shandon Tissue Cassette II |  | Class A
Thermo Fischer | Singapore | MD |  | Shandon Tissue Cassette II |  | Class A
Thermo Fischer | Singapore | MD |  | Shandon Tissue Cassette II |  | Class A
Thermo Fischer | Singapore | MD |  | Shandon Tissue Cassette II |  | Class A
Thermo Fischer | Singapore | MD |  | Shandon Biopsy Processing/Embedding Cassette II |  | Class A
Thermo Fischer | Singapore | MD |  | TissueLoc Tissue Cassettes IV in Tube Packs |  | Class A
Thermo Fischer | Singapore | MD |  | TissueLoc Tissue Cassettes IV in Tube Packs |  | Class A
Thermo Fischer | Singapore | MD |  | TissueLoc Tissue Cassettes IV in Tube Packs |  | Class A
Thermo Fischer | Singapore | MD |  | Shandon Embedding Cassettes II in Tube Packs |  | Class A
Thermo Fischer | Singapore | MD |  | Shandon Embedding Cassettes II in Tube Packs |  | Class A
Thermo Fischer | Singapore | MD |  | Shandon Biopsy Processing/Embedding Cassette II in Tube Packs |  | Class A
Thermo Fischer | Singapore | MD |  | Shandon Microsette Biopsy Cassettes in Tubes |  | Class A
Thermo Fischer | Singapore | MD |  | Micromesh Biopsy Cassettes in Tube Packs |  | Class A
Thermo Fischer | Singapore | MD |  | Micromesh Biopsy Cassettes in Tube Packs |  | Class A
Thermo Fischer | Singapore | MD |  | Micromesh Loose Biopsy Cassettes |  | Class A
Thermo Fischer | Singapore | MD |  | Slimsette Embedding Cassettes in Tube Packs |  | Class A
Thermo Fischer | Singapore | MD |  | Slimsette Biopsy Cassettes in Tube Packs |  | Class A
Thermo Fischer | Singapore | MD |  | Slimsette Biopsy Cassettes in Tube Packs |  | Class A
Thermo Fischer | Singapore | MD |  | Tissue-Loc HistoScreen Cassette |  | Class A
Thermo Fischer | Singapore | MD |  | Shandon Glass Storage Jars |  | Class A
Thermo Fischer | Singapore | MD |  | Shandon Glass Storage Jars |  | Class A
Thermo Fischer | Singapore | MD |  | Shandon Acid-Resistant Biopsy Bag |  | Class A
Thermo Fischer | Singapore | MD |  | Shandon Double Cytofunnel |  | Class A
Thermo Fischer | Singapore | MD |  | Shandon Single Cytofunnel with White Filter Cards |  | Class A
Thermo Fischer | Singapore | MD |  | Cover Glass |  | Class A
Thermo Fischer | Singapore | MD |  | Cover Glass |  | Class A
Thermo Fischer | Singapore | MD |  | Cover Glass |  | Class A
Thermo Fischer | Singapore | MD |  | Papanicolaou Stain, OG-6 |  | Class A
Thermo Fischer | Singapore | MD |  | Papanicolaou Stain, EA-36 |  | Class A
Thermo Fischer | Singapore | MD |  | Papanicolaou Stain, EA-65 |  | Class A
Thermo Fischer | Singapore | MD |  | Shandon Gill 1 Hematoxylin |  | Class A
Thermo Fischer | Singapore | MD |  | Shandon EA-65 Stain |  | Class A
Thermo Fischer | Singapore | MD |  | Shandon Nu-Clear II |  | Class A
Thermo Fischer | Singapore | MD |  | Mark-It Tissue Marking Dye, Black |  | Class A
Thermo Fischer | Singapore | MD |  | Mark-It Tissue Marking Dye, Orange |  | Class A
Thermo Fischer | Singapore | MD |  | Acid Fast Bacillus, Blue Secondary Stain Kit |  | Class A
Thermo Fischer | Singapore | MD |  | Gomori Trichrome (Green Collagen) Stain Kit |  | Class A
Thermo Fischer | Singapore | MD |  | MX35 Premier Disposable Low-Profile Microtome Blade |  | Class A
Thermo Fischer | Singapore | MD |  | Edge-Rite Disposable Microtome Blade |  | Class A
Thermo Fischer | Singapore | MD |  | Shandon Multi-Spot Slide |  | Class A
Thermo Fischer | Singapore | MD |  | HM 450 Sliding Microtome |  | Class A
Thermo Fischer | Singapore | MD |  | SAMCO TR PIPET FINE TIP ST |  | Class A
Thermo Fischer | Singapore | MD |  | SAMCO TR PIPET EXT FINE TIP ST |  | Class A
Thermo Fischer | Singapore | MD |  | SAMCO ST LGE BULB NARROW STEM |  | Class A
Thermo Fischer | Singapore | MD |  | SAMCO ST 9 EXTRA LONG PIPET |  | Class A
Thermo Fischer | Singapore | MD |  | SAMCO 300 uL EXACT VOLUME PIPET |  | Class A
Thermo Fischer | Singapore | MD |  | Nalgene PPCO Micro Packaging Vials with E-beam Irradiation: Sterile, Bulk Pack |  | Class A
Thermo Fischer | Singapore | MD |  | Signature Series Hematoxylin 1 |  | Class A
Thermo Fischer | Singapore | MD |  | Signature Series Hematoxylin 2 |  | Class A
Thermo Fischer | Singapore | MD |  | Acid Fast Bacillus, Loeffler Methylene Blue Stain Solution |  | Class A
Thermo Fischer | Singapore | MD |  | Acid Fast Bacillus, Fast Green Stain Solution |  | Class A
Thermo Fischer | Singapore | MD |  | Period Acid-Schiff, Hematoxylin I |  | Class A
Thermo Fischer | Singapore | MD |  | Reticulin Silver, Potassium Permanganate Solution |  | Class A
Thermo Fischer | Singapore | MD |  | Gram Stain (Tissue) Kit, Crystal Violet Solution |  | Class A
Thermo Fischer | Singapore | MD |  | Acid Fast Bacillus, Differentiating Solution |  | Class A
Thermo Fischer | Singapore | MD |  | Eosin-Y Alcoholic |  | Class A
Thermo Fischer | Singapore | MD |  | Modified Mayer's Hematoxylin |  | Class A
Thermo Fischer | Singapore | MD |  | Thermo Scientific™ Total Cholesterol Reagents |  | Class A
Thermo Fischer | Singapore | MD |  | Samco™ Transfer Pipettes |  | Class A
Thermo Fischer | Singapore | MD |  | Giemsa Stain |  | Class A
Thermo Fischer | Singapore | MD |  | May-Grunwald Stain, Bottle |  | Class A
Thermo Fischer | Singapore | MD |  | Elastic Stain, Ferric Chloride Solution |  | Class A
Thermo Fischer | Singapore | MD |  | Elastic Stain, Van Gieson Stain Solution |  | Class A
Thermo Fischer | Singapore | MD |  | Amyloid Stain, Congo Red Solution |  | Class A
Thermo Fischer | Singapore | MD |  | Steiner-Steiner Silver, Sensitizer Solution |  | Class A
Thermo Fischer | Singapore | MD |  | Reticulin Silver, Oxalic Acid Solution |  | Class A
Thermo Fischer | Singapore | MD |  | Reticulin Silver, Reducing Solution |  | Class A
Thermo Fischer | Singapore | MD |  | Gram Stain (Tissue) Kit, Safranin O Stain Solution |  | Class A
Thermo Fischer | Singapore | MD |  | Eosin-Y Saturated |  | Class A
Thermo Fischer | Singapore | MD |  | Modified Harris Hematoxylin |  | Class A
Thermo Fischer | Singapore | MD |  | Papanicolaou Stain, EA-50 |  | Class A
Thermo Fischer | Singapore | MD |  | Papanicolaou Stain, EA-50 |  | Class A
Thermo Fischer | Singapore | MD |  | Papanicolaou Stain, Modified EA |  | Class A
Thermo Fischer | Singapore | MD |  | Eosin Y Cytoplasmic Counterstain, Aqueous |  | Class A
Thermo Fischer | Singapore | MD |  | Mark-It Tissue Marking Dye, Blue |  | Class A
Thermo Fischer | Singapore | MD |  | Nunc Coded Cryobank Vial System, 5ml in Barcoded Rack |  | Class A
Thermo Fischer | Singapore | MD |  | Nunc Non-Coded Cryobank Vial System, 2ml in Lock Rack, NS |  | Class A
Thermo Fischer | Singapore | MD |  | Nunc Coded Cryobank Vial System, 2ml |  | Class A
Thermo Fischer | Singapore | MD |  | Nunc 2ml Internally-Threaded Universal Tubes 2D Barcoded in Barcoded Rack |  | Class A
Thermo Fischer | Singapore | MD |  | Nalgene Cryogenic Tubes, 1.5ml |  | Class A
Thermo Fischer | Singapore | MD |  | Plates and Modules with Covalent Binding Surface, Solid Plate 96-Well |  | Class A
Thermo Fischer | Singapore | MD |  | PrintMate Embedding Cassette, Grey |  | Class A
Thermo Fischer | Singapore | MD |  | PrintMate Embedding Cassette, Yellow |  | Class A
Thermo Fischer | Singapore | MD |  | PrintMate Embedding Cassette, Blue |  | Class A
Thermo Fischer | Singapore | MD |  | PrintMate Embedding Cassette with Lids, Tan |  | Class A
Thermo Fischer | Singapore | MD |  | PrintMate Embedding Cassette with Lids, Orange |  | Class A
Thermo Fischer | Singapore | MD |  | PrintMate Embedding Cassette with Lids, Light Green |  | Class A
Thermo Fischer | Singapore | MD |  | PrintMate Slotted Cassette with Lids, Grey |  | Class A
Thermo Fischer | Singapore | MD |  | PrintMate Slotted Cassette with Lids, Light Green |  | Class A
Thermo Fischer | Singapore | MD |  | Slotted Cassette 2 with Lids, Beige |  | Class A
Thermo Fischer | Singapore | MD |  | Tissue-Loc Slotted Cassette IV with Lids, White |  | Class A
Thermo Fischer | Singapore | MD |  | Tissue-Loc Slotted Cassette IV with Lids, Yellow |  | Class A
Thermo Fischer | Singapore | MD |  | Tissue-Loc Slotted Cassette IV with Lids, Grey |  | Class A
Thermo Fischer | Singapore | MD |  | Unilid Embedding Cassette, Grey |  | Class A
Thermo Fischer | Singapore | MD |  | Unilid Embedding Cassette, Light Green |  | Class A
Thermo Fischer | Singapore | MD |  | Unilid Embedding Cassette, Blue |  | Class A
Thermo Fischer | Singapore | MD |  | Unilid Embedding Cassette, Pink |  | Class A
Thermo Fischer | Singapore | MD |  | Unilid Embedding Cassette, White |  | Class A
Thermo Fischer | Singapore | MD |  | Unilid Embedding Cassette, Beige |  | Class A
Thermo Fischer | Singapore | MD |  | Unilid Embedding Cassette, Pink |  | Class A
Thermo Fischer | Singapore | MD |  | PrintMate Biopsy Cassette with Lids, Grey |  | Class A
Thermo Fischer | Singapore | MD |  | PrintMate Biopsy Cassette with Lids, Light Green |  | Class A
Thermo Fischer | Singapore | MD |  | PrintMate Biopsy Cassette with Lids, Blue |  | Class A
Thermo Fischer | Singapore | MD |  | PrintMate Biopsy Cassette with Lids, Orange |  | Class A
Thermo Fischer | Singapore | MD |  | PrintMate Biopsy Cassette with Lids, Grey |  | Class A
Thermo Fischer | Singapore | MD |  | PrintMate Biopsy Cassette with Lids, Pink |  | Class A
Thermo Fischer | Singapore | MD |  | Thinline Biopsy Cassette with Lids, Lavender |  | Class A
Thermo Fischer | Singapore | MD |  | Biopsy Cassette 2 with Lids, Pink |  | Class A
Thermo Fischer | Singapore | MD |  | Biopsy Cassette 2 with Lids, Lavender |  | Class A
Thermo Fischer | Singapore | MD |  | Biopsy Cassette 2 with Lids, Yellow |  | Class A
Thermo Fischer | Singapore | MD |  | Tissue-Loc Biopsy Cassette IV with Lids, Tan |  | Class A
Thermo Fischer | Singapore | MD |  | Tissue-Loc Biopsy Cassette IV with Lids, Lilac |  | Class A
Thermo Fischer | Singapore | MD |  | Unilid Biopsy Cassette, Lilac |  | Class A
Thermo Fischer | Singapore | MD |  | Unilid Biopsy Cassette, Pink |  | Class A
Thermo Fischer | Singapore | MD |  | HistoScreen Cassette with Lids, White |  | Class A
Thermo Fischer | Singapore | MD |  | HistoScreen Cassette with Lids, Pink |  | Class A
Thermo Fischer | Singapore | MD |  | HistoScreen Cassette with Lids, Blue |  | Class A
Thermo Fischer | Singapore | MD |  | Fine Pore Cassette with Lids, Orange |  | Class A
Thermo Fischer | Singapore | MD |  | Xylene |  | Class A
Thermo Fischer | Singapore | MD |  | 80% Dehydrant |  | Class A
Thermo Fischer | Singapore | MD |  | 60% Dehydrant |  | Class A
Thermo Fischer | Singapore | MD |  | Histostar Embedding Module |  | Class A
Thermo Fischer | Singapore | MD |  | Histostar Cold Module |  | Class A
Thermo Fischer | Singapore | IVD |  | NX50 Cryostat, OPD, low-profile blade holder |  | Class A
Thermo Fischer | Singapore | IVD |  | NX50 Cryostat, OPV |  | Class A
Thermo Fischer | Singapore | IVD |  | NX50 Cryostat, OPV, low-profile blade holder |  | Class A
Thermo Fischer | Singapore | IVD |  | NX50 Cryostat, OPHD |  | Class A
Thermo Fischer | Singapore | IVD |  | NX50 Cryostat, OPHV, low-profile blade holder |  | Class A
Thermo Fischer | Singapore | MD |  | HM340E with UCC and E Blade Holder |  | Class A
Thermo Fischer | Singapore | MD |  | Snibe Maglumi X8 Analyzer Interface Module |  | Class A
Thermo Fischer | Singapore | MD |  | CENTRIFUGE MODULE |  | Class A
Thermo Fischer | Singapore | MD |  | PARALLEL BYPASS FOR VITROS 5600/3600 |  | Class A
Thermo Fischer | Singapore | MD |  | DRAWER FOR HUCH TRANSPORT RACKS |  | Class A
Thermo Fischer | Singapore | MD |  | DRAWER FOR ADVIA 120/2120 RACKS |  | Class A
Thermo Fischer | Singapore | MD |  | STORAGE DRAWER STD |  | Class A
Thermo Fischer | Singapore | MD |  | TCA CONTROLLER Win7 |  | Class A
Thermo Fischer | Singapore | MD |  | ES FLEX COMBI TRAY (for 1 MT Slim Storage + 3 MT racks) (** |  | Class A
Thermo Fischer | Singapore | MD |  | ES FLEX TRAY FOR HITACHI RACKS |  | Class A
Thermo Fischer | Singapore | MD |  | CS Storage Rack |  | Class A
Thermo Fischer | Singapore | IVD |  | Microgenics QMS® Amikacin Immunoassay | Immunology | Class C IVD
Thermo Fischer | Singapore | IVD |  | Cryptococcus Antigen Test Kit | Microbiology | Class C IVD
Thermo Fischer | Korea | MD |  | HM525 NX외 1건 | Sample processing instruments | class 1
Thermo Fischer | Korea | IVD |  | Thermo Fisher Scientific CRP | IVD reagents for inflammatory tests | class 2
Thermo Fischer | Korea | IVD |  | Thermo Fisher Scientific HbA1c | IVD reagents for diabetes mellitus | class 2
Thermo Fischer | Korea | MD |  | VersaTREK 96 System외 2건 | Culture medium, bacterial cultivation incubator | class 1
Thermo Fischer | Korea | IVD |  | Roche SnapPak (9180) | IVD reagents for electrolyte tests | class 2
Thermo Fischer | Korea | IVD |  | Buffer 7.382 (7.3/Co-ox Zero Buffer)외 3건 | IVD reagents for electrolyte tests | class 2
Thermo Fischer | Korea | MD |  | CryoStar NX50 OP외 7건 |  | class 1
Thermo Fischer | Korea | MD |  | Indiko Plus | Dry type clinical chemistry automated analyzer | class 1
Thermo Fischer | Korea | IVD |  | Pacific Hemostasis Thromboplastin D | IVD reagents for diagnostic blood coagulation test | class 3
Thermo Fischer | Korea | IVD |  | Pacific Hemostasis APTT-XL | IVD reagents for diagnostic blood coagulation test | class 3
Thermo Fischer | Korea | IVD |  | Thermo Fisher Scientific CK-MB | IVD reagents for cardiac marker | class 3
Thermo Fischer | Korea | IVD |  | ADVIA Chemistry Lithium (LITH)외 1건 | IVD reagents for Cardiovascular, central nervous system TDM tests | class 3
Thermo Fischer | Korea | MD |  | GENESYS 10S UV-Vis | Spectrophotometer for clinical use | class 1
Thermo Fischer | Korea | MD |  | 8626 | Blood storage freezer | class 2
Thermo Fischer | Korea | MD |  | KONELAB 20XT | Clinical chemistry automated analyser | class 1
Thermo Fischer | Korea | IVD |  | Abbott Clinical Chemistry Immunoglobulin G Reagent Kit (9D99-22) | IVD reagents for specific protein(immunoglobulin) test | class 2
Thermo Fischer | Korea | IVD |  | Abbott Clinical Chemistry Immunoglobulin M Reagent Kit (1E01-22) | IVD reagents for specific protein(immunoglobulin) test | class 2
Thermo Fischer | Korea | IVD |  | Abbott Clinical Chemistry Lactic Acid Reagent Kit (9P18-21) | Other Reagents, classⅡ, for clinical chemistry | class 2
Thermo Fischer | Korea | IVD |  | Abbott Clinical Chemistry Activated Aspartate Aminotransferase Reagent Kit (8L91-22)외 1건 | reagents for clinical enzymes | class 2
Thermo Fischer | Korea | MD |  | Abbott Clinical Chemistry Activated Alanine Aminotransferase Reagent Kit (8L92-22)외 1건 |  | class 2
Thermo Fischer | Korea | MD |  | MagMAX Express | Extractor, nucleic acid | class 1
Thermo Fischer | Korea | IVD |  | Abbott Clinical Chemistry Haptoglobin Reagent Kit (9D91-21) | Other Reagents, classⅡ, for clinical chemistry | class 2
Thermo Fischer | Korea | IVD |  | Abbott Clinical Chemistry Complement C3 Reagent Kit (9D96-22) | IVD reagents for specific protein(complement component) test | class 2
Thermo Fischer | Korea | IVD |  | Abbott Clinical Chemistry Magnesium Reagent Kit (3P68-22)외 1건 | IVD reagents for electrolyte tests | class 2
Thermo Fischer | Korea | IVD |  | CELL-DYN Diluent (99220-01)외 2건 | IVD reagents for flow cytometric test | class 2
Thermo Fischer | Korea | IVD |  | CELL-DYN Diluent/Sheath (01H73-01)외 6건 | IVD reagents for flow cytometric test | class 2
Thermo Fischer | Korea | IVD |  | CELL-DYN Diluent (99231-01)외 3건 | IVD reagents for flow cytometric test | class 2
Thermo Fischer | Korea | IVD |  | Abbott Clinical Chemistry Triglyceride Reagent Kit(7D74-22) | Other Reagents, classⅡ, for clinical chemistry | class 2
Thermo Fischer | Korea | IVD |  | Abbott Clinical Chemistry Apolipoprotein A1 Reagent Kit (9D92-22) | IVD reagents for general immune test | class 2
Thermo Fischer | Korea | IVD |  | Abbott Clinical Chemistry Apolipoprotein B Reagent Kit (9D93-22) | IVD reagents for general immune test | class 2
Thermo Fischer | Korea | IVD |  | Abbott Clinical Chemistry Total Protein Reagent Kit(7D73-22) | Other Reagents, classⅡ, for clinical chemistry | class 2
Thermo Fischer | Korea | IVD |  | Abbott Clinical Chemistry Phosphorous Reagent Kit(7D71-23)외 1건 | IVD reagents for electrolyte tests | class 2
Thermo Fischer | Korea | IVD |  | Abbott Clinical Chemistry Creatinine Kinase Reagent Kit(7D63-22)외 1건 | reagents for clinical enzymes | class 2
Thermo Fischer | Korea | IVD |  | Abbott Clinical Chemistry Gamma-Glutamyl Transferase Reagent Kit(7D65-22) 외 1건 | reagents for clinical enzymes | class 2
Thermo Fischer | Korea | IVD |  | Abbott Clinical Chemistry Calcium Reagent Kit(3L79-22)외 2건 | IVD reagents for electrolyte tests | class 2
Thermo Fischer | Korea | IVD |  | Konelab™/T Series Cocaine Metabolite | IVD reagents for toxin, heavy metal and drugs of abuse | class 2
Thermo Fischer | Korea | IVD |  | Konelab™/T Series Ethyl Alcohol | IVD reagents for toxin, heavy metal and drugs of abuse | class 2
Thermo Fischer | Korea | IVD |  | Konelab™/T Series Amphetamines | IVD reagents for toxin, heavy metal and drugs of abuse | class 2
Thermo Fischer | Korea | MD |  | Konelab™/T Series Opiates |  | class 2
Thermo Fischer | Korea | MD |  | Konelab™/T Series Cannabinoids |  | class 2
Thermo Fischer | Korea | IVD |  | Thermo Fisher Scientific HDL-Cholesterol Plus | Other Reagents, classⅡ, for clinical chemistry | class 2
Thermo Fischer | Korea | IVD |  | Thermo Fisher Scientific LDL-Cholesterol | Other Reagents, classⅡ, for clinical chemistry | class 2
Thermo Fischer | Korea | IVD |  | Thermo Fisher Scientific Apolipoprotein A1 | IVD reagents for general immune test | class 2
Thermo Fischer | Korea | IVD |  | Reference Electrode Kit외 7건 | IVD reagents for electrolyte tests | class 2
Thermo Fischer | Korea | IVD |  | Thermo Fisher Scientific Apolipoprotein B | IVD reagents for general immune test | class 2
Thermo Fischer | Korea | IVD |  | Thermo Fisher Scientific Rheumatoid Factors 2 (RF 2) | IVD reagents for autoimmune disease | class 2
Thermo Fischer | Korea | IVD |  | Thermo Fisher Scientific Urea | Other Reagents, classⅡ, for clinical chemistry | class 2
Thermo Fischer | Korea | IVD |  | Thermo Fisher Scientific Bicarbonate | IVD reagents for blood gas analysis | class 2
Thermo Fischer | Korea | IVD |  | Thermo Fisher Scientific U/CSF Protein | Other Reagents, classⅡ, for clinical chemistry | class 2
Thermo Fischer | Korea | IVD |  | Thermo Fisher Scientific Lipase (Colorimetric) | reagents for clinical enzymes | class 2
Thermo Fischer | Korea | IVD |  | Thermo Fisher Scientific LDH (SCE) | reagents for clinical enzymes | class 2
Thermo Fischer | Korea | IVD |  | Thermo Fisher Scientific Bilirubin Total (NBD) | Other Reagents, classⅡ, for clinical chemistry | class 2
Thermo Fischer | Korea | IVD |  | Konelab™/T Series Alkaline Phosphatase(SCE) | reagents for clinical enzymes | class 2
Thermo Fischer | Korea | IVD |  | Thermo Fisher Scientific AST/GOT (IFCC) | reagents for clinical enzymes | class 2
Thermo Fischer | Korea | IVD |  | Thermo Fisher Scientific CK (IFCC) | reagents for clinical enzymes | class 2
Thermo Fischer | Korea | IVD |  | Thermo Fisher Scientific Uric Acid (AOX) | Other Reagents, classⅡ, for clinical chemistry | class 2
Thermo Fischer | Korea | IVD |  | Thermo Fisher Scientific Gamma-GT (IFCC) | reagents for clinical enzymes | class 2
Thermo Fischer | Korea | IVD |  | Thermo Fisher Scientific Total Protein Plus | Other Reagents, classⅡ, for clinical chemistry | class 2
Thermo Fischer | Korea | IVD |  | Thermo Fisher Scientific Albumin (BCG) | Other Reagents, classⅡ, for clinical chemistry | class 2
Thermo Fischer | Korea | IVD |  | Thermo Fisher Scientific CRP High Sensitivity | IVD reagents for inflammatory tests | class 2
Thermo Fischer | Korea | IVD |  | Thermo Fisher Scientific Albumin MST | IVD reagents for general immune test | class 2
Thermo Fischer | Korea | IVD |  | Thermo Fisher Scientific Cholesterol | Other Reagents, classⅡ, for clinical chemistry | class 2
Thermo Fischer | Korea | IVD |  | Thermo Fisher Scientific Amylase (IFCC) | reagents for clinical enzymes | class 2
Thermo Fischer | Korea | MD |  | Histocenter 3(Histocentre 3) | Sample processing instruments | class 1
Thermo Fischer | Korea | MD |  | Finesse 315 | Sample processing instruments | class 1
Thermo Fischer | Korea | MD |  | Histocentre 2 | Sample processing instruments | class 1
Thermo Fischer | Korea | MD |  | Linistain | Sample processing instruments | class 1
Thermo Fischer | Korea | MD |  | Thermo Scientific Sequenza | Sample processing instruments | class 1
Thermo Fischer | Korea | MD |  | Consul | Sample processing instruments | class 1
Thermo Fischer | Korea | MD |  | Thermo Scientific Varistain 24-4K | Sample processing instruments | class 1
Thermo Fischer | Korea | MD |  | Thermo Scientific Varistain Gemini | Sample processing instruments | class 1
Thermo Fischer | Korea | MD |  | Blood Storage Refrigerators 3881 | Blood storage refrigerator | class 2
Thermo Fischer | Korea | MD |  | Multiskan EX | Chemiluminescence assay(CLIA) analyzer | class 1
Thermo Fischer | Korea | MD |  | Multiskan GO with cuvette외 1건 | Chemiluminescence assay(CLIA) analyzer | class 1
Thermo Fischer | Korea | MD |  | KingFisher Duo | Extractor, nucleic acid | class 1
Thermo Fischer | Korea | IVD |  | AFB Stain Kit | Histological staining reagent Ⅰ | class 1
Thermo Fischer | Korea | MD |  | Multiskan FC | Immunoabsorbance analyzer | class 1
Thermo Fischer | Korea | IVD |  | Hematoxylin 1(7221)외 7건 | Histological staining reagent Ⅰ | class 1
Thermo Fischer | Korea | IVD |  | Modified Wright Stain | IVD reagents for hematological stains | class 1
Thermo Fischer | Korea | IVD |  | DIFF TIMEPAC | IVD reagents for flow cytometric test | class 2
Thermo Fischer | Korea | IVD |  | Wright Giemsa Stain | IVD reagents for hematological stains | class 1
Thermo Fischer | Korea | IVD |  | Infinity Cholesterol Liquid Stable Reagent | Other Reagents, classⅡ, for clinical chemistry | class 2
Thermo Fischer | Korea | IVD |  | May-Grunwald Stain외 1건 | IVD reagents for hematological stains | class 1
Thermo Fischer | Korea | IVD |  | autoRETIC | IVD reagents for flow cytometric test | class 2
Thermo Fischer | Korea | IVD |  | CN-FREE CBC TIMEPAC외 1건 | IVD reagents for flow cytometric test | class 2
Thermo Fischer | Korea | IVD |  | Abbott Clinical Chemistry Acid Phosphatase Reagent Kit (9D87-21) | reagents for clinical enzymes | class 2
Thermo Fischer | Korea | IVD |  | Abbott Clinical Chemistry Urine/CSF Protein Reagent Kit (7D79-22)외 1건 | Other Reagents, classⅡ, for clinical chemistry | class 2
Thermo Fischer | Korea | IVD |  | CELL-DYN CN-Free HGB/NOC Lyse Reagent Kit (3H80-02)외 1건 | IVD reagents for flow cytometric test | class 2
Thermo Fischer | Korea | MD |  | Thermo Scientific Sorvall ST8 | Centrifuge, tabletop, low-/medium-speed, room temperature, general-purpose | class 1
Thermo Fischer | Korea | MD |  | Endura MD Mass Spectrometer | analyzer, Chromatograph, high pressure liquid | class 1
Thermo Fischer | Korea | MD |  | Prelude MD HPLC | analyzer, Chromatograph, high pressure liquid | class 1
Thermo Fischer | Korea | IVD |  | Eosin-Y(7111)외 1건 | Histological staining reagent Ⅰ | class 1
Thermo Fischer | Korea | IVD |  | PO0245A | IVD reagents for staining or culturing clinical microbiology | class 1
Thermo Fischer | Korea | IVD |  | Modified Mayer's Hematoxylin(72804) | Histological staining reagent Ⅰ | class 1
Thermo Fischer | Korea | IVD |  | Infinity Triglycerides Liquid Stable Reagent | Other Reagents, classⅡ, for clinical chemistry | class 2
Thermo Fischer | Korea | IVD |  | Infinity Ammonia Liquid Stable Reagent | Other Reagents, classⅡ, for clinical chemistry | class 2
Thermo Fischer | Korea | IVD |  | Konelab™/T Series Barbiturates | IVD reagents for Cardiovascular, central nervous system TDM tests | class 3
Thermo Fischer | Korea | IVD |  | Infinity Lithium Reagent for Beckman Coulter SYNCHRON Systems외 1건 | IVD reagents for Cardiovascular, central nervous system TDM tests | class 3
Thermo Fischer | Korea | IVD |  | Pacific Hemostasis Thromboplastin DS | IVD reagents for diagnostic blood coagulation test | class 3
Thermo Fischer | Korea | MD |  | Konelab Prime 60i | Dry type clinical chemistry automated analyzer | class 1
Thermo Fischer | Korea | MD |  | JPL2330D | Freezer, blood product | class 2
Thermo Fischer | Korea | MD |  | Konelab Prime 30i | Dry type clinical chemistry automated analyzer | class 1
Thermo Fischer | Korea | MD |  | HM650V | Sample processing instruments | class 1
Thermo Fischer | Korea | MD |  | KONELAB 20XTi | Clinical chemistry automated analyser | class 1
Thermo Fischer | Korea | MD |  | Excelsior | Sample processing instruments | class 1
Thermo Fischer | Korea | MD |  | CryoStar NX70 HOMP외 3건 | Sample processing instruments | class 1
Thermo Fischer | Korea | MD |  | Histowave | Sample processing instruments | class 1
Thermo Fischer | Korea | IVD |  | Abbott Clinical Chemistry Transferrin Reagent Kit (1E04-22)외 1건 | IVD reagents for anemia test | class 2
Thermo Fischer | Korea | IVD |  | Abbott Clinical Chemistry Prealbumin Reagent Kit (1E02-22) | IVD reagents for general immune test | class 2
Thermo Fischer | Korea | IVD |  | Abbott Clinical Chemistry Albumin BCP Reagent Kit (7D54-21) | Other Reagents, classⅡ, for clinical chemistry | class 2
Thermo Fischer | Korea | MD |  | Multiskan FC | Immunoabsorbance analyzer | class 1
Thermo Fischer | Korea | IVD |  | ADVIA Chemistry Total Iron Binding Capacity (TIBC)외 1건 | IVD reagents for anemia test | class 2
Thermo Fischer | Korea | IVD |  | Abbott Clinical Chemistry Immunoglobulin A Reagent Kit (9D98-22) | IVD reagents for specific protein(immunoglobulin) test | class 2
Thermo Fischer | Korea | MD |  | ADVIA Chemistry Total Protein_2 (Urine) (UPRO_2)외 1건 |  | class 2
Thermo Fischer | Korea | IVD |  | Abbott Clinical Chemistry Complement C4 Reagent Kit (9D97-22) | IVD reagents for specific protein(complement component) test | class 2
Thermo Fischer | Korea | IVD |  | Abbott Clinical Chemistry Uric Acid Reagent Kit(3P39-22)외 1건 | Other Reagents, classⅡ, for clinical chemistry | class 2
Thermo Fischer | Korea | IVD |  | Abbott Clinical Chemistry Cholesterol Reagent Kit(7D62-22) | Other Reagents, classⅡ, for clinical chemistry | class 2
Thermo Fischer | Korea | IVD |  | Abbott Clinical Chemistry Albumin BCG Reagent Kit(7D53-24) | Other Reagents, classⅡ, for clinical chemistry | class 2
Thermo Fischer | Korea | MD |  | CELL-DYN Reticulocyte Reagent (3H40-01) |  | class 2
Thermo Fischer | Korea | IVD |  | Abbott Clinical Chemistry Urea Nitrogen Reagent Kit(7D75-22)외 1건 | Other Reagents, classⅡ, for clinical chemistry | class 2
Thermo Fischer | Korea | IVD |  | Abbott Clinical Chemistry Creatinine Reagent Kit(3L81-23)외 2건 | Other Reagents, classⅡ, for clinical chemistry | class 2
Thermo Fischer | Korea | IVD |  | Abbott Clinical Chemistry Lactate Dehydrogenase Reagent Kit(2P56-22)외 1건 | reagents for clinical enzymes | class 2
Thermo Fischer | Korea | MD |  | Abbott Clinical Chemistry Aspartate Aminotransferase Reagent Kit(AST)(7D81-22) |  | class 2
Thermo Fischer | Korea | IVD |  | Abbott Clinical Chemistry Microalbumin Reagent Kit(2K98-21)외 1건 | IVD reagents for general immune test | class 2
Thermo Fischer | Korea | IVD |  | Abbott Clinical Chemistry Alkaline Phosphatase Reagent Kit(7D55-22)외 3건 | reagents for clinical enzymes | class 2
Thermo Fischer | Korea | MD |  | Indiko Plus ISE | Clinical chemistry automated analyser | class 1
Thermo Fischer | Korea | IVD |  | ARCHITECT Anti-Tg Reagent Kit(2K46-20) 외 1건 | IVD reagents for autoimmune disease | class 2
Thermo Fischer | Korea | IVD |  | ARCHITECT Anti-TPO Reagent Kit(2K47-20)외 1건 | IVD reagents for autoimmune disease | class 2
Thermo Fischer | Korea | MD |  | IU2886D(8974) | Freezer, laboratory | class 2
Thermo Fischer | Korea | IVD |  | SeCore B Locus Sequencing Kit | IVD reagents for histocompatibility antigen, antibody for transfusion or transplantation, molecular diagnostics | class 3
Thermo Fischer | Korea | IVD |  | SeCore A Locus Sequencing Kit | IVD reagents for histocompatibility antigen, antibody for transfusion or transplantation, molecular diagnostics | class 3
Thermo Fischer | Korea | IVD |  | SeCore DPB1 Locus Sequencing Kit 2 Amp | IVD reagents for histocompatibility antigen, antibody for transfusion or transplantation, molecular diagnostics | class 3
Thermo Fischer | Korea | MD |  | IE2386D(8963) | Freezer, laboratory | class 2
Thermo Fischer | Korea | IVD |  | SeCore Cw Locus Sequencing Kit | IVD reagents for histocompatibility antigen, antibody for transfusion or transplantation, molecular diagnostics | class 3
Thermo Fischer | Korea | IVD |  | SeCore DQB1 Locus Sequencing Kit 2 Amp | IVD reagents for histocompatibility antigen, antibody for transfusion or transplantation, molecular diagnostics | class 3
Thermo Fischer | Korea | IVD |  | SeCore DRB1 Locus Sequencing Kit | IVD reagents for histocompatibility antigen, antibody for transfusion or transplantation, molecular diagnostics | class 3
Thermo Fischer | Korea | IVD |  | Thermo Fisher Scientific Triglycerides | Other Reagents, classⅡ, for clinical chemistry | class 2
Thermo Fischer | Korea | IVD |  | Thermo Fisher Scientific Bilirubin Direct | Other Reagents, classⅡ, for clinical chemistry | class 2
Thermo Fischer | Korea | IVD |  | Thermo Fisher Scientific Calcium | IVD reagents for electrolyte tests | class 2
Thermo Fischer | Korea | IVD |  | Thermo Fisher Scientific Alkaline Phosphatase (IFCC) Plus | reagents for clinical enzymes | class 2
Thermo Fischer | Korea | IVD |  | Thermo Fisher Scientific Creatinine (Jaffe) | Other Reagents, classⅡ, for clinical chemistry | class 2
Thermo Fischer | Korea | IVD |  | Thermo Fisher Scientific Phosphorus | IVD reagents for electrolyte tests | class 2
Thermo Fischer | Korea | IVD |  | Thermo Fisher Scientific ALT/GPT (IFCC) | reagents for clinical enzymes | class 2
Thermo Fischer | Korea | IVD |  | Thermo Fisher Scientific Glucose (GOD-POD) | Other Reagents, classⅡ, for clinical chemistry | class 2
Thermo Fischer | Korea | IVD |  | Thermo Fisher Scientific Iron | IVD reagents for anemia test | class 2
Thermo Fischer | Korea | IVD |  | Thermo Fisher Scientific Magnesium | IVD reagents for electrolyte tests | class 2
Thermo Fischer | Korea | MD |  | Blood Storage Refrigerators 3868 | Blood storage refrigerator | class 2
Thermo Fischer | Korea | MD |  | HM 325 | Sample processing instruments | class 1
Thermo Fischer | Korea | MD |  | HM 450 | Sample processing instruments | class 1
Thermo Fischer | Korea | MD |  | HM 430 | Sample processing instruments | class 1
Thermo Fischer | Korea | IVD |  | Alinity c Lactic Acid Reagent Kit (08P2121) | Other Reagents, classⅡ, for clinical chemistry | class 2
Thermo Fischer | Korea | IVD |  | Alinity c Triglyceride Reagent Kit (07P7720) | Other Reagents, classⅡ, for clinical chemistry | class 2
Thermo Fischer | Korea | IVD |  | Alinity c Transferrin Reagent Kit (08P3820) | IVD reagents for anemia test | class 2
Thermo Fischer | Korea | IVD |  | Alinity c Aspartate Aminotransferase Reagent Kit (08P1720) | reagents for clinical enzymes | class 2
Thermo Fischer | Korea | IVD |  | Alinity c Activated Aspartate Aminotransferase Reagent Kit (08P2320) | reagents for clinical enzymes | class 2
Thermo Fischer | Korea | IVD |  | Alinity c Activated Alanine Aminotransferase Reagent Kit (08P1820) | reagents for clinical enzymes | class 2
Thermo Fischer | Korea | IVD |  | Alinity c Magnesium Reagent Kit (08P1920)외 1건 | IVD reagents for electrolyte tests | class 2
Thermo Fischer | Korea | IVD |  | Alinity c Lactate Dehydrogenase Reagent Kit (07P7420)외 1건 | reagents for clinical enzymes | class 2
Thermo Fischer | Korea | MD |  | Heraeus Megafuge 40 | Centrifuge, floor, high/ultrahigh-speed | class 1
Thermo Fischer | Singapore | MD |  | ES FLEX TRAY FOR TRANSPORT RACK II (27 sample pos.) |  | Class A
Thermo Fischer | Singapore | MD |  | ES FLEX TRAY FOR ADVIA 120 RACKS |  | Class A
Thermo Fischer | Singapore | MD |  | ES FLEX TRAY FOR BECKMAN DxH RACKS |  | Class A
Thermo Fischer | Singapore | MD |  | STORAGE RACK SLIM FOR ES FLEX 80 SAMPLE POS |  | Class A
Thermo Fischer | Singapore | MD |  | Lantronix 1 port UDS Device Server |  | Class A
Thermo Fischer | Singapore | MD |  | SNAP CAP FOR ALIQ. SECONDARY TUBES |  | Class A
Thermo Fischer | Singapore | MD |  | CONVEYOR 2400 MM |  | Class A
Thermo Fischer | Singapore | MD |  | EXIT |  | Class A
Thermo Fischer | Singapore | MD |  | RACK ENTRY |  | Class A
Thermo Fischer | Singapore | MD |  | RECAPPER 230 VAC 50HZ |  | Class A
Thermo Fischer | Singapore | MD |  | CENTRIFUGE (HETTICH ROTANTA 460) 200-220 VAC 50-60 HZ |  | Class A
Thermo Fischer | Singapore | MD |  | PERPENDICULAR BYPASS FOR KONELAB PRIME 60 |  | Class A
Thermo Fischer | Singapore | MD |  | PARALLEL BYPASS FOR ABBOTT ARCHITECT i2000 |  | Class A
Thermo Fischer | Singapore | MD |  | ROBOTIC INTERFACE MODULE FOR MODULAR |  | Class A
Thermo Fischer | Singapore | MD |  | DRAWER FOR DB-RXL RACKS |  | Class A
Thermo Fischer | Singapore | MD |  | STORAGE DRAWER SLIM |  | Class A
Thermo Fischer | Singapore | MD |  | STORAGE RACK STANDARD 180 POS. |  | Class A
Thermo Fischer | Singapore | MD |  | UNIVERSAL CAP FOR TCA RECAPPER |  | Class A
Thermo Fischer | Singapore | MD |  | TCA STORAGE CAP |  | Class A
Thermo Fischer | Singapore | MD |  | COMPRESSOR 12-40 WITH DRAIN KIT 230 VAC |  | Class A
Thermo Fischer | Singapore | MD |  | ES FLEX TRAY FOR 2 TCA MT STORAGE SLIM RACK FOR 64 SAMPLE POS |  | Class A
Thermo Fischer | Singapore | MD |  | MULTTUBE RACK FOR 20 SAMPLE POS |  | Class A
Thermo Fischer | Singapore | MD |  | WASTE BIN RED 60 l, 162 pcs |  | Class A
Thermo Fischer | Singapore | MD |  | COLD STORAGE TRANSPORT TOOL |  | Class A
Thermo Fischer | Singapore | MD |  | Recapper 220-230 VAC 60Hz |  | Class A
Thermo Fischer | Singapore | MD |  | SEISMIC ANCHORS for cold Storage System |  | Class A
Thermo Fischer | Singapore | MD |  | THERMAL PRINTER CLEANING CARD |  | Class A
Thermo Fischer | Singapore | MD |  | ALIQUOTER FONT PKG FOR JAPANISE |  | Class A
Thermo Fischer | Singapore | MD |  | PARALLEL BYPASS FOR KONELAB PRIME 60 |  | Class A
Thermo Fischer | Singapore | MD |  | PERPENDICULAR BYPASS FOR ADVIA 1650/1800/2400 |  | Class A
Thermo Fischer | Singapore | MD |  | PARALLEL BYPASS FOR IL ACL TOP 700 LAS |  | Class A
Thermo Fischer | Singapore | MD |  | DRAWER FOR ABBOTT AEROSET RACKS |  | Class A
Thermo Fischer | Singapore | MD |  | DISPOSABLE ALIQUOTER TIPS |  | Class A
Thermo Fischer | Singapore | MD |  | WASTE DISPOSAL UNIT |  | Class A
Thermo Fischer | Singapore | MD |  | CONVEYOR 900 MM |  | Class A
Thermo Fischer | Singapore | MD |  | CONVEYOR 1200 MM |  | Class A
Thermo Fischer | Singapore | MD |  | BUFFER |  | Class A
Thermo Fischer | Singapore | MD |  | DECAPPER FLEX |  | Class A
Thermo Fischer | Singapore | MD |  | RECAPPER 110 VAC 60HZ |  | Class A
Thermo Fischer | Singapore | MD |  | CENTRIFUGE (HETTICH ROTANTA 460) 230-240 VAC 50HZ |  | Class A
Thermo Fischer | Singapore | MD |  | PARALLEL BYPASS FOR BECKMAN UniCel Dxi800 |  | Class A
Thermo Fischer | Singapore | MD |  | PARALLEL BYPASS FOR TOSOH AIA-1800/2000 LA |  | Class A
Thermo Fischer | Singapore | MD |  | ROBOTIC INTERFACE MODULE FOR SYSMEX HST |  | Class A
Thermo Fischer | Singapore | MD |  | TCA STANDARD RACK 24 POS. |  | Class A
Thermo Fischer | Singapore | MD |  | ALIQUOTER PRINTER FOLIO |  | Class A
Thermo Fischer | Singapore | MD |  | MODULE TRANSPORTATION TOOL |  | Class A
Thermo Fischer | Singapore | MD |  | ADD ON MODULE INSTALLATION KIT |  | Class A
Thermo Fischer | Singapore | MD |  | ES FLEX TRAY FOR 6 TCA MT RACK FOR 20 SAMPLE POS |  | Class A
Thermo Fischer | Singapore | MD |  | ES FLEX TRAY FOR SYSMEX RACKS |  | Class A
Thermo Fischer | Singapore | MD |  | ES FLEX TRAY FOR ACL TOP RACKS |  | Class A
Thermo Fischer | Singapore | MD |  | ES FLEX TRAY FOR STRATEC RACKS |  | Class A
Thermo Fischer | Singapore | MD |  | OIL LESS COMPRESSOR 120VAC/60Hz 25 L |  | Class A
Thermo Fischer | Singapore | MD |  | STIM Tempus600 INPUT |  | Class A
Thermo Fischer | Singapore | MD |  | CONVEYOR FOOT |  | Class A
Thermo Fischer | Singapore | MD |  | ENTRY |  | Class A
Thermo Fischer | Singapore | MD |  | PARALLEL BYPASS FOR ADVIA CENTAUR XP |  | Class A
Thermo Fischer | Singapore | MD |  | PARALELL BYPASS FOR OLYMPUS AU680 DTS |  | Class A
Thermo Fischer | Singapore | MD |  | PARALLEL BYPASS FOR DIASORIN LIAISON XL |  | Class A
Thermo Fischer | Singapore | MD |  | TCA 400 INTERFACE FOR COBAS 8000 |  | Class A
Thermo Fischer | Singapore | MD |  | DRAWER FOR HITACHI RACKS (ADVIA 1650,ELECSYS 2010,STAGO) |  | Class A
Thermo Fischer | Singapore | MD |  | DRAWER FOR ADVIA VISTA RACKS |  | Class A
Thermo Fischer | Singapore | MD |  | SLIM STORAGE RACK COVER |  | Class A
Thermo Fischer | Singapore | MD |  | ALIQUOTER SECONDARY TUBES |  | Class A
Thermo Fischer | Singapore | MD |  | SARSTEDT ARCHIVE CAP |  | Class A
Thermo Fischer | Singapore | MD |  | EQUIPMENT ANCHORAGE 4 PCS |  | Class A
Thermo Fischer | Singapore | MD |  | STORAGE RACK FOR ES FLEX 200 SAMPLE POS (* |  | Class A
Thermo Fischer | Singapore | MD |  | TCA INTERFACE FOR cobas connection module CCM |  | Class A
Thermo Fischer | Singapore | MD |  | COLD STORAGE WASTE BIN TROLLEY |  | Class A
Thermo Fischer | Singapore | MD |  | WASTE BIN YELLOW 60 l, 30 pcs |  | Class A
Thermo Fischer | Singapore | MD |  | WASTE BIN RED 60 l, 30 pcs |  | Class A
Thermo Fischer | Singapore | MD |  | Signal tower light with MOXA |  | Class A
Thermo Fischer | Singapore | MD |  | Storage |  | Class A
Thermo Fischer | Singapore | MD |  | MULTITUBE RACK FOR 20 SAMPLE POS - BLUE |  | Class A
Thermo Fischer | Singapore | MD |  | OIL LESS COMPRESSOR 230VAC/50-60Hz 25 L |  | Class A
Thermo Fischer | Singapore | MD |  | ALIQUOTER FONT PKG FOR KOREAN |  | Class A
Thermo Fischer | Singapore | MD |  | CONVEYOR 1800 MM |  | Class A
Thermo Fischer | Singapore | MD |  | ES FLEX |  | Class A
Thermo Fischer | Singapore | MD |  | STORAGE, 230V |  | Class A
Thermo Fischer | Singapore | MD |  | WASTE BIN YELLOW 60 l, 162 pcs |  | Class A
Thermo Fischer | Singapore | MD |  | ES FLEX TRAY FOR INPECO RACKS |  | Class A
Thermo Fischer | Singapore | MD |  | Parallel bypass keyboard remote upgrade kit |  | Class A
Thermo Fischer | Singapore | MD |  | ALIQUOTER AND LABELLER |  | Class A
Thermo Fischer | Singapore | MD |  | PARALLEL BYPASS FOR ADVIA 1650/1800/2400 |  | Class A
Thermo Fischer | Singapore | MD |  | PERPENDICULAR BYPASS FOR VITROS 5.1 FS AT |  | Class A
Thermo Fischer | Singapore | MD |  | INTERFACE FOR PHADIA IMMUNOCAP 1000 |  | Class A
Thermo Fischer | Singapore | MD |  | DRAWER FOR DB-BCS RACKS |  | Class A
Thermo Fischer | Singapore | MD |  | DRAWER FOR ABBOTT ARCHITECT RACKS |  | Class A
Thermo Fischer | Singapore | MD |  | DRAWER FOR BECKMAN LX20 RACKS |  | Class A
Thermo Fischer | Singapore | MD |  | DRAWER FOR OLYMPUS RACKS |  | Class A
Thermo Fischer | Singapore | MD |  | STORAGE RACK SLIM 100 POS. |  | Class A
Thermo Fischer | Singapore | MD |  | ALIQUOTER LABELS |  | Class A
Thermo Fischer | Singapore | MD |  | EQUIP.ANCH. FOR STAGO STAR-R ROBOTIC INTERFACE 4 PCS |  | Class A
Thermo Fischer | Singapore | MD |  | ES FLEX TRAY FOR BECKMAN LX20 RACKS |  | Class A
Thermo Fischer | Singapore | MD |  | Rack Loader |  | Class A
Thermo Fischer | Singapore | MD |  | Bulk Interface Module |  | Class A
Thermo Fischer | Singapore | MD |  | ALIQUOTER FONT PKG FOR SIMPLIFIED CHINESE |  | Class A
Thermo Fischer | Singapore | MD |  | COMPRESSOR 6-15 WITH DRAIN KIT 230 VAC |  | Class A
Thermo Fischer | Singapore | MD |  | ES FLEX TRAY FOR AUTOVUE RACKS |  | Class A
Thermo Fischer | Singapore | MD |  | COLD STORAGE |  | Class A
Thermo Fischer | Singapore | MD |  | UNIVERSAL CAP FOR TCA RECAPPER |  | Class A
Thermo Fischer | Singapore | MD |  | LOADER |  | Class A
Thermo Fischer | Singapore | MD |  | STORAGE, 120V |  | Class A
Thermo Fischer | Singapore | MD |  | TCA MultiTube Racks |  | Class A
Thermo Fischer | Singapore | MD |  | HUSH Transport racks (10 pcs) |  | Class A
Thermo Fischer | Singapore | MD |  | OIL LESS COMPRESSOR 230VAC/50-60Hz 40L |  | Class A
Thermo Fischer | Singapore | MD |  | U-TURN |  | Class A
Thermo Fischer | Singapore | MD |  | L-TURN |  | Class A
Thermo Fischer | Singapore | MD |  | RACK EXIT |  | Class A
Thermo Fischer | Singapore | MD |  | INTERFACE FOR ARCHITECT i2000SR |  | Class A
Thermo Fischer | Singapore | MD |  | DRAWER TCA MULTITUBE RACK 20 pos |  | Class A
Thermo Fischer | Singapore | MD |  | TCA MULTITUBE RACK 20 POS. |  | Class A
Thermo Fischer | Singapore | MD |  | COMPRESSOR 6-15 WITH DRAIN KIT 110 VAC |  | Class A
Thermo Fischer | Singapore | MD |  | COMPRESSOR 12-40 WITH DRAIN KIT 110 VAC |  | Class A
Thermo Fischer | Singapore | MD |  | ES FLEX TRAY FOR STORAGE RACK SLIM FOR 80 SAMPLE POS |  | Class A
Thermo Fischer | Singapore | MD |  | MULTITUBE STORAGE RACK SLIM FOR 64 SAMPLE POS |  | Class A
Thermo Fischer | Singapore | MD |  | TCAutomation PC Replacement |  | Class A
Thermo Fischer | Singapore | MD |  | STORAGE AND RETRIEVAL Racks, 10 pcs, multi-tubes, 68 sample positions/rack |  | Class A
Thermo Fischer | Singapore | MD |  | CRA Interface |  | Class A
Thermo Fischer | Singapore | MD |  | MULTITUBE RACK FOR 20 SAMPLE POS - RED |  | Class A
Thermo Fischer | Singapore | MD |  | MULTITUBE RACK FOR 20 SAMPLE POS - GREEN |  | Class A
Thermo Fischer | Singapore | MD |  | LAS PC TROLLEY |  | Class A
Thermo Fischer | Singapore | MD |  | OIL LESS COMPRESSOR 120VAC/60Hz 40L |  | Class A
Thermo Fischer | Singapore | MD |  | CONVEYOR 1500 MM |  | Class A
Thermo Fischer | Singapore | MD |  | CONVEYOR 2100 MM |  | Class A
Thermo Fischer | Singapore | MD |  | T-TURN |  | Class A
Thermo Fischer | Singapore | MD |  | COMBINED RACK ENTRY AND EXIT |  | Class A
Thermo Fischer | Singapore | MD |  | INTERFACE FOR ARCHITECT c8000/c16000 |  | Class A
Thermo Fischer | Singapore | MD |  | PARALLEL BYPASS FOR SMS/IMMULITE 2000/2500 |  | Class A
Thermo Fischer | Singapore | MD |  | PARALLEL BYPASS FOR TOSOH G8 |  | Class A
Thermo Fischer | Singapore | MD |  | ROBOTIC INTERFACE FOR STAGO STA-R |  | Class A
Thermo Fischer | Singapore | MD |  | DRAWER FOR TCA Std. RACKS |  | Class A
Thermo Fischer | Singapore | MD |  | DRAWER FOR SYSMEX RACKS |  | Class A
Thermo Fischer | Singapore | MD |  | Parallel Bypass Module for BioMajesty JCA-BM6010/C |  | Class A
Thermo Fischer | Singapore | MD |  | TRAY FOR TCA Storage Rack Slim + 3 x Multitube TCA Rack |  | Class A
Thermo Fischer | Singapore | MD |  | Prep. Bypass for CS Rack Loader |  | Class A
Thermo Fischer | Korea | MD |  | Indiko | Clinical chemistry automated analyser | class 1
Thermo Fischer | Korea | MD |  | Endura MD Mass Spectrometer | analyzer, Chromatograph, high pressure liquid | class 1
Thermo Fischer | Korea | MD |  | Prelude MD HPLC | analyzer, Chromatograph, high pressure liquid | class 1
Thermo Fischer | Korea | MD |  | Indiko ISE | Clinical chemistry automated analyser | class 1
Thermo Fischer | Korea | MD |  | 75009505 | Centrifuge, tabletop, low-/medium-speed, room temperature, general-purpose | class 1
Thermo Fischer | Korea | MD |  | 75009509 | Centrifuge, tabletop, low-/medium-speed, room temperature, general-purpose | class 1
Thermo Fischer | Korea | MD |  | 75004532 | Centrifuge, tabletop, low-/medium-speed, room temperature, general-purpose | class 1
Thermo Fischer | Korea | IVD |  | Alinity c Urine/CSF Protein Reagent Kit (07P5920)외 1건 | Other Reagents, classⅡ, for clinical chemistry | class 2
Thermo Fischer | Korea | IVD |  | Alinity c Apolipoprotein A1 Reagent Kit (09P4620) | IVD reagents for general immune test | class 2
Thermo Fischer | Korea | IVD |  | Alinity c Complement C4 Reagent Kit (09P5720) | IVD reagents for specific protein(complement component) test | class 2
Thermo Fischer | Korea | IVD |  | Alinity c Immunoglobulin G Reagent Kit (09P6220) | IVD reagents for specific protein(immunoglobulin) test | class 2
Thermo Fischer | Korea | IVD |  | Alinity c Creatinine Reagent Kit (07P9920)외 1건 | Other Reagents, classⅡ, for clinical chemistry | class 2
Thermo Fischer | Korea | IVD |  | Alinity c Urea Nitrogen Reagent Kit (08P1620)외 1건 | Other Reagents, classⅡ, for clinical chemistry | class 2
Thermo Fischer | Korea | IVD |  | Alinity c Total Protein Reagent Kit (07P5220) | Other Reagents, classⅡ, for clinical chemistry | class 2
Thermo Fischer | Korea | IVD |  | Alinity c Gamma-Glutamyl Transferase Reagent Kit (07P7320)외 1건 | reagents for clinical enzymes | class 2
Thermo Fischer | Korea | IVD |  | Alinity c Calcium Reagent Kit (07P5720)외 1건 | IVD reagents for electrolyte tests | class 2
Thermo Fischer | Korea | IVD |  | Alinity c Complement C3 Reagent Kit (09P5620) | IVD reagents for specific protein(complement component) test | class 2
Thermo Fischer | Korea | IVD |  | Alinity c Cholesterol Reagent Kit (07P7620) | Other Reagents, classⅡ, for clinical chemistry | class 2
Thermo Fischer | Korea | IVD |  | Alinity c Uric Acid Reagent Kit (08P5620)외 1건 | Other Reagents, classⅡ, for clinical chemistry | class 2
Thermo Fischer | Korea | IVD |  | Alinity c Phosphorus Reagent Kit (08P4020)외 1건 | IVD reagents for electrolyte tests | class 2
Thermo Fischer | Korea | IVD |  | Roche Cell Collection Medium Kit | Other reagent of sample preparation kit | class 1
Thermo Fischer | Korea | MD |  | 75008800 | Centrifuge, tabletop, low-/medium-speed, room temperature, general-purpose | class 1
Thermo Fischer | Korea | IVD |  | Alinity h-series Diluent (04R2601) | IVD reagents for flow cytometric test | class 2
Thermo Fischer | Korea | MD |  | 3913외 1건 | Human cell ＆ Tissue culture incubator | class 1
Thermo Fischer | Korea | MD |  | 3404 | Human cell ＆ Tissue culture incubator | class 1
Thermo Fischer | Korea | MD |  | 3961 | Human cell ＆ Tissue culture incubator | class 1
Thermo Fischer | Korea | MD |  | 371외 1건 |  | class 1
Thermo Fischer | Korea | MD |  | 3951 | Human cell ＆ Tissue culture incubator | class 1
Thermo Fischer | Korea | MD |  | HERAcell 150i외 1건 | Human cell ＆ Tissue culture incubator | class 1
Thermo Fischer | Korea | MD |  | TSCM17EV외 2건 | Freezer, laboratory | class 2
Thermo Fischer | Korea | IVD |  | 87016 | IVD reagents for staining or culturing clinical microbiology | class 1
Thermo Fischer | Korea | IVD |  | Alinity c Creatine Kinase Reagent Kit (08P4220) | reagents for clinical enzymes | class 2
Thermo Fischer | Korea | MD |  | 75004210 | Centrifuge, tabletop, low-/medium-speed, room temperature, general-purpose | class 1
Thermo Fischer | Korea | IVD |  | Alinity c Albumin BCP Reagent Kit (08P0320) | Other Reagents, classⅡ, for clinical chemistry | class 2
Thermo Fischer | Korea | IVD |  | Alinity c Albumin BCG Reagent kit (08P0220) | Other Reagents, classⅡ, for clinical chemistry | class 2
Thermo Fischer | Korea | IVD |  | Architect Cortisol Reagent Kit (8D15-25)외 1건 | IVD reagents for kidney metabolite measurement test | class 2
Thermo Fischer | Korea | IVD |  | ARCHITECT T-Uptake | IVD Reagents for thyroid function hormone tests | class 2
Thermo Fischer | Korea | MD |  | 75004530 | Centrifuge, tabletop, low-/medium-speed, room temperature, general-purpose | class 1
Thermo Fischer | Korea | MD |  | SHKA2506 | Blood sample preparation instruments, general | class 1
Thermo Fischer | Russia | MD |  | Анализатор биохимический серии Конелаб модификаций 20 20 i с принадлежностями и расходными материалами (см. Приложение на 7 листах)
Thermo Fischer | Russia | MD |  | Аппарат ультразвуковой диагностический EUB-6500 в комплекте с принадлежностями и расходными материалами (см. Приложение на 3 листах)Устройство подсоединения 3 датчиков Монитор цветной 15 медицинского назначения EZU-MT24-S1E Блок допплера EZU-ST4 Блок ЭКГ EZU-EK23 с электродами Блок расширения кинопамяти EZU-MM17ODM Блок подключения минидатчиков EZU-MS6 Блок управления минидатчиков (FUJINON) SP-711UA Транслятор для SP-711UA и коннектор радиальных мини-датчиков TL-1A Стойка для мини-датчиков МТН Программа 3-х мерного изображения - EZU-3D2 Программа 3-х мерного изображения с измерениями - EZU-3D2S Сетевая карта EZU-Pi2 Блок стресс-эхо (Tomtec) EZU-SE1 Плата цифровой обработки данных EZU-Pi3 Программа контрастной гармоники EZU-CH3 Программмное обеспечение DICOM 3.0 EZU-FC5 Опция дополнительной печати через сеть DICOM EZU-FC5P Опция для подключения карандашного датчика EZU-CW2 Карта SCSI для цифрового SCSI принтера EZU-Pi-1 Держатель кабелей EZU-TH4 Конвексный датчик EUP-C514 3.5 MHz 40R 90o (2.0 - 5.0 MHz) Конвексный датчик EUP-C516 5 - 2 MHz 60R 65o (2.0 - 5.0 MHz) широкий диапазон Конвексный датчик EUP-C524 5.0 MHz 40R 70o (3.5 - 7.5 MHZ) Линейный датчик EUP-L53 7.5 MHz 6.4см (5.0 -10.0 MHz) Линейный датчик EUP-L53S 7.5 MHz 3.8см (5.0 - 10.0 MHz) Линейный датчик 50мм широкого диапазона EUP-L54M 13 -6 MHz Трансвагинальный конвексный датчик EUP-V53W 6.5MHz 10R Steerable 200o (4.0 - 8.0 MHz) Датчик широкого диапазона EUP-S50 4 -2 MHz P.A. 90o (2.0 - 4.5 MHz) Steerable CW Doppler Датчик широкого диапазона EUP-S52 7-3 MHz P.A. (3.0 - 7.0 MHz) Steerable CW Doppler Датчик карандашный EUP-TC3 2.5 MHz CW Doppler Датчик EUP-ES52M 5.0 MHz Multiplane T.E.E. P.A. (3.5 - 8.0 MHz) Steerable CW Doppler Датчик конвексный EUP-C511 3.5MHz 10R 100o (2.5 -5.0 MHz) Датчик конвексный EUP-C312T 3.5MHz 20R 90o (2.5 - 5.0MHz) Датчик конвексный EUP-C318T 3.5 MHz 76R 56o (2.5 - 5.0 MHz) Датчик конвексный EUP-C321T 5.0MHz 10R 90o (3.5 -7.5 MHz) Датчик конвексный широкого диапазона EUP-C532 8-4 MHz 20R 85o (4.0 -8.0 MHz) Датчик трансректальный линейный EUP-U33 7.5 MHz 6.4cm (4.5 -9.0MHz) Датчик трансректальный линейный/конвексный биплановый EUP-U533 7.55.0MHz (C10R) 200o6.4см (4.0 -8.0 MHz 5.0 -10.0 MHz) Датчик трансректальный конвексный EUP-R53W 6.5M 10R Steerable 200o (4.0 - 8.0 MHz) Датчик трансректальный конвексный биплановый EUP-CC331 6.56.5MHz (C1010R) 120o100o (4.5 - 9.0 MHz) (биплановый реального времени) Датчик биопсийный линейный EUP-B31 3.5MHz 8.7см (2.5 - 5.0 MHz) Датчик биопсийный конвексный EUP-B314 3.5MHz 40R 90o (2.5 - 5.0MHz) Датчик интероперативный линейный EUP-O53T 7.5MHz (5.0 - 10.0 MHz) Датчик интероперативный линейный EUP-O33J 7.5MHz 5.6 см (4.5 - 9.0) Датчик интероперативный линейный EUP-O33J-L 7.5MHz 4.6см (длинный кабель 32м) (4.5 - 9.0MHz) Датчик напальчиковый конвексный широкого диапазона EUP-F531 8-4 MHz 10R 100o (4.0 -8.0 MHz) Датчик напальчиковый конвексный EUP-F334 7.5MHz 40R 40o (4.5 - 9.0MHz) Датчик лапароскопический конвексный EUP-OL334 7.5MHz 40R40o (4.5 - 9.0 MHz) Видеопринтер медицинский цветной в комплекте с бумагой для принтера Видеопринтер медицинский черно-белый в комплекте с бумагой для принтера Гель для УЗ исследований бумажные полотенца
Thermo Fischer | Russia | MD |  | Центрифуги лабораторные серии А модели: А12 А13 А14 с принадлежностями (см. Приложение на 1 листе)1. Шкала круглая для определения значений гематокрита 2. Шкала линейная для определения значений гематокрита 3. Трубка капиллярная негепаринизированная 4. Трубка капиллярная гепаринизированная 5. Пластина для закупорки капиллярных трубок 6. Прокладка ротора уплотнительная 7. Роторы угловые: 20 х 1.5/2 мл; 6 х 1.5/2 мл; 24 х 0.5 мл; 60 х 0.4 мл 8. Адаптеры: 0.5/0.8 мл; 0.2 мл PCR; 0.25/0.5 мл. 9. Крышка ротора
Thermo Fischer | Russia | MD |  | Центрифуги для медицинских и биохимических лабораторий Megafuge Multifuge Biofuge Labofuge Cryofuge Contifuge
Thermo Fischer | Russia | MD |  | Анализатор иммунологический Multiskan (модификаций Ascent u Spectrum) с принадлежностями (см. Приложение на 1 листе)1. Светофильтры интерференционные специальные 2. Колесо светофильтров специальное 3. Лампа галогеновая для ридеров серии Multiskan 4.Инкубатор встроенный 5.Дисковод 3 встроенный специальный 6.iEMS-инкубатор-шейкер НТ 7.iEMS-инкубатор-шейкер 8.9.iEMS-HT-термокассета для микропланшетов 9.iEMS-HT-термокассета
Thermo Fischer | Russia | IVD |  | Система для гистологической заливки Shandon Histocentre 3 с принадлежностями (см. Приложение на 1 листе)1. Стартовый набор Histocentre Tissue Embedding Starter Kit № 64010025 Включает: Кассеты белые (500 шт) № B1003500WH Крышка кассет (25 шт) № 1001003 Заливочные формы 10 x 10 x 5mm (10 шт) № 6401015 Заливочные формы 24 x 24 x 9mm (10 шт) № 6401017 Заливочные формы 24 x 30 x 9mm (10 шт) № 6401018 Заливочные формы 24 x 37 x 9mm (10 шт) № 6401016 Адаптер для кассет № 64010020 2. Парафин Histoplast № 6774060
Thermo Fischer | Russia | MD |  | Анализатор иммунологический Multiskan Ascent с принадлежностями (см. Приложение на 1 листе)1. Светофильтры интерференционные специальные 2. Колесо светофильтров специальное 3. Лампа галогенная для ридеров серии Multiskan 4. Инкубатор встроенный
Thermo Fischer | Russia | MD |  | Ультразвуковой диагностический сканер ХИТАЧИ модели EUB-525 (см. Приложение на 1 листе)Ультразвуковой диагностический сканер ХИТАЧИ модели EUB-525 в комплекте: EZU-PE31 Устройство подсоединения 2-х датчиков; EZU-MT 19-S1 12 цветной монитор; EZU-PD10 Блок доплера; EZU-CD7 Блок цветного картрирования потоков; EZU-MM7 Блок кино-памяти; EZU-EK18 Блок ЭКГ/ПКГ; EZU-FS1 Ножной переключатель; EUP-L33 Линейный датчик 75 МГц; EUP-C314T Конвексный датчик 35 МГц.
Thermo Fischer | Russia | MD |  | Планшет-омыватель для иммуноферментного анализа Wellwash AC с принадлежностями (см. Приложение на 1 листе)
Thermo Fischer | Russia | IVD |  | Реагенты и расходные материалы к анализаторам биохимическим серии Konelab 20 и 20i (см. Приложение на 8 листах)Набор для запуска KONELAB 20/20i (30/60) Мультиячеистые кюветы Галогеновая лампа Промывочные трубки к ИСБ Конелаб 20/20i (30/60) 2 шт. Флакон для реагента на 10 мл (5 шт.) Пробирки для проб на 2 мл (1000 шт.) Konelab моющий раствор (45%) Набор для запуска ион-селективного блока для KONELAB 20i (30i/60i) Электрод Калия Электрод Натрия Электрод Хлора Референтный электрод ИСБ калибровочный раствор 1 ИСБ калибровочный раствор 2+3 Промывочные трубки к ИСБ Конелаб 20i (30i/60i) Konelab моющий раствор (45%) Полугодовой набор для обслуживания KONELAB 20 (30/60) Трубки для дилюента и промывки Годовой набор для обслуживания KONELAB 20 (30/60) Шприц 500 мкл Пробоотборная игла реактив/проба Трубки промывки и слива Konelab 20 (30/60) Отводящие трубки Миксер Провод заземлителя Галогеновая лампа Годовой набор для обслуж. ион-селективного блока KONELAB 20 (30/60) Комплект трубок ИСБ Конелаб 20i(30i/60i) Пробоотборная игла ИСБ Набор для проверки точности измерений прибора Набор тестеров для измерения точности Протокол верификации Процедура тестирования - описание. Набор референтного электрода Электрод калия/кальция/магния/натрия/хлора/лития/рН Чистящий раствор Набор стандартных растворов для ИСБ (2xStd 1 1xStd 2 1xStd 3 1xStd 4) Стандартный раствор 1 (4 x 150/400 ml) Стандартный раствор 22+3 (4 x 150 ml)/(2 х 20 ml) Стандартный раствор 3 (4 x 150 ml)/ (2x20 ml) Стандартный раствор 4 (4 x 80 ml)/ (2x20 ml) Раствор референтного электрода 5 ml (1 пакет) Ион-селективный белковый контроль (высокий) (5 x 2 ml) Ион-селективный белковый контроль (низкий) (5 x 2 ml) Ион-селективный белковый контроль (нормальный) (5 х 2 ml) Ион-селективный блок Дилюент мочи (5 x 50 ml) Моющий раствор Пробозаборное устройство Галогеновая лампа Перемешивающая лопасть к Конелаб Пробирки для проб 2/ 0.5 мл Мультиячеистые кюветы Плунжер для дозирующего устройства 25/50/500/1000/2500 мкл Пружина для клапана Дозирующее устройство 25/50/500/1000/2500 мкл Флакон для реагента 3/5/10/15/20/60 мл Набор промывочные трубки для KONELAB Набор дренажные трубки для KONELAB Набор трубки насоса для KONELAB 20 / 30 / 60 Набор промывочные трубки для ионселективного блока KONELAB 20/30/60 Штатив для пробирок с пробами 20 пробирок Приспособление для позиционирования пробирок Штатив для пробирок с пробами 14 поз. Поддон для крышек флаконов 45 поз. Поддон для флаконов с реагентами 12/20 поз. Контейнер для отработанных кювет Крышка к контейнеру для отработанных кювет к KONELAB 20/30/60 Канистра для жидких отходов/дистиллята Оптокабель 620 мм Ремень измерительной камеры 600 мм Диск для реагентов 35/45 позиций Сегмент для образцов 2/5/10 мл Бумага для принтера Интерференционный фильтр 339/365/380/405/450/480/510/540/575/600/620/660/700 нм Игла дозировочного устройства Воздушный фильтр Внутренний электрод Ферменты и субстраты КИСЛАЯ ФОСФОТАЗА (обшая и непростатическая) АЛЬБУМИН ЩЕЛОЧНАЯ ФОСФАТАЗА АЛТ/GPT АМИЛАЗА АСТ/GOT ОБЩИЙ БИЛИРУБИН ПРЯМОЙ БИЛИРУБИН КАЛЬЦИЙ ХОЛЕСТЕРИН ХОЛЕСТЕРИН ВЫСОКОЙ ПЛОТНОСТИ (ЛПВП) ХОЛЕСТЕРИН ВЫСОКОЙ ПЛОТНОСТИ (ЛПВП) преципит. Реагент со стандартом ХОЛЕСТЕРИН НИЗКОЙ ПЛОТНОСТИ (ЛПНП) ХОЛИНЭСТЕРАЗА CO2 (БИКАРБОНАТ) КРЕАТИНФОСФОКИНАЗА КРЕАТИНФОСФОКИНАЗА ? МВ КРЕАТИНИН ГАММА-ГТ ГЛЮКОЗА АЛЬФА-ГИДРОКСИБУТИРАТДЕГИДРОГЕНАЗА ЖЕЛЕЗО ЛДГ МАГНИЙ ФОСФОР ОБЩИЙ БЕЛОК ТРИГЛИЦЕРИДЫ БЕЛОК В МОЧЕ/СПИННОМОЗГОВОЙ ЖИДКОСТИ МОЧЕВИНА МОЧЕВАЯ КИСЛОТА ЛИЗИРУЮЩИЙ РАСТВОР АСТ/АЛТ СТАРТЕР КК СТАРТЕР Специфические протеины АЛЬБУМИН (Сыворотка и микроальбуминурия) АНТИ-О-СТРЕПТОЛИЗИН АЛЬФА-1-АНТИТРИПСИН АПОЛИПОПРОТЕИН А1 АПОЛИПОПРОТЕИН В КОМПЛЕМЕНТ C3 КОМПЛЕМЕНТ C4 С-РЕАКТИВНЫЙ БЕЛОК ГАПТОГЛОБИН ИММУНОГЛОБУЛИН А ИММУНОГЛОБУЛИН G ИММУНОГЛОБУЛИН М ОРОЗОМУКОИД ПРЕАЛЬБУМИН РЕВМАТОИДНЫЕ ФАКТОРЫ ТРАНСФЕРРИН ГЕМОГЛОБИН А1 ФРУКТОЗАМИН (с набором контролей и калибраторов) Калибровочные растворы КАЛИБРАТОР I КАЛИБРАТОР II HDL / LDL КАЛИБРАТОР КАЛИБР. НАБОР ДЛЯ МИКРОАЛЬБУМИНУРИИ КАЛИБРОВОЧНЫЙ НАБОР ДЛЯ С-РБ БЕЛКОВЫЙ КАЛИБРОВОЧНЫЙ НАБОР КАЛИБР. НАБОР ДЛЯ СПЕЦИФ. БЕЛКОВ Контрольные растворы НОРТРОЛ АБТРОЛ ЛИПОТРОЛ КФК-МВ КОНТРОЛЬ ГЕМОГЛОБИН А1 КОНТРОЛЬ НОРМА ГЕМОГЛОБИН А1 КОНТРОЛЬ ПАТОЛОГИЯ КОНТРОЛЬ ДЛЯ МИКРОАЛЬБУМИНУРИИ С-РБ КОНТРОЛЬ С-РБ ВЫСОКИЙ КОНТРОЛЬ КОНТРОЛЬ ДЛЯ РФ КОНТРОЛЬ ДЛЯ СПЕЦИФ. ПРОТЕИНОВ ПИРИДОКСАЛЬФОСФАТ Тесты для наркотического скрининга АМФЕТАМИНЫ БАРБИТУРАТЫ БЕНЗОДИАЗЕПИНЫ КАННАБИНОИДЫ МЕТАБОЛИТЫ КОКАИНА ОПИАТЫ КОТИНИН ЭТИЛОВЫЙ СПИРТ МЕТАДОН МЕТАКВАЛОН ФЕНЦИКЛИДИН ПРОПОКСИФЕН Тесты для лекарственного мониторинга КАРБАМАЗЕПИН ФЕНОБАРБИТАЛ ФЕНИТОИН ПРИМИДОН ВАЛЬПРОЕВАЯ КИСЛОТА ТЕОФИЛЛИН ДИГОКСИН (с набором контролей и калибраторов) ЦЕФАЛОСПОРИНЫ (с набором контролей и калибраторов) Токсикологические тесты АЦЕТАМИНОФЕН БАРБИТУРАТЫ БЕНЗОДИАЗЕПИНЫ САЛИЦИЛАТЫ ТРИЦИКЛИЧЕСКИЕ АНТИДЕПРЕССАНТЫ Калибровочные растворы DoA ОТР. КАЛИБРАТОР DoA КАЛИБРАТОР A1 DoA КАЛИБРАТОР A2 DoA КАЛИБРАТОР B1 DoA КАЛИБРАТОР B2 DoA КАЛИБРАТОР B3 DoA КАЛИБРАТОР B4 DoA КАЛИБРАТОР C1 DoA КАЛИБРАТОР C2 DoA КАЛИБРАТОР C3 DoA КАЛИБРАТОР C4 DoA КАЛИБРОВОЧНЫЙ НАБОР D DoA КАЛИБРОВОЧНЫЙ НАБОР E Контрольные растворы DoA КОНТРОЛЬНЫЙ НАБОР A DoA КОНТРОЛЬНЫЙ НАБОР B DoA КОНТРОЛЬНЫЙ НАБОР C DoA КОНТРОЛЬНЫЙ НАБОР D DoA КОНТРОЛЬНЫЙ НАБОР E DoA КОНТРОЛЬНЫЙ НАБОР G TDM КАЛИБРОВОЧНЫЙ НАБОР A TDM КАЛИБРОВОЧНЫЙ НАБОР C TOX КАЛИБРОВОЧНЫЙ НАБОР A TOX КАЛИБРОВОЧНЫЙ НАБОР B TOX КАЛИБРОВОЧНЫЙ НАБОР C
Thermo Fischer | Russia | MD |  | Планшет-отмыватель для иммуноферментного анализа Wеllwash с принадлежностями моделей : АС 384 (см. Приложение на 1 листе)1. 12-канальная моющая головка 2. 8-канальная моющая головка 3. 1 л емкость с датчиком уровня жидкости и LS крышкой 4. 2 л емкость с датчиком уровня жидкости и LS крышкой 5. 4 л емкость для отходов с датчиком уровня жидкости и LS крышкой 6. Набор трубок Wtllwash AC (4 трубки) 7.Вакуумный насос
Thermo Fischer | Russia | MD |  | Устройство для процессинга проб в иммунологических планшетах при иммуноферментном анализе WellWash 4Mk2 с принадлежностями (см. Приложение на 1 листе)1. Головка моющая 12-кан. 2. Головка моющая 8-кан 3. Адаптер высоты промывки 4. Карта програмная для 12- кан. моющей головки 5. Карта программная для 8-кан. моющей головки 6. Карта программная программируемая 7. Карта программная специальная 8. Резервуары 9. Магистрали
Thermo Fischer | Russia | IVD |  | Системы для гистологической проводки Shandon Citadel 1000 Shandon Citadel 2000 с принадлежностями (см. Приложение на 1 листе)Принадлежности: Вакуумный блок Стартовый набор: 1. Мешочки биопсийные Shandon Biopsy Bags - 1 уп. 2. Кассеты для проводки Shandon Tissue Cassettes II - 1 уп. 3. Реактив Shandon TBD-1 -1 уп. 4. Реактив Shandon Zink Formal-Fixx - 1 уп. 5. Реактив Shandon Formal-Fixx - 1 уп.
Thermo Fischer | Russia | IVD |  | Система для гисталогической проводки Shandon Pathcentre с принадлежностями (см. Приложение на 1 листе)Стартовый набор: 1. Кассеты для проводки Shandon Tissue Cassettes I - 1 уп. 2. Кассеты для проводки Shandon Biopsy Cassettes I - 1 уп. 3. Заливочные кольца Shandon Embedding Rings - 1 уп. 4. Реактив Shandon TBD-2 - 1 уп. 5. Реактив Shandon Glyo-Fixx - 1 уп. 6. Реактив Shandon Rapid-Fixx Formalin - 1 уп.
Thermo Fischer | Russia | MD |  | Анализатор иммунологический Multiskan ( модификаций Ascent и Spectrum) с принадлежностями (см. Приложение на 1 листе)9.iEMS-HT-термокассета 2. Колесо светофильтров специальное 4.Инкубатор встроенный 5.Дисковод 3 встроенный специальный 6.iEMS-инкубатор-шейкер НТ 7.iEMS-инкубатор-шейкер 8.9.iEMS-HT-термокассета для микропланшетов 3. Лампа галогеновая для ридеров серии Multiskan 1. Светофильтры интерференционные специальные
Thermo Fischer | Korea | MD |  | 3961 | Bacterial culture apparatus | class 1
Thermo Fischer | Korea | MD |  | Shandon Linistain | Sample processing instruments | class 1
Thermo Fischer | Korea | MD |  | Shandon Histocentre 3 | Sample processing instruments | class 1
Thermo Fischer | Korea | MD |  | HM 340 E | Sample processing instruments | class 1
Thermo Fischer | Korea | MD |  | 3951 | Cell and tissue culture supplies and equipment | class 1
Thermo Fischer | Korea | MD |  | INDIKO | Dry type clinical chemistry automated analyzer | class 1
Thermo Fischer | Korea | MD |  | KONELAB PRIME 60 | Dry type clinical chemistry automated analyzer | class 1
Thermo Fischer | Korea | MD |  | Konelab Prime 30 | Dry type clinical chemistry automated analyzer | class 1
Thermo Fischer | Korea | MD |  | Gene Amp PCR System 9700 | Discrete type clinical chemistry automated analyzer | class 1
Thermo Fischer | Korea | MD |  | Thermo Scientific Cryotome FE | Sample processing instruments | class 1
Thermo Fischer | Korea | MD |  | Thermo Scientific Cryotome FSE | Sample processing instruments | class 1
Thermo Fischer | Korea | MD |  | 3603 | Environmental chamber for storage of platelet concentrate | class 2
Thermo Fischer | Korea | MD |  | KONELAB 30 | Clinical chemistry automated analyser | class 1
Thermo Fischer | Korea | MD |  | KONELAB 60i | Clinical chemistry automated analyser | class 1
Thermo Fischer | Korea | MD |  | KONELAB 20 | Clinical chemistry automated analyser | class 1
Thermo Fischer | Korea | MD |  | KONELAB 30i | Clinical chemistry automated analyser | class 1
Thermo Fischer | Korea | MD |  | KONELAB Microlyte 6 | Electrolyte, Ion-selective analyzer | class 1
Thermo Fischer | Korea | MD |  | KONELAB 60 | Clinical chemistry automated analyser | class 1
Thermo Fischer | Korea | MD |  | KONELAB 20i | Clinical chemistry automated analyser | class 1
Thermo Fischer | Korea | MD |  | Thermo Scientific Citadel 1000 | Sample processing instruments | class 1
Thermo Fischer | Korea | MD |  | Sorvall RC 12BP Plus | Centrifuge, low-/medium-speed, refrigerating | class 2
Thermo Fischer | Korea | MD |  | Heraeus Megafuge 16R외 2건 | Centrifuge, low-/medium-speed, refrigerating | class 2
Thermo Fischer | Korea | MD |  | LC Carousel Centrifuge 2.0 | Centrifuge, tabletop, low-/medium-speed, room temperature, general-purpose | class 1
Thermo Fischer | Korea | MD |  | CL2 | Centrifuge, tabletop, low-/medium-speed, room temperature, general-purpose | class 1
Thermo Fischer | Korea | MD |  | CL10 | Centrifuge, tabletop, low-/medium-speed, room temperature, general-purpose | class 1
Thermo Fischer | Korea | MD |  | Dako Autostainer Plus Instrument (S3800) | Sample processing instruments | class 1
Thermo Fischer | Korea | MD |  | 952041외 1건 | Medical centrifuge | class 1
Thermo Fischer | Korea | MD |  | NanoDrop ND-2000 Spectrophotometer외 1건 | Spectrophotometer for clinical use | class 1
Thermo Fischer | Korea | MD |  | JBB2304D | Refrigerator for medical use, blood | class 2
Thermo Fischer | Korea | MD |  | 311 | Cell and tissue culture supplies and equipment | class 1
Thermo Fischer | Korea | MD |  | ABI PRISM 310 Genetic Analyzer | Electrophoresis apparatus for clinical use | class 1
Thermo Fischer | Korea | MD |  | HM355 S | Sample processing instruments | class 1
Thermo Fischer | Korea | MD |  | 8627 | Blood storage freezer | class 2
Thermo Fischer | Korea | MD |  |  | Discrete type clinical chemistry automated analyzer | class 1
Thermo Fischer | Russia | MD |  | Набор датчиков и принадлежностей для ультразвуковых диагностических сканеров серии EUB в составе (см приложение) 7.5 МГЦ Конвексный 10R Минидатчик 12.0 МГЦ Биопсийная насадка Радиальный датчик 7.5 МГЦ Баллонный катететр для минидатчика
Thermo Fischer | Russia | MD |  | CO2 инкубаторы лабораторные серии IG модели IGO 150 CELLIife IG 650 IG 750 с принадлежностями (см. Приложение на 1 листе)1. Адаптор для российских газовых балонов 2. Устройство для автоматической смены баллона с углекислым газом 3. Регулятор давления углекислого газа одноступенчатый 4. Регулятор давления азота двухступенчатый 5. Регулятор давления кислорода двухступенчатый 6. Подставка высотой 38 см 7. Подставка высотой 12 см 8. Набор роликов (4) для подставки 9. Подставка для 2-х инкубаторов 10. Полка из нержавеющей стали 11. Кронштейны (2) для крепления полок 12. Поддон для воды 13. Фильтр бактериологический 14. Анализатор ферритный 15. Наполнитель для ферритного анализатора 16. Фильтр для газа 17. Фильтр для воды 18. Датчик содержания углекислого газа 19. Баллончик для датчика углекислого газа 20. Самописец для регистрации значений концентрации углекислого газа и температуры 21. Интерфейсы: RS485; интерфейс самописца RS232
Thermo Fischer | Russia | IVD |  | Шкафы лабораторные с ламинарным потоком серии MSC модели MSC.9 MSC.12 с принадлежностями (см. Приложение на 1 листе)1. Кран газовый 2. Кран вакуумной магистрали 3. Трубки для подачи газа с соленоидным клапаном 4. Таймер для базовых моделей 5. Розетки электропитания для MSC.9; MSC.12 6. Панели передние для MSC.9; MSC.12 7. Панели передние с УФ-лампой для: MSC.9; MSC.12 8. Подставки 70 см 80 см для: MSC.9; MSC.12 9. Поверхности рабочие для: MSC.9; MSC.12 10. Поверхности рабочие 316L для: MSC.9; MSC.9 EN; MSC.12; MSC.12 EN 11. Горелка газовая InstaFlame 12. Выключатель ножной для газовой горелки InstaFlame 13. Приспособление Decontakit 14. Муфты соединительные диаметр 250мм для: MSC.9; MSC.9 EN; MSC.12; MSC.12 EN 15. НЕРА-фильтр: 900 мм - для MSC.9 16. НЕРА-фильтр: 1200 мм-для MSC.12 17. НЕРА-фильтр выпускной - для MSC.9 18. НЕРА-фильтр выпускной - для MSC.12
Thermo Fischer | Russia | IVD |  | Набор датчиков и принадлежностей для ультразвуковых диагностических сканеров серии EUB в составе (см. Приложение на 4 листах)1.EUP-B31 3.5MHz Биопсийный линейный 8.7cм (2.5 - 5.0 МГц) 2.EUP-B314 3.5MHz Биопсийный Конвексный 40R 90 градусов (2.5 - 5.0 МГц) 3.EUP-C311T 3.5MHz Конвексный 10R 4.EUP-C312T 3.5МГц Конвексный 20R 90градусов (2.5 - 5.0 МГц) 5.EUP-C314G 3.5MHz Конвексный 40R 90градусов (2.5 - 5.0 MHz) 6.EUP-C318T 3.5МГц Конвексный 76R 56градусов (2.5 - 5.0 МГц) 7.EUP-C321T 5.0МГц Конвексный 10R 90градусов (3.5 - 7.5 МГц) 8.EUP-C324T 5.0МГц Конвексный 40R 9.EUP-C511 3.5MHz Конвексный 10R 100градусов (2.5 - 5.0 МГц) 10.EUP-C514 35 МГц Конвексный 40R 90градусов (20 ? 50МГц) 11.EUP-C516 3.5МГц Конвексный 60R 68° (2.5 - 5.0 МГц) 12.EUP-C524 5.0МГц Конвексный 40R 70градусов (3.5 - 7.5 МГц) 13.EUP-C532 6.5МГц Конвексный 20R 85° (4.0 - 8.0 МГц) 14.EUP-CC331 6.5/6.5МГц TR Конвексный/Биплановый (C10/10R) 120градусов/100градусов (4.5 - 9.0МГц) 15.EUP-ES322 Трансэзофагеальный биплановый 5.0/5.0 МГц 16.EUP-ES52M 5.0МГц Мультиплановый T.E.E. P.A. (3.5 - 8.0 МГц) 17.EUP-ES533 Трансэзофагеальный биплановый 7.5/7.5 МГц 18.EUP-F331 6.5МГц Напальчиковый Конвексный 10R 19.EUP-F334 7.5МГц Напальчиковый Конвексный 40R 40градусов (4.5 - 9.0 МГц) 20.EUP-F5316.5МГц Напальчиковый Конвексный10R 100град.(4.0 - 8.0 МГц) 21.EUP-L34T10.0МГц Линейный 3.8см (5.0 - 13.0 МГц) 22.EUP-L525.0МГц Линейный 5.0см (3.0 - 6.0 МГц) 27.EUP-O33J7.5МГц Интероперативный Линейный 4.6см (4.5 - 9.0 МГц) 28.EUP-O33J-L 7.5МГц Интероперативный Линейный 4.6см (длинный кабель 32м Vet use) (4.5 - 9.0 МГц) 29.EUP-O53T 7.5MHz Интероперативный Линейный (5.0 - 10.0 MHz) 30.EUP-OL334 7.5MHz Лапароскопический Конвексный 40R / 40градусов (4.5 - 9.0 MHz) 31.EUP-R53W 6.5M TR Конвексный 10R Вращ. Гол. 200° (4.0 - 8.0MHz) 32.EUP-R54 75 МГц Конвексный 6R 270град. (50 ? 10 МГц) 33. EUP-S30T 2.5МГц С фазированной решеткой 34.EUP-S50 2.5MHz С фазированной решеткой 90° (2.0 - 4.5 MHz) Вращ. Гол. CW допплер (Кардио и транскраниальные исследования) 35.EUP-S52 5.0 МГц С фазированной решеткой (3.0 - 7.0 МГц) 36.EUP-TC3 2.5МГц Карандашный CW допплер 37.EUP-U322 5.0МГц TR Линейный/Конвексный Биплановый 38.EUP-U337.5МГц TR Линейный6.4см (4.5 - 9.0 МГц) 39.EUP-U5337.5./5.0МГц TR Линейный/Конвексный Биплановый (C10R) 200градусов/6.4см (4.0 - 8.0 МГц / 5.0 - 10.0 МГц) 40.EUP-V33 6.5МГц TV Конвексный 10R 100градусов 41.EUP-V53W 6.5МГц TV Конвексный 10R Вращающаяся головка 200градусов (4.0 - 8.0 МГц) 42.EG-3630UR 5.0-10.0МГц Электронный радиальный 6R 270градусов 43.FG34UX 7.5МГЦ Конвексный 10R (тонкий) Pentax (4.5 - 9.0 МГц) 44.FG36UX 7.5МГЦ Конвексный 10R (средний с элеватором ALBARAN) Pentax (4.5 - 9.0 МГц) 45.FG38UX 7.5МГЦ Конвексный 10R (большой) Pentax (4.5 - 9.0 МГц) 46.PL от 2220 до 2226 Минидатчик тип PL длиной 2200мм 47.EZU-PA Биопсийные насадки и стенды для датчиков типа EUP 48.EZU-PE61 Порт второго датчика для EUB-405 Plus(1) 49.EZU-PR1 Интерфейс для соединения с РС на базе порта RS-232C 50.EZU-FC2 Программное обеспечение для переноса изображения 51. EZU-MM10A Блок записи изображения на flash карту 52. EZU-MM9S1 Карта памяти 10МБ (20 изображений) 53. EZU-MM9S2 Карта памяти 20 МБ (40 изображений) 54. EZU-MM12A Кинопамять на 32 кадра для EUB-405Plus(1)/(2) 23.EUP-L53 7.5MHz Линейный 6.4cм (5.0 - 10.0 МГц) 24.EUP-L53S 7.5MHz Линейный 3.8cм (5.0 - 10.0 МГц) 25.EUP-L54M 10.0 МГц Линейный 5.0см (6.5 - 13.0 МГц) 26.EUP-O32T 5.0МГц Интероперативный Линейный 55. EZU-D405B Тележка HITACHI CART для EUB-405Plus(1)/(2) 56. EZU-RH1 Пульт дистанционного управления для EUB-405Plus(1)/(2) 57. EZU-FS1 Педаль управления 58. EZU-DT4 Блок цифровой обработки изображения с возможностью переноса на РС 59. EZU-PC RACK/DT4 Набор поддержки работы с Laptop PC 60. EZU-EK18 Блок ЭКГ 61. EZU-FC3 PC DICOM контроллер и программное обеспечение для обмена данными 62. EZU-GRID I Набор программного обеспечения для брахиотерапии 63. EZU-VE5E Блок кодировки/декодировки 64. 100-52001 L3DI Life imaging комплект воспроизведения 3-мерного изображения (без проведения измерений) 65.100-53001 L3DI Life imaging комплект воспроизведения 3-мерного изображения (с возможностью проведения измерений) 66. EZU-ST-2 Блок вращающегося допплера 67. EZU-EK21 Блок ЭКГ 68. EZU-3D-1 3-мерная опция (без проведения измерений) 69. EZU-Pi-2 Сетевая плата с программным обеспечением 70. EZU-FC4 PC DICOM контроллер и программное обеспечение для обмена данными 71. EZU-FC4P Опция DICOM принтера 72. EZU-CW2 Блок CW допплера для карандашного датчика EUP-TC3 73. EZU-Pi-1 SCSI карта для принтера SCSI 74. EZU-CHI Блок контрастной гармоники 75. BP-1MS Баллонный катетер для минидатчиков Pl2226-12 или 15 или 20 (1 в упак.) 76. BP-1M Плоский баллон для PL2226B-7.5 (5 в упаковке) 77. BP-1A Баллонный адаптер для PL2226B-7.5 (1 в упаковке) 78. BS-100E Баллоны для L2226B-7.5 (100 в упаковке) 79. 32B8682510 Баллонная насадка для PL2226B-7.5 80. EC-100 WINPAX программное обеспечение для архивации данных (с платами)
Thermo Fischer | Russia | MD |  | Аппарат ультразвуковой диагностический EUB 405Plus (1)/(2) с принадлежностями (см. Приложение на 1листе)1.Устройство подсоединения 2 датчиков 2.9 монитор 3.Блок мультипамяти EZU-ММ10А 4.Блок видеопамяти EZU-MM12A 5.Карта для видеопамяти EZU-MМ9-S1 6.Компьютерный интерфейс (для PC или принтера) EZU-PR1 7.Программное обеспечение для передачи видеоизображений EZU-FC2 8.Тележка EZU-D405B 9.Пульт дистанционного управления EZU-RH1 10.Черно-белый видеопринтер (Sony Panasonic) 11.Видеомагнитофон (Sony VHS) 12.Ножной переключатель EZU-FS1 13.Конвексный датчик 25 ? 75 МГц EUP-C314G 14.Линейный датчик 50-130 МГц EUP-L53 15.Линейный интраоперативный датчик 50-100 МГц EUP-O53T 16.Конвексный лапароскопический датчик 50-100 МГц EUP-OL334 17.Линейный биопсийный датчик 25-50 МГц EUP-B31 18.Трансвагинальный конвексный датчик 10R 40-80 Мгц EUP-V53W
Thermo Fischer | Russia | MD |  | Аппарат диагностический ультразвуковой EUB-500 с принадлежностями (см. Приложение на 1 листе)1.Устройство подсоединения 2 датчиков 2.12 монитор EZU-MT23-S3 3.Блок видеопамяти EZU-ММ12А 4.Блок мультипамяти EZU-ММ14 5.Карта для видеопамяти EZU-MМ15 6.Компьютерный интерфейс (для PC или принтера) EZU-PR1 7.Программное обеспечение для передачи видеоизображений EZU-FC2 8.Черно-белый видеопринтер (Sony Panasonic) 9.Видеомагнитофон (Sony VHS) 10.Ножной переключатель EZU-FS1 11.Конвексный датчик 25 ? 75 МГц EUP-C314G 12.Линейный датчик 50-130 МГц EUP-L53 13.Линейный интраоперативный датчик 50-100 МГц EUP-O53T 14.Конвексный лапароскопический датчик 5-10 МГц EUP-OL334 15.Трансвагинальный конвексный датчик 10R 40-80 Мгц EUP-V53W
Thermo Fischer | Russia | MD |  | Аппараты ультразвуковые диагностические EUB 6000 в составе: (см. Приложение на 1 листе)1.Устройство подсоединения 3 датчиков 2.15 цветной монитор EZU-MT24-S1E 3.Блок допплера EZU-ST2 4.Блок ЭКГ EZU-EK21 5.Блок подключения минидатчиков EZU-MS6 6.Блок управления минидатчиков (FUJINON) SP-711UA 7.Программа 3-х мероного изображения ? EZU-3D1 8.Карта SCSI EZU-Pi1 9.Сетевая карта EZU-Pi2 10.Программное обеспечение DICOM 3.0 EZU-FC4 11.Цветной видеопринтер (Sony Panasonic) 12.Черно-белый видеопринтер (Sony Panasonic) 13.Видеомагнитофон (Sony VHS) 14.Держатель для датчиков EZU-TH4 15.Ножной переключатель EZU-FS1 16.Конвексный датчик 25 ? 75 МГц EUB-C511 17.Линейный датчик 50-130 МГц EUP-L53 18.Датчик с фазированной решеткой 20-75 МГц EUP-S50 19.Линейный интраоперативный датчик 50-100 МГц EUP-053T 20.Конвексный лапароскопический датчик 5-10 МГц EUP-OL334 21.Конвексный биопсийный датчик 25-50 МГц EUP-B314 22.Трансректальный датчик 50-75 МГц EUP-R53W 23.Биопсийная насадка EZU-PA34T 24.Фиброскоп 75 МГц HITACHI-PENTAX
Thermo Fischer | Russia | IVD |  | Криостат медицинский Shandon Cryotome мод. E FE FSE с принадлежностями (см. Приложение на 1 листе)Стартовый набор: 1. Ножи одноразовые Shandon MB35 Premier. 2. Реактив Shandon Cryomatrix. 3. Реактив Shandon M-1 Embedding Matrix. 4. Криокассеты Shandon Cryocassettes. 5. Держатель одноразовых ножей. 6. Держатель ножей.
Thermo Fischer | Russia | IVD |  | Система для окраски микропрепаратов Shandon Varistain 24-4 с принадлежностями (см. Приложение на 1 листе)Стартовый набор: 1. Стекло предметное Polysine Slides - 1 уп. 2. Стекло покровное Shandon Consul CoverSlips - 1 уп. 3. Стекло покровное Shandon CoverSlips - 1 уп. 4. Реактив Shandon Instant Haematoxylin - 1 уп. 5. Реактив Shandon Instant Eosin Aqueous - 1 уп. 6. Реактив Shandon Instant Eosin Alcoholic - 1 уп. 7. Реактив Shandon Blueing Reagent - 1 уп. 8. Реактив Shandon OG 6 - 1 уп. 9. Реактив Shandon EA50 - 1 уп. 10. Реактив Shandon Haematoxylin Gill 2 - 1 уп. 11. Среда для заключения Shandon-Mount -1 уп. 12. Среда для заключения Shandon Synthetic Mountant - 1 уп. 13. Среда для заключения Shandon Consul-Mount - 1 уп. 14. Среда для заключения Shandon Immu-Mount - 1 уп.
Thermo Fischer | Russia | MD |  | Микротомы медицинские Shandon Finesse 325 Shandon Finesse E+ Shandon Finesse ME+ с принадлежностями (см. Приложение на 1 листе)Принадлежности: 1. Источник холодного света точечный 2. Лупа увеличительная 3. Насадка для микроскопа 4. Педаль ножная Стартовый набор: 1. Ножи одноразовые Shandon MX35 Premier - 1 уп. 2. Ножи одноразовые Shandon MX35 Premier+ - 1 уп. 3. Ножи одноразовые Shandon MB22 Premier - 1 уп. 4. Ножи одноразовые Shandon HP35 Coated - 1 уп. 5. Ножи одноразовые Shandon HP35n Non-Coated - 1 уп. 6. Нож Stainless Steel Microtome Knife - 1 уп. 7. Нож Shandon C-Profile Microtome Knife - 1 уп. 8. Нож Shandon D-Profile Microtome Knife - 1 уп.
Thermo Fischer | Russia | IVD |  | Реагенты к анализаторам биохимическим Конелаб 20 и 20 i (см. Приложение на 5 листах)Ферменты и субстраты КИСЛАЯ ФОСФОТАЗА (общая и непростатическая) АЛЬБУМИН ЩЕЛОЧНАЯ ФОСФАТАЗА АЛТ/GPT АМИЛАЗА АСТ/GOT ОБЩИЙ БИЛИРУБИН ПРЯМОЙ БИЛИРУБИН КАЛЬЦИЙ ХОЛЕСТЕРИН ХОЛЕСТЕРИН ВЫСОКОЙ ПЛОТНОСТИ (ЛПВП) ХОЛЕСТЕРИН ВЫСОКОЙ ПЛОТНОСТИ (ЛПВП)преципит реагент со стандартом ХОЛЕСТЕРИН НИЗКОЙ ПЛОТНОСТИ (ЛПНП) ХОЛИНЭСТЕРАЗА СО2 (БИКАРБОНАТ) КРЕАТИНФОСФОКИНАЗА КРЕАТИНФОСФОКИНАЗА - МВ КРЕАТИНИН ГАММА-ГТ ГЛЮКОЗА АЛЬФА-ГИДРОКСИБУТИРАТДЕГИДРОГЕНАЗА ЖЕЛЕЗО ЛДГ ЛИПАЗА МАГНИЙ ФОСФОР ОБЩИЙ БЕЛОК ТРИГЛИЦЕРИДЫ БЕЛОК В МОЧЕ/СПИННОМОЗГОВОЙ ЖИДКОСТИ МОЧЕВИНА МОЧЕВАЯ КИСЛОТА ГЕМОЛИЗИРУЮЩИЙ РЕАГЕНТ АСТ/АЛТ СТАРТЕР КК СТАРТЕР Специфические протеины АЛЬБУМИН (Сыворотка и микроальбуминурия) АНТИ-О-СТРЕПТОЛИЗИН АЛЬФА-1-АНТИТРИПСИН АПОЛИПОПРОТЕИН А1 АПОЛИПОПРОТЕИН В КОМПЛЕМЕНТ С3 КОМПЛЕМЕНТ С4 С-РЕАКТИВНЫЙ БЕЛОК С-РЕАКТИВНЫЙ БЕЛОК ВЫСОКОЧУВСТВИТЕЛЬНЫЙ ГАПТОГЛОБИН ИММУНОГЛОБУЛИН А ИММУНОГЛОБУЛИН G ИММУНОГЛОБУЛИН M МИОГЛОБИН ОРОЗОМУКОИД ПРЕАЛЬБУМИН РЕВМАТОИДНЫЕ ФАКТОРЫ ТРАНСФЕРРИН ГЕМОГЛОБИН А1 ФРУКТОЗАМИН (с набором контролей и калибраторов) Калибровочные растворы КАЛИБРАТОР еСаl КАЛИБРАТОР sCal HDL/LDL КАЛИБРАТОР КАЛИБР. НАБОР ДЛЯ МИКРОАЛЬБУМИНУРИИ МИОГЛОБИН КАЛИБРОВОЧНЫЙ НАБОР КАЛИБРОВОЧНЫЙ НАБОР ДЛЯ С-РБ КАЛИБРОВОЧНЫЙ НАБОР ДЛЯ С-РБ ВЫСОКОЧУВСТВИТЕЛЬНОГО БЕЛКОВЫЙ КАЛИБРОВОЧНЫЙ НАБОР КАЛИБР. НАБОР ДЛЯ СПЕЦИФ.БЕЛКОВ Контрольные растворы НОРТРОЛ АБТРОЛ ЛИПОТРОЛ КФК-МВ КОНТРОЛЬ ГЕМОГЛОБИН А1 КОНТРОЛЬ НОРМА ГЕМОГЛОБИН А1 КОНТРОЛЬ ПАТОЛОГИЯ КОНТРОЛЬ ДЛЯ МИКРОАЛЬБУМИНУРИИ С-РБ КОНТРОЛЬ С-РБ ВЫСОКИЙ КОНТРОЛЬ КОНТРОЛЬ ДЛЯ РФ КОНТРОЛЬ ДЛЯ СПЕЦИФ.ПРОТЕИНОВ ПИРИДОКСАЛЬФОСФАТ Тесты для наркотического скрининга АМФЕТАМИНЫ БАРБИТУРАТЫ БЕНЗОДИАЗЕПИНЫ КАННАБИНОИДЫ МЕТАБОЛИТЫ КОКАИНА ОПИАТЫ КОТИНИН ЭТИЛОВЫЙ СПИРТ МЕТАДОН МЕТАКВАЛОН ФЕНЦИКЛИДИН ПРОПОКСИФЕН Тесты для лекарственного мониторинга КАРБАМАЗЕПИН ФЕНОБАРБИТАЛ ФЕНИТОИН ПРИМИДОН ВАЛЬПРОЕВАЯ КИСЛОТА ТЕОФИЛЛИН ДИГОКСИН (с набором контролей и калибраторов) ЦЕФАЛОСПОРИНЫ (с набором контролей и калибраторов) Токсикологические тесты АЦЕТАМИНОФЕН БАРБИТУРАТЫ БЕНЗОДИАЗЕПИНЫ САЛИЦИЛАТЫ ТРИЦИКЛИЧЕСКИЕ АНТИДЕПРЕССАНТЫ Калибровочные растворы DоА ОТР. КАЛИБРАТОР DоА КАЛИБРАТОР А1 DоА КАЛИБРАТОР А2 DоА КАЛИБРАТОР В1 DоА КАЛИБРАТОР В2 DоА КАЛИБРАТОР В3 DоА КАЛИБРАТОР В4 DоА КАЛИБРАТОР С1 DоА КАЛИБРАТОР С2 DоА КАЛИБРАТОР С3 DоА КАЛИБРАТОР С4 DоА КАЛИБРОВОЧНЫЙ НАБОР D DоА КАЛИБРОВОЧНЫЙ НАБОР Е Контрольные растворы DоА КОНТРОЛЬНЫЙ НАБОР А DоА КОНТРОЛЬНЫЙ НАБОР В DоА КОНТРОЛЬНЫЙ НАБОР С DоА КОНТРОЛЬНЫЙ НАБОР D DоА КОНТРОЛЬНЫЙ НАБОР Е DоА КОНТРОЛЬНЫЙ НАБОР G TDM КАЛИБРОВОЧНЫЙ НАБОР А TDM КАЛИБРОВОЧНЫЙ НАБОР С TDM КАЛИБРОВОЧНЫЙ НАБОР А TDM КАЛИБРОВОЧНЫЙ НАБОР В TDM КАЛИБРОВОЧНЫЙ НАБОР С Чистящий раствор Набор стандартных растворов для ИСБ (2xStd 1 1xStd 2 1xStd 3 1xStd 4) Стандартный раствор 1 (4x 150/400 ml) Стандартный раствор 2 2+3 (4? 150 ml)/(2x 20 ml) Стандартный раствор 3 (4x 150 ml)/ (2x 20 ml) Стандартный раствор 4 (4x 80 ml)/ (2x 20 ml) Раствор референтного электрода 5 ml (1 пакет) Ион-селективный белковый контроль (высокий) (5x 2 ml) Ион-селективный белковый контроль (низкий) (5x2 ml) Ион-селективный белковый контроль (нормальный) (5x 2 ml) Дилюент мочи (5x 50 ml) Моющий раствор
Thermo Fischer | Russia | MD |  | Иммунологическая система Мультискан (модификаций ЕХ RC Ascent) с комплектом принадлежностей и расходных материалов (см. Приложение на 3-х листах)
Thermo Fischer | Russia | MD |  | Микропланшеты и стрипы для иммунологических исследований в составе (см. Приложение на 1 листе)
Thermo Fischer | Russia | IVD |  | Анализаторы биохимические серии Konelab модификаций 60i 30 c дополнительными принадлежностями расходными материалами и реагентами к ним (см. Приложение на 1 листе)
Thermo Fischer | Russia | MD |  | Микропланшетный флуорометр Флуороскан модификаций Ascent Ascent FL Ascent CF Ascent Neonatal c принадлежностями и расходными материалами (см. Приложение на 1 листе)
Thermo Fischer | Russia | MD |  | Планшет- отмыватель для иммуноферментного анализа Wellwash модификаций WW4 WW4MKII WW AC WW 384 с принадлежностями и расходными материалами (см. Приложение на 2-х листах)
Thermo Fischer | Russia | MD |  | Считывающие устройства для микропланшет MRX Rev. MRX II MRX Plus OPSYS MR с принадлежностями (см. Приложение на 1 листе)
Thermo Fischer | Russia | IVD |  | Принадлежности и расходные материалы к анализаторам биохимическим Конелаб 20 и 20i (см. Приложение на 1 листе)Мультиячеистые кюветы Галогеновая лампа Электрод калия/кальция/магния/натрия/хлора/лития/рН Референтный электрод Кюветы для проб 2/ 0.5 мл Флакон для реагента 3/5/10/15/20/60 мл Штатив для пробирок с пробами 20 пробирок Приспособление для позиционирования пробирок Штатив для пробирок с пробами 14 поз. Поддон для крышек флаконов 45 поз. Поддон для флаконов с реагентами 12/20 поз. Диск для реагентов 35/45 позиций Сегмент для образцов 2/5/10 мл Интерференционный фильтр 339/365/380/405/450/480/510/540/575/600/620/660/700 нм
Thermo Fischer | Russia | IVD |  | Реагенты диагностические к анализаторам биохимическим Конелаб 20 и 20 i (см. Приложение на 5 листах)Субстраты и ферменты 1. Кислая фосфатаза (общая и непростатическая) 2. Альбумин (с калибратором) 3. Щелочная фосфатаза 4. АЛТ (GPT) аланинаминотрансфераза 5. Амилаза 6. АСТ (GOT) аспартатаминотрансфераза 7. Билирубин общий 8. Билирубин прямой 9. Кальций 10. Холестерин 11. Холестерин высокой плотности HDL- холестерин (преципитирующий реагент со стандартом) 12. Холестерин низкой плотности LDL-холестерин 13. Холинэстераза (с дибукаином; Dibucain) 14. СО2 (Бикарбонат) 15. КФК (креатинфосфокиназа) 16. КФК ? МВ (креатинфосфокиназа МВ фракция) 17. Креатинин 18. Гамма-ГТ 19. Глюкоза (GOD-POD) 20. Гидроксибутиратдегидрогеназа (ГБДГ) 21. Железо 22. ЛДГ (лактатдегидрогеназа) 23. Магний 24. Фосфор 25. Общий белок 26. Общий белок в моче и СМЖ 27. Триглицериды 28. Мочевина 29. Мочевая кислота 30. АСТ/АЛТ стартер 31. КФК стартер 32. ЛДГ стартер 33. Пиридоксальфосфат 34. U/CSF протеин Контроли и калибраторы 35. Калибратор 1 36. Калибратор 2 37. Калибратор ЛПВП/ЛПНП; HDL/LDL калибратор 38. Калибровочный набор для микроальбуминурии 39. Калибровочный набор для СРБ 40. Калибровочный набор для спец. белков SpeciCal 41. Контрольная сыворотка Nortrol 42. Контрольная сыворотка Abtrol 43. Контрольная сыворотка Lipotrol 44. КФК ? МВ контроль 45. Микроальбуминурия контроль 46. СРБ контроль 47. СРБ высокий контроль 48. РФ контроль 49. Контроль SpeciTrol 50. Гликогемоглобин контроль норма (HbA1 C N) 51. Гликогемоглобин контроль патология (HbA1 C P) Специфические белки 52. Альбумин (микроальбуминурия) 53. Антистрептолизин О 54. Альфа ? 1 ? антитрипсин 55. Аполипопротеин А1 56. Аполипопротеин В 57. С3 комплемент 58. С4 комплемент 59. С-реактивный белок 60. Ig A (Иммуноглобулины класса А) 61. Ig G (Иммуноглобулины класса G) 62. Ig M (Иммуноглобулины класса M) 63. Орозомукоид 64. Преальбумин 65. Ревматоидный фактор 66. Трансферрин 67. Гаптоглобин 68. Гликогемоглобин (Hb A1C) 69. Микроальбуминурия / альбумин Наборы для определения наркотических веществ и лекарственного мониторинга 70. Амфетамины 71. Барбитураты 72. Бензодиазепины 73. Каннабиоиды 74. Метаболиты кокаина 75. Опиаты 76. Котинин 77. Этиловый спирт 78. Метадон 79. Метаквалон 80. Фенциклидин 81. Пропоксифен 82. Карбамазепин 83. Фенобарбитал 84. Фенитоин 85. Примидон 86. Вальпроевая кислота 87. Теофиллин 88. Ацетаминофен (токс.) 89. Барбитураты (токс.) 90. Бензодиазепины (токс.) 91. Дигоксин (токс) 92. Салицилат (токс.) 93. Трициклик (токс.) 94. Цефалоспорины (токс) 95. DoA NEG калибратор 96. DoA калибратор A1 97. DoA калибратор A2 98. DoA калибратор B1 99. DoA калибратор B2 100. DoA калибратор B3 101. DoA калибратор B4 102. DoA калибратор C1 103. DoA калибратор C2 104. DoA калибратор C3 105. DoA калибратор C4 106. DoA калибровочный набор D 107. DoA калибровочный набор E 108. DoA контрольный набор A 109. DoA контрольный набор B 110. DoA контрольный набор C 111. DoA контрольный набор D 112. DoA контрольный набор E 113. DoA контрольный набор G 114. TDM калибровочный набор A 115. TDM калибровочный набор C 116. Tокс. калибровочный набор A 117. Tокс. калибровочный набор B 118. Tокс калибровочный набор C 119. Токс. калибровочный набор дигоксин 120. Токс. калибровочный набор цефалоспорины 121. Калибровочный раствор 1 блока ионселективных электродов 122. Калибровочный раствор 2+3 блока ионселективных электродов 123. Стандартный раствор 1 (4 x 150/400 ml) 124. Стандартный раствор 2 2+3 (4 x 150 ml)/( 2x20 ml) 125. Стандартный раствор 3 (4 x 150 ml)/ (2x20 ml) 126. Стандартный раствор 4 (4 x 80 ml)/ (2x20 ml) 127. Раствор референтного электрода 5 ml (1 пакет) 128. Ион-селективный белковый контроль (высокий) (5 x 2 ml) 129. Ион-селективный белковый контроль (низкий) (5 x 2 ml) 130. Ион-селективный белковый контроль (нормальный) (5 х 2 ml) 131. Дилюент мочи (5 x 50 ml) 132. Konelab моющий раствор (45%) 133. Чистящий раствор
Thermo Fischer | Russia | MD |  | Бани водяные серии J модели J12 J18 J30 с принадлежностями (см. Приложение на 1 листе)1. Крышки для бани: J 12; J 18; J 30 2. Штативы 60 мм для пробирок: 60 х ? 10 мм; 40 х ? 13 мм; 24 х ? 16 мм; 20 х ? 20 мм; 11 х ? 25 мм; 3. Штативы 75 мм для пробирок: 80 х ? 10 мм; 52 х ? 13 мм; 36 х ? 16 мм; 29 х ? 20 мм; 17 х ? 25 мм; 12 х ? 35 мм 4. Шарики полипропиленовые (100 шт/упак.) для уменьшения испарения 5. Рамка для штатива 60мм 75мм 6. Пластина для штатива 60мм 75мм 7. Перфорированная пластина для штатива 60мм 75мм
Thermo Fischer | Russia | MD |  | Центрифуги лабораторные серии KR модели: KR4i KR25i с принадлежностями (см. Приложение на 2 листах)1. Роторы горизонтальные: RP6; RHK4B; RC6; RP4; SWKL 100.13 2. Роторы угловые: AKL 500.11 6 х 500 мл; FAJL 500.11С 6 х 500мл; AKL 250.14 6х 250 мл; FAJL 250.14C 6 х 250мл; AKL 50.17 14 х 50 мл; AKL 50.22 8 х 50 мл; AKL 100.21 8 х 100мл; AKL 50C.17 8 х 50 мл кон.; AKL 16.20 32 х16 мл. 3. Крышки к роторам: RP6; RC6 4. Стаканы: N6B; N6BMT; N6T; N6C; N6CE; N6CD; N6CDE; N4T; N4C; N4CT 5. Стакан с держателем фильтра 6. Крышка стакана N6B 7. Прокладка крышки 8. Адаптеры к горизонтальным роторам:1х250 мл; 1x100 мл; 2x50 мл; 3x50 мл; 3x50 мл кон.; 4x50 мл; 5x25/30 мл; 5x25 мл; 8x20 мл; 4x15 мл; 7x15 мл; 7x15 мл кон.; 7x12 мл; 12x10 мл; 14x7 мл; 18x7 мл; 20x6 мл; 7x5 мл; 26x5 мл; 30x3 мл; 20x1.5 мл; 42x0.8 мл; 1х цитобакет; 1x1000 мл; 1x900 мл; 1x500 мл; 1x500 мл; 1x375 мл; 1x375 мл; 1x250 мл кон.; 1x250 мл; 1x125 мл; 2x100 мл; 4x50 мл; 5x50 мл кон.; 7x50 мл; 12x20 мл; 12x15 мл; 12x15 мл кон.; 19x10-15 мл; 20x7 мл; 30х6 мл; 37x3-5 мл; 1х 50 мл; 1х 30/38 мл; 2x10 мл; 4х 1.5 мл. 9. Адаптеры к угловым роторам: 1х 250 мл; 3 х 50 мл; 1х 50мл 1х 50 мл кон.; 7x16 мл; 4 х 15 мл кон; 1х 100 мл; 4 х 15 мл кон.; 1х 30/38 мл; 1х 13 мл; 1х 10 мл; 3 х 1.5 мл; 1х 15 мл кон.; 2x10 мл; 1х 5 мл.; 1х 1.5 мл; 4х 1.5 мл. 10. Поддон для микропланшета (для стакана N6B) 11. Прокладка резиновая для гибких микропланшетов 12. Прокладки мягкие резиновые 13. Цитобакет 14. Держатель для мешка поворотный -для вкладыша в стакан N6T 15. Прокладка уплотнительная для стакана N6T 16. Экстрактор плазмы ХР 100 17. Держатель для мешка 18. Вкладыши: для стакана N4T; N6T; для штатива на 35 пробирок; для бакета к ротору RHK4B 19. Бакет для ротора RHK4B 20. Крышка бакета для ротора RHK4B 21. Прокладка крышки бакета для ротора RHK4B 22. Поддон для центрифугирования штативов: LKB (2 х 15) Nuclear Packard Beckman Smac-Technicon Micromedics Shimadzu Olimpus Stago/Hitachi 23. Поддон для центрифугирования микропланшетов в бакете для ротора RHK4B 24. Поддон для использования с ротором RHK4B 25. Вставки: 60 х 1.5 мл; 72x3 мл; 50 х 6 мл; 45 х 5 мл; 38 х 10 мл; 30 х 15 мл; 11 х 50 мл 26. Стакан 1000 мл (нерж. ст) 27. Адаптер для одного двойного мешка 28. Прокладка уплотнительная для стакана N4T 29. Емкости РР и PC 1600 мл для стакана N4CT 30. Емкости РР и PC 1000 мл KONTRON SANYO/MSE NALGENE 31. Адаптеры для стаканов N4C/N4CT (для емкостей 1000 мл): KONTRON SANYO/MSE NALGENE 32. Адаптер для стаканов N4C/N4CT 33. Устройство для снятия роторов
Thermo Fischer | Russia | MD |  | Центрифуги лабораторные серии С модели: С3i multifunction CR3i multifunction C4i СR4i с принадлежностями (см. Приложение на 2 листах)1. Роторы угловые: АС 100.10 6 х 100 мл; АС 50.10 6 х 50 мл; АС 15.4 30 х 15 мл; АС 10.12 10 х 10 мл; АС 2.14 24 х 15 мл; АС 1.14 20 х 15 мл; АС 2.13 48 х 15 мл; CD 1 8 х 100 мл; CD 2 10 х 50 мл; CD 3 40 х 15 мл; CD 4 40 х 15 мл; CD 5 40 х 15 мл; ротор для микропробирок 30 х 15/2мл 2. Роторы горизонтальные: Т40 4x280 мл; Т20 6 х микропланшетов; Т4 4x250 мл; М4 4х750мл QG 2.5 для микропланшетов 3. Адаптеры к угловым роторам: 1 х 50 мл; 1 х 50 мл кон; 1 х 30 мл COREX; 1 х 25 мл COREX; 1 х 15 мл COREX / Oak; 1 х 30-38 мл; 1 х 15 мл кон; 2 х 10 мл; 4 х 1.5-2 мл; 1 х 10 мл; 1 х 6 мл; 1 х 1.5/2 мл; 1 х 0.5/0.8 мл; 1 х 0.2 мл PCR; 1 х 0.25/0.5 мл; 1 х 10 мл; 1 х 50 мл кон; 1 х 38 мл 1 х 30 мл Согех; 1 х 15 мл; 1 х 15-20 мл; 1 х 6 мл; 4. Адаптеры к горизонтальным роторам: 1 х 280 мл; 1 х 250 мл; 1 х 200 мл; 1 х 175 мл; 1 х 135 мл; 1x110 мл; 1 х 100 мл; 2 х 65 мл; 4 х 50 мл; 2 х 50 мл кон.; 5 х 30 мл; 4 х 25 мл; 5 х 25 мл; 9 х 16 мл; 4x15 мл; 7 х 15 мл кон.; 4 х 15 мл кон.; 5 х 15 мл кон.; 12 х 10/15 мл; 4х 14 мл; 12 х 13 мл; 9x10 мл; 12x7 мл; 12 х 5 мл; 19x8 мл; 19x5 мл; 19x3 мл; 13 х 1.5/2 мл; 1 х Centriprep 1 х 250 мл; 1 х 100 мл; 2 х 50 мл; 4 х 50 мл; 3 х 50 мл; 3 х 50 мл кон.; 4 х 50 мл; 5 х 25/30 мл; 5 х 25 мл; 8 х 20 мл; 4x15 мл; 7x15 мл; 7 х 15 мл кон.; 7x12 мл; 12 х 10 мл; 14 х 10 мл; 18x7 мл; 20 х 6 мл; 7 х 5 мл; 26 х 5 мл; 30 х 3/5 мл; 20 х 1.5/2.2 мл; 42 х 0.5/0.8 мл; 1 х 450 мл; 1 х 300 мл; 1 х 250 мл или 1 х 175/225 мл; 2 х 100 мл; 4 х 50 мл; 5 х 50 мл кон.; 7 х 50 мл кон.; 3 х 50 мл; 7 х 50 мл; 7 х 25 мл; 12 х 20 мл; 12 х 15 мл кругл.; 12 х 15 мл кон.; 7 х 15 мл; 9x10 мл; 12 х 10 мл; 16 х 5/10 мл кругл.; 19 х 7/10 мл кругл.; 20 х 5/7 мл кругл; 19 х 5/7 мл кругл.; 30 х 6 мл; 37 х 5 мл; 16x5 мл; 9 х 4 мл; 12 х 4 мл; 57 х 2.5 мл; 30 х 1.5/2 мл; 30 х 0.8 мл; 1 х 250 мл кон. 2x60 мл 5. Крышка ротора АС 10.12 АС 2.14 АС 1.14 6. Ротор барабанный DC 6.11 7. Штативы: 10 х 1.5/2 мл; 20 х 0.5/0.8 мл; 20 х 0.7 мл; 21 х 0.6 мл; 32 х 0.25/0.4мл 8. Стаканы для роторов: Т40 (стандартный для 4 пробирок 50 мл кон.) М4 (стандартный с тефлоновым покрытием с крышкой с крышкой для трансфузионных мешков для флаконов Corning 250 мл кон для флаконов Corning 250 мл кон. с крышкой для флаконов Nalgene 500 мл) Т4 (стандартный для штативов Stago/Hitachi) 9. Крышки стаканов для роторов: Т40; Т4; М4 10. Прокладка крышки стакана для роторов: Т40; Т4; М4 11. Прокладка резиновая для ротора Т4 12. Прокладки декантирующие резиновые 13. Держатель для микропланшетов 14. Держатель для микропланшетов с крышкой 15. Прокладка резиновая для центрифугирования гибких микропланшетов 16. Крышка запасная для держателя микропланшетов 17. Цитобакеты 18. Слайд для цитобакета 19. Прокладка для цитобакета 20. Емкость 750 мл 21. Прокладка для емкости 750 мл 22. Емкость 600 мл 23. Крышка для емкости 600 мл 24. Силиконовая смазка 25. Блок промокательной бумаги 26. Пластина-вкладыш сплошная для подвесной рамки изготовленной на заказ 27. Заготовка для адаптера
Thermo Fischer | Russia | MD |  | Шкафы лабораторные сухожаровые серии StabiliTherm EU модели: EU1 EU2 EU3 с принадлежностями (см. Приложение на 1 листе)1. Входной порт. 2. Устройство для навешивания двери с левой стороны 3. Электронный замок 4. Полка из нерж. стали для StabiliTherm EU1-18/28/53 5. Полка из нерж. стали для StabiliTherm EU55-234 6. Подставка 6-уровневая роликовая 7. Подставка регулируемая 8. Подставка регулируемая роликовая 9. Подставка для 2-х сухожаровых шкафов 10. Устройство регистрирующее (0°С - 75°С 7 дней) 11. Держатель датчика температуры 12. Датчик температуры Pt 500 (0°С - 250°С) 13. Подставка для очистки сухожарового шкафа. 14. Устройство для экстракции 15. Выходной штуцер 16. Устройство Map'IN для построения карты температуры в рабочей камере StabiliTherm EU3
Thermo Fischer | Russia | MD |  | Центрифуги лабораторные серии В модели: ВВ3V B4i multifunction BR4i multifunction с принадлежностями (см. Приложение на 1 листе)1. Роторы угловые; АВ50.10А 6x50 мл; АВ 15.4 30 х 15 мл; АВ 1.14 20 х 15 мл; АВ 10.12 10 х 10 мл; АВ 2.14 24 х 15 мл ; 10x20 мл. 2. Роторы горизонтальные: S40 4 х 200 мл; S20 6 х микропланшет. 3. Адаптеры к угловым роторам: 1 х 20 мл; 1x10 мл; 1x7 мл; 1 х 6 мл; 1 х 1.5 мл; 1 х 0.8 мл; 1 х 30/38 мл; 1 х 15 мл кон; 1х 10 мл; 1 х 0.5/0.8 мл; 1 х 0.2 мл PCR; 1 х 0.25/0.5 мл; 1 х 6 мл; 1 х 1.5/2 мл; 4. Адаптеры к горизонтальному ротору: 1 х 100 мл; 1 х 50 мл; 1 х 50 мл кон.; 1 х 25 мл кон.; 1 х 25 мл; 3 х 20 мл; 7 х 15 мл; Зх 15 мл кон.; Зх 12 мл; 5х 10/15 мл; 5 х 5/10 мл; 5 х 5 мл; 5х 5/7 мл; 9х 5/6 мл; 12 х 5 мл; 12 хЗ/5 мл; 6 х 1.5 мл 5. Крышки к роторам: АВ 1.14; АВ 10.12; АВ 2.14 6. Ротор барабанный DB6.11 7. Штативы: 10 х 1.5/2 мл; 20x0.5/0.8 мл; 20x0.7 мл; 21 х 0.6 мл; 32 х 0.25/0.4мл 8. Держатель для микропланшетов с крышкой 9. Крышка держателя для микропланшетов 10. Прокладка резиновая для центрифугирования гибких микропланшетов 11. Стакан стандартный 12. Крышка стакана 13. Цитобакет 14. Емкость РР 200 мл с крышкой
Thermo Fischer | Russia | MD |  | Термостаты лабораторные серии StabiliTherm EB модели: EB1 EB2 с приналежностями (см. Приложение на 1 листе)1. Входной порт. 2. Устройство для навешивания двери с левой стороны 3. Электронный замок 4. Полка из нерж. стали для StabiliTherm EB1-18/28/53 5. Полка из нерж. стали StabiliTherm 55-234 6. Полка Lowenstein на 63 пробирки 7. Полка Lowenstein для пробирок 170 мм (2 х 21) 8. Полка 1/2 глубины 9. Полка без ограничителя по переднему краю 10. Полка с держателем для чашек Петри 4 х 4 х 6 (диаметр 90 мм) 11. Подставка 6-уровневая (роликовая) для термостатов StabiliTherm ЕВ 55 - 234 л 12. Подставка регулируемая для термостатов StabiliTherm ЕВ 55 - 234 л 13. Подставка регулируемая (роликовая) для термостатов StabiliTherm ЕВ 55 - 234 л 14. Подставка для 2-х термостатов 15. Устройство регистрирующее (0°С - 75°С 7 дней) 16. Держатель датчика температуры 17. Датчик температуры Pt 500 (0°С - 250°С) 18. Подставка для очистки термостата. 19. Розетка электрическая
Thermo Fischer | Russia | MD |  | Анализатор иммунологический Multiskan Spectrum с принадлежностями (см. Приложение на 1 листе)
Thermo Fischer | Russia | MD |  | Пипетки медицинские Финпипет (Finnpipette) различного объема мод. Focus Digital BioControl Stepper Multistepper Biomate Novus (см. Приложение на 2 листах)1. Finnpipette Focus 1-кан. фикс. объема: 1 мкл 2 мкл 5 мкл 10 мкл. 20 мкл 25 мкл 50 мкл 100 мкл 200 мкл 250 мкл 500 мкл 1000 мкл 2000 мкл 3000 мкл 5000 мкл 10000 мкл; 2. Finnpipette Focus 1-кан. перем. объема: 03-3 мкл 05-5 мкл 1-10 мкл 3-30 мкл. 5--50 мкл 10-100 мкл 30-300 мкл 100-1000 мкл 500-5000 мкл 1000-10000 мкл; 3. Finnpipette Focus 8-кан. перем. объема: 1-10 мкл 5-50 мкл 30-300 мкл; 4. Finnpipette Focus 12-кан. перем. объема: 1-10 мкл 5-50 мкл 30-300 мкл; 5. Finnpipette Focus 16-кан. перем. объема: 5-50 мкл; 6. Finnpipette Digital 1-кан. фикс. объема: 1 мкл 2 мкл 5 мкл 10 мкл 20 мкл 25 мкл 50 мкл 100 мкл 200 мкл 250 мкл 500 мкл 1000 мкл 2000 мкл 3000 мкл 5000 мкл 10000 мкл; 7. Finnpipette Digital 1-кан. перем. объема: 02-2 мкл 05-10 мкл 5-50 мкл 200-1000 мкл 1000-5000 мкл 2000-10000 мкл 2-20 мкл 20-200 мкл 10-100 мкл 100-1000 мкл; 8. Finnpipette Digital 8-кан. перем. объема: 0.5-10 мкл 5-50 мкл 50-300 мкл; 9. Finnpipette Digital 12-кан. перем. объема: 0.5-10 мкл 5-50 мкл 50-300 мкл; 10. Finnpipette Digital 16-кан. перем. объема: 5-50 мкл; 11. Finnpipette BioControl 1-кан. перем. объема: 5-40 мкл40-200 мкл 200-1000мкл 1000-5000 мкл 2000-10000 мкл 12. Finnpipette BioControl 8-кан. перем. объема: 0.5-10 мкл 5-50 мкл 50-300 мкл 150-1500 мкл; 13. Finnpipette BioControl 12-кан. перем. объема: 5-50 мкл 50-300 мкл; 14. Finnpipette BioControl 16-кан. перем. объема: 5-50 мкл; 15. Finnpipette Stepper 10-5000 мкл 16. Finnpipette Multistepper 8-кан.50-250мкл 17. Finnpipette Biomate 1-100 мл 18. Finnpipette Novus 1-кан. перем. объема: 1-10 мкл 5-50 мкл 10-100 мкл 30-300 мкл 100-1000 мкл 500-5000 мкл 1000-10000 мкл. 19. Finnpipette Novus 8-кан. 12-кан.
Thermo Fischer | Russia | MD |  | Наконечники полимерные одноразовые Finntip Labtip для медицинских пипеток (см. Приложение на 1 листе)1. Finntip: 0.2-10 мкл 0.2-20 мкл 0.2-50 мкл 5-200 мкл 0.5-250 мкл 5-300 мкл 100-1000 мкл 1000-5000 мкл 2000-10000 мкл 50-1500 мкл 0.5-25 мкл 20-200 мкл 10-250 мкл 0.5 мл 1.25 мл 2.5 мл 5 мл 12.5 мл 25 мл 50 мл 0.5-10 мкл 0.5-100 мкл 0.5-200 мкл 150-1500 мкл 0.5-30 мкл. 2. Labtip Yellow (Желт.) 3. Labtip Blue (Син.)
Thermo Fischer | Russia | MD |  | Квадрупольный хромато - масс - спектрометр Trace MS в комплектации (см. Приложение на 3-х листах)
Thermo Fischer | Russia | IVD |  | Томографы магнитно-резонансные AIRIS II-1 и AIRIS II-2 (см. Приложение на 4 листах)Состав магнитно-резонансных томографов AIRIS II-1и AIRIS II-2: 1. Magnetic Resonance Imaging (MRI) System Магнитно-резонансный томограф включающий в себя: - Gantry/ Гентри с постоянным магнитом вертикального магнитного поля системой термостатирования и лазерной системой позиционирования; - Patient table/ Стол пациента с приводами управления положением; - Central control console/ Консоль ? автоматизированное рабочее место оператора в составе: ЦПУ 5? дисковод для чтения/записи CD дисков (CD-RW) 35? дисковод магнитооптических дисков цветной ЭЛТ 21? или ЖК 19? монитор клавиатура манипулятор типа «мышь» плата сопряжения с цифровой лазерной камерой пакет ПО режимов сканирования и визуализации; - Gating function package for ECG and pulse gating/ Аппаратно-программное обеспечение для синхронизации по ЭКГ/ пульсу; - MRI unit/ Блок (шкаф) магнитно-резонасного томографа в составе: - блоки формирования градиентного магнитного поля; - блоки передачи приема и обработки ВЧ радиосигнала; - Filter box/ Блок ВЧ фильтров; - Standard accessories (calibration phantoms table mattress and intercom speaker Special non magnetic instruments for installation)/ Принадлежности: набор калибровочных фантомов (3 шт.) матрас пациента комплект специального немагнитного инструмента для монтажа документация на английском языке. 2. QD head coil/ QD (квадратурная) катушка для головы. 3. Flexible QD body coil (S)/ QD катушка для тела и спины гибкая (малая). 4. Flexible QD body coil (M)/ QD катушка для тела и спины гибкая (средняя). 5. Flexible QD body coil (L)/ QD катушка для тела и спины гибкая (большая). 6. QD knee coil/ QD катушка для колена. 7. QD shoulder coil/ QD катушка для плеча. 8. QD wrist coil/ QD катушка для кисти. 9. Joint (neck) coil/ Катушка кольцеобразная для суставов и шеи. 10. Joint coil large/ Катушка для суставов большая. 11. Joint coil small/ Катушка для суставов малая. 12. Joint coil (latchable) (L)/ Катушка большая для суставов на замках. 13. TMJ coil (bilateral type)/ Катушка челюстно-лицевая. 14. Breast coil (bilateral type)/ Катушка маммографическая. 15. Head and neck coil/ Катушка для головы и шеи. 16. Multiple array package/ Набор для использования многоканальных кату-шек. 17. Head and neck multiple array coil/ Катушка многоканальная для головы и шеи. 18. Body multiple array coil/ Катушка многоканальная для спины. 19. QD/Multiple array shoulder coil/ Катушка квадратурно-многоканальная для плеча. 20. Joint motion Device (Head)/ Приспособление для динамических исследований (голова). 21. Joint motion Device (Wrist and knee)/ Приспособление для динамических исследований (кисть и колено). 22. Joint motion Device (Shoulder)/ Приспособление для динамических исследований (плечо). 23. Joint motion Device (Ankle)/ Приспособление для динамических исследований (голеностоп). Дополнительное оборудование: 24. Interface package DICOM3/ Контроллер (плата и ПО) сопряжения с сетью стандарта DICOM 3.0. 25. DICOM Print/ ПО передачи изображений на печать в сети стандарта DICOM. 26. DICOM MWM/ Комплект ПО для работы в сети стандарта DICOM. 27. MR Fluoroscopy/ ПО для МР флюороскопии. 28. EPI/DWI/ Пакет ПО для эхопланарной томографии и получения изображе-ний по диффузии. 29. CE MR angiography/ Пакет ПО для обеспечения ангиографических измерений. 30. Reconstruction memory enhance (for PC-MRA)/ Дополнительная память для реконструкции изображений в режиме PC-MRA. 31. Workstation additional memory/ Дополнительная память для консоли оператора. 32. I-MR package/ ПО для обеспечения интервенционных вмешательств. 33. SSMR 300 Medrad Spectris Solaris MR Injection System/ Принадлежности для контрастной МР ангиографии в составе: - SG II Injector/ инжектор; - Display Control Unit/ панель управления; - Injector Head and integrated stand/стойка и держатель инжектора; - SSMR BP Battery Pack/ батарея аккумуляторов; - SSMR BC Battery Charger with Bracket/ зарядное устройство; - Fiberoptic cable/ оптоволоконный кабель 60 м; - SSMR Start Remote handswitch with Mounting/ пульт дистанционного управления; - SPC 300C Power Cord/ кабель электропитания; - SSMR EM Operation Manual/ руководство по применению; - SSMR SERV Service Manual/ руководство по техническому обслуживанию; - SSQK 65/115vs MR Syringe Kit for Medrad Spectris Solaris/ адаптированное для работы с МРТ устройство введения раствора в составе: - 65 ml Syringe/ 65 мл шприц; - 115 ml Syringe/ 115 мл шприц; - Large Spike/ большой внутривенный прокалыватель; - Small Spike/ малый внутривенный прокалыватель. 34. MR angiography (TOF MR angiography/ Комплект ПО для 2D/3D время-пролётной (TOF) магниторезонансной ангиографии. 35. PC MR angiography/ Комплект ПО для 2D/3D фазоконтрастной (PС) МР ангиографии. 36. Fast Package (Fast SE; Fast IR)/ ПО быстрой реконструкции изображения. 37. Magnetic field fluctuation correction device/ Аппаратура компенсации флуктуаций внешнего магнитного поля включая компенсационную катушку датчик и электронный блок управления. 38. UPS for workstation/ Источник бесперебойного питания консоли оператора.
Thermo Fischer | Russia | MD |  | Центрифуги лабораторные серии MR модели: MR23i с принадлежностями (см. Приложение на 1 листе)1. Роторы угловые: AM 100.13 6 х 100 мл; AM 50.14 8 х 50 мл; AM 10.17 с крышкой 10 х 10 мл; AM 2.19 с крышкой 28 х 1.5-2 мл; AM 50C.13 6 х 50 мл кон.; AM 38.15 с крышкой 8 х 38 мл; AM 2.18 с крышкой 24 х 1.5-2 мл; AM 2.21 с крышкой 12 х 1.5-2 мл; AM 2.23 12x1.5-2 мл. 2. Роторы горизонтальные: SWM 180.5 4 х 200 мл; МТМ 6.4 6 х микропланшет. 3. Крышки роторов 4. Адаптеры к угловым роторам: 1x50 мл; 1x50 мл кон.; 1x30 мл COREX; 1x25 мл COREX; 1x15 мл COREX / Oak; 1x30-38 мл; 1x15 мл кон; 2х 10 мл; 4 х 1.5-2 мл; 1x6 мл; 1x1.5/2 мл; 1x24 мл COREX; 1x15 мл COREX; 1x16 мл 1x13 мл; 1x12 мл; 1x10 мл; 1x5 мл 1x0.5/0.8 мл; 1x0.2 мл PCR; 1x0.25/0.5 мл; 5. Адаптеры к горизонтальному ротору:1х100 мл ; 1x50 мл; 1x50 мл кон.; 1x25 мл; 1x25 мл кон.; 3x20 мл; 1x15 мл кон.; 7x15 мл; 3x12 мл; 5x10/15 мл; 5x5/10 мл; 5x5 мл; 5x5/7 мл; 9x5/6 мл; 12x5 мл; 12x3/5 мл; 6x1.5 мл. 6. Стаканы для роторов горизонтальных 7. Крышка для стаканов 8. Прокладка крышки изолирующая 9. Ротор барабанный DRM 6.14 на 6 штативов 10. Штативы: 10 х 1.5/2 мл; 20 х 0.5/0.8 мл; 20 х 0.7 мл; 21 х 0.6 мл; 32 х 0.25 / 0.4 мл 11. Прокладка резиновая для центрифугирования гибких микропланшетов 12. Держатели с крышкой (4): 50 мл кон.; 15 мл кон. 13. Емкость РР 200 мл (6) с крышкой
Thermo Fischer | Russia | MD |  | Шкафы лабораторные с ламинарным потоком серии SAFE модели: SAFE 2010 MAXI SAFE 2010 с принадлежностями (см. Приложение на 2 листах)1. Лампы ультрафиолетовые с таймером: 0.9/1.2 м; 1.5 м; 1.8 м 2. Подставки регулируемые Н76-80 см: 0.9 м; 1.2 м; 1.5 м; 1.8 м. 3. Подставки регулируемые Н88-92 см: 0.9 м; 1.2 м; 1.5 м; 1.8 м 4. Подставки регулируемые электрические Н70-100 см для мод. SAFE 2010: 0.9 м; 1.2 м; 1.5 м; 1.8 м 5. Подставки регулируемые электрические Н70-100 см для мод. MAXI SAFE: 0.9 м; 1.2 м; 1.5 м; 1.8 м 6. Кран для подачи газа 7. Кран GAS-MAG для подачи газа с соленоидным клапаном 8. Кран для подачи углекислого газа 9. Кран вакуумной магистрали 10. Кран для подачи азота 11. Кран для подачи кислорода 12. Кран для подачи сжатого воздуха 13. Розетка электропитания одинарная/двойная 14. Вентиль дренажный 15. Датчик падения давления Mini 16. Поверхность рабочая для мод. SAFE/ MAXI SAFE (1.2) одномодульная 17. Поверхность рабочая для мод. SAFE/ MAXI SAFE (1.2) двухмодульная 18. Поверхность рабочая для мод. SAFE/ MAXI SAFE (1.5) одномодульная 19. Поверхность рабочая для мод. SAFE/ MAXI SAFE (1.5) трехмодульная 20. Поверхность рабочая для мод. SAFE/ MAXI SAFE (1.8) двухмодульная 21. Поверхность рабочая для мод. SAFE/ MAXI SAFE (1.8) одномодульная 22. Поверхность рабочая для мод. SAFE/ MAXI SAFE (1.8) четырехмодульная 23. Стенка задняя: 0.9 м; 1.2 м; 1.5 м; 1.8 м 24. Окно боковое из нерж. стали SWS с 3 отверстиями 25. Клапаны воздушные предохранит. диаметр 200 мм: 0.9 /1.2 м; 1.5 /1.8 м 26. Плита мраморная для весов 27. Подставка для настольной установки 28. НЕРА-фильтры двойные на выпускное отверстие: 0.9/1.2 м; 1.5/1.8 м 29. Фильтр из активированного угля универсальный 30. Испаритель формалина FW 31. Система для присоединения к внешней вытяжке 32. Устройство резервного электропитания 33. Префильтр 0.9; 1.2; 1.5; 1.8
Thermo Fischer | Russia | IVD |  | Аппарат ультразвуковой диагностический EUB-8500 c принадлежностями (см. Приложение на 5 листах)1. Устройство для подсоединения датчиков EZU AB6 2. Монитор цветной 15 медицинского назначения EZU-MT24-S1 3. Блок непрерывного Допплера EZU-ST3 4. Опция для подключения карандашного датчика EZU-CW2 5. Блок биомедицинских сигналов EZU-EK24 с электродами 6. Блок расширенной кинопамяти EZU-MM17/ODM 7. Карта SCSI для цифрового SCSI принтера EZU-Pi1 8. Сетевая карта EZU-Pi2 9. Плата цифровой обработки данных EZU-Pi5 10. Программное обеспечение DICOM 3.0 EZU-FC6 11. Дополнение для печати через сеть DICOM EZU-FC6Р 12. Дополнение для работы с интерфейсом DICOM EZU-FC6W 13. Программа для контраста EZU-CH4 14. Программа 3-х мерного изображения EZU-3D3 15. Программа 3-х мерного изображения с измерениями EZU-3D2S 16. Программа получения панорамного изображения EZU-WS3 17. Блок стресс-эхо (Tomtec) EZU-SE2 18. Педальный переключатель для заморозки изображений EZU-FS1 19. Педальный переключатель (для EZU-3D2S EZU- SE2 EZU-SE1) EZU-FS2 20. Кабель для дистанционного включения VCR EZU-RO1 21. Блок подключения минидатчиков EZU-MS6 22. Блок управления минидатчиков (FUJINON) SP-711UA 23. Транслятор для SP-711UA и коннектор радиальных мини-датчиков TL-1A 24. Стойка для мини-датчиков МТН 25. Держатель кабелей EZU-TH4 26. Конвексный датчик EUP-C514 3.5 MHz 40R 90° (2.0 - 5.0 MHz) 27. Конвексный датчик EUP-C516 5 - 2 MHz 60R 65° (2.0 - 5.0 MHz) широкий диапазон 28. Конвексный датчик EUP-C524 5.0MHz 40R 70? (3.5 - 7.5 MHz) 29. Линейный датчик EUP-L53 7.5MHz 6.4см (5.0 - 10.0 MHz) 30. Линейный датчик EUP-L53S 7.5MHz 3.8cм (5.0 - 10.0 MHz) 31. Линейный датчик 50мм широкого диапазона EUP-L54M 13 - 6 MHz 32. Трансвагинальный конвексный датчик EUP-V53W 6.5MHz 10R Steerable 200? (4.0 - 8.0 MHz) 33. Датчик широкого диапазона EUP-S50 4 - 2 MHz P.A. 90° (2.0 - 4.5 MHz) Steerable CW Doppler 34. Датчик широкого диапазона EUP-S52 7 - 3 MHz P.A. (3.0 - 7.0 MHz) Steerable CW Doppler 35. Датчик с фазированной решёткой EUP-S63 7.5 MHz P.A. (5.0 - 10.0 MHz) Steerable CW Doppler 36. Датчик карандашный EUP-TC3 2.5MHz CW Doppler 37. Датчик EUP-ES52M 5.0MHz Multiplane T.E.E. P.A. (3.5 - 8.0 MHz) Steerable CW Doppler 38. Датчик конвексный EUP-C511 3.5MHz 10R 100? (2.5 - 5.0MHz) 39. Датчик конвексный EUP-C312T 3.5MHz 20R 90? (2.5 - 5.0 MHz) 40. Датчик конвексный EUP-C318T 3.5MHz 76R 56? (2.5 - 5.0 MHz) 41. Датчик конвексный EUP-C321T 5.0MHz конвесный датчик 10R 90? (3.5 - 7.5 MHz) 42. Датчик конвексный ш
Thermo Fischer | Russia | MD |  | Томографы рентгеновские компьютерные моделей: Pronto SE Pronto XE Pronto VE Presto (см. Приложение на 2 листах)1. Сканирующее устройство (Scanner Unit) в сборе: - Гентри (Gantry) - одна из моделей: Pronto SE Pronto XE Pronto VE Presto - Генератор (Generato); - Рентгеновская трубка (X-Ray Tube) - одна из моделей: 15 MHU; 20 MHU; 25 MHU; 35 MHU; 40 MHU; 50 MHU; - Детекторы в сборе (Detector Unit) - одна из моделей: твёрдотельные ксеноновый; 2. Стол пациента (Patient Table); 3. Консоль оператора с центральным процессором и монитором (Central Control Console with CPU and Monitor); 4. Устройство контроля рентгеновского излучения (X-Ray Controller) с встроенным устройством контроля вращения трубки; 5. Комплект стандартных принадлежностей (Standard set of Accessories): - Фантом (Phantom cart); - Крепление фантома (Phantom Fixing); - Подголовник (стандартный для коронарных исследований) Head Rest (standard for coronal tests); - Подлокотник (Arm rest); - Ремень фиксирования пациента (Patient Fixing Tool); - Коврик (Rug); - Документация (Documentation); 6. Устройство распределения напряжения питания (Power distribution unit); 7. Функция 1 мм толщины среза (1mm Slice); 8. Понижающий трансформатор (Step down transformer); 9. Большой 19 монитор (19? Monitor); 10. 17? Жидкокристаллический монитор (17? LCD display); 11. 3.5 магнито-оптический диск (3.5 MO Drive 640 MB); 12. Принадлежности для стола пациента (atient Table Accessories): - Подставка для ног (Foot rest table top); - Приспособление фиксации ребенка (Infant Fixing Tool); - Подлокотник для внутривенного введения контраста (Arm Rest for Intravenous Drip); 13. Стандартные порты (LPT COM USB) для подключения периферийного оборудования (Standart Ports (LPT COM USB) for peripheries); 14. Защитное стекло (Safety Glass); 15. Источник бесперебойного питания (UPS Unit); 16. Лазерная камера для производства твёрдых копий (Laser Camera) и 500 листов плёнки; 17. Климатическая система (Climatic Unit); 18. Дополнительная станция для обработки медицинских диагностических изображений (Additional Station for Medical Diagnostic Images Processing); 19. Программное обеспечение в составе: - Предсказывающее сканирование (Predict Scan); - Функция архивирования и связи стандарта DICOM 3.0 (DICOM I/F with MERGE Software); - Автосъём данных для передачи данных на лазерную камеру изображений в стандарте DICOM (Autofilming DICOM Print); - Функция измерения энцефалотрофии (Encephalotrophy Measurement); - Программное обеспечение для стоматологии (Dental Scan); - Сетевое программное обеспечение Quick net для ПК пользователя без 3-х мерных измерений (Q-Net viewer software without 3D); - Набор для 3-хмерной визуализации для Quick net (Q-Net viewer software with 3D); 20. Cистема для инъекций Medrad Stellant CT S/SX/D (Medrad Stellant CT S/SX/D Injection System) модель SCT 111/121/211 в составе: - Контрольный дисплей (Display Control Unit) SDU 700; - Контрольный головной блок (Head Control Unit) SHU 701/711/70 - Базовый контрольный блок (Base Control Unit) SEC 700; - Регулируемый штатив для рабочей головки со встроенными крючками и контрастным поддоном (Height Adjustable Head Pedestal with Integral IV Pole and Contrast Tray) SHP 700; - Подогреватель шприца (Syringe Heater) SSH 200F/200; - Руководство пользователя на английском языке (English Operations/Installation Manual) SOM 700 EN; - Руководство по обслуживанию на английском языке (Service Manual English) SSM 700 1; - Одинарный / Двойной шприц с иньектором (Single / Dual Syringe with Spike) SPK/SDS-CTP-SPK; - Выключатель контрольного дисплея (Display Control Unit Start Switch) SHS 700; - Кабель контрольного дисплея 1.52 м (Display Control Cable 1.52 m) SDC 700 5; - Кабель контро
Thermo Fischer | USA | IVD | KIE | Vanquish MD HPLC;Prelude MD;Prelude LX-4 MD | Apparatus, High Pressure Liquid Chromatography | 1
Thermo Fischer | Korea | IVD |  | TFS Bilirubin Direct | Other Reagents, classⅡ, for clinical chemistry | class 2
Thermo Fischer | Korea | IVD |  | A48383 | IVD reagents for extracting nucleic acids | class 1
Thermo Fischer | Korea | IVD |  | TFS LDL-Cholesterol | Other Reagents, classⅡ, for clinical chemistry | class 2
Thermo Fischer | Korea | MD |  | 75007683 | Centrifuge, low-/medium-speed, refrigerating | class 2
Thermo Fischer | Korea | MD |  | 3111외 3건 | Human cell ＆ Tissue culture incubator | class 1
Thermo Fischer | Korea | MD |  | VersaTREK 240 Instrument외 1건 | Culture medium, bacterial cultivation incubator | class 1
Thermo Fischer | Korea | IVD |  | TFS Magnesium | IVD reagents for electrolyte tests | class 2
Thermo Fischer | Korea | MD |  | 3948 | Human cell ＆ Tissue culture incubator | class 1
Thermo Fischer | Korea | MD |  | 75009380 | Centrifuge, low-/medium-speed, refrigerating | class 2
Thermo Fischer | Japan | MD |  | thermistor temperature probe | Reusable active device connection thermometer probe
Thermo Fischer | Japan | IVD |  | Immunocap Rapid Allergen 8 | Immunoglobulin E Multi-antigen kit for single test, multiple results
Thermo Fischer | Japan | IVD |  | Immunocap specific IgG bird | Immunoglobulin G Single Test, Single Result Multiple Antigen Kit
Thermo Fischer | Japan | IVD |  | Immunocap Allergen Component f441 Jug r 1 (from walnut) | Allergen Component Specific Immunoglobulin E Kit
Thermo Fischer | Japan | IVD |  | Immunocap Allergen Component f353 Gly m 4 (soybean derived) | Allergen Component Specific Immunoglobulin E Kit
Thermo Fischer | Japan | IVD |  | immunocap phadiatope | Immunoglobulin E Single Test, Single Result Multiple Antigen Kit
Thermo Fischer | Japan | IVD |  | Immunocap Allergen Component m218 Asp f 1 (from Aspergillus) | Allergen Component Specific Immunoglobulin E Kit
Thermo Fischer | Japan | IVD |  | Immunocap Total IgE | Immunoglobulin E kit
Thermo Fischer | Japan | IVD |  | Immunocap Allergen Component k220 Hev b 6.02 (from latex) | Allergen Component Specific Immunoglobulin E Kit
Thermo Fischer | Japan | IVD |  | Immunocap specific IgE | Immunoglobulin E Single Test, Single Result Multiple Antigen Kit
Thermo Fischer | Singapore | MD |  | MIXER VORTEX MAXI MIX II 230V 0.3A |  | Class A
Thermo Fischer | Singapore | MD |  | MICROCENTRIFUGE 2421 WITH 24 x 1.5/2 ML |  | Class A
Thermo Fischer | Singapore | MD |  | microplate 96 well V sterile +label |  | Class A
Thermo Fischer | Korea | MD |  | HERAcell 150i(51026280)외 5건 | Human cell ＆ Tissue culture incubator | class 1
Thermo Fischer | Korea | MD |  | RC-12BP | Cooled centrifuge | class 2
Thermo Fischer | Korea | MD |  | Thermo Scientific Varistain 24-4 | Sample processing instruments | class 1
Thermo Fischer | Korea | MD |  | Thermo Scientific Finesse 325 | Sample processing instruments | class 1
Thermo Fischer | Korea | MD |  | Labvision Autostainer 360외 5건 | Sample processing instruments | class 1
Thermo Fischer | Korea | MD |  | HETTICH ROTANTA 46 RSC | Centrifuge, tabletop, low-/medium-speed, room temperature, general-purpose | class 1
Thermo Fischer | Japan | MD |  | Medipin | General purpose laboratory centrifuge
Thermo Fischer | Japan | MD |  | Sorvall X4 Pro | General purpose laboratory centrifuge
Thermo Fischer | USA | IVD | KSP | Thermo Scientific Blast Freezer Blast Freezers used to freeze human red blood cells (8101MAR) | Apparatus, Cell-Freezing And Reagents | 1
Thermo Fischer | USA | IVD | JRM |  | Freezer | 1
Thermo Fischer | USA | IVD | DOP | TSQ Quantis MD Series;TSQ Altis MD Series;Endura MD | Mass Spectrometer, Clinical Use | 1
Thermo Fischer | USA | IVD | LXG | CENTRIFUGE FLEX MODULE;Z-TURN, RIGHT;Propleix Reagent Preparation Incubator RPI (120V & 220-240V);INTERFACE ImmunoCap 1000;SYSMEX HST Interface;RECAPPER 110 VAC 60 HZ;INTERFACE ARCHITECT C8000;ES Flex;PARALLEL BYPASS TOSOH;L-TURN;U-TURN, Mek;CONVEYOR 1800 MM;Procleix Reagent Preparation Incubator RPI 250 (120V & 220-240V);LOADER, product no. 952312;CONVEYOR 900 MM;STORAGE, product no. 952311;PARALLEL BYPASS OLYMPUS AU680;T-TURN;PERPENDICULAR BYPASS, TCA for COLD STORAGE RACK LOADER, product no. 952292;PERPENDICULAR BYPASS VITROS 5.1 FS;INTERFACE ARCHITECT i2000SR;TCA CONTROLLER PC Including SW Win10;PARALLEL BYPASS LIAISON XL;PARALLEL BYPASS VITROS 5.1 FS;Parallel Bypass TOSOH G8;BUFFER;CONVEYOR 600 MM;ENTRY;EXIT;PARALLEL BYPASS FOR ACL Top;DECAPPER FLEX;BULK INTERFACE MODULE;CONVEYOR 1500 MM;STAGO STA-R INTERFACE;TCA 800 INTERFACE FOR COBAS 8000;Z-TURN, LEFT;INTERNAL U-TURN;CONVEYOR 2100 MM;LAS PC Win10 including SW;CENTRIFUGE MODULE;CONVEYOR 1200 MM;CONVEYOR 2400 MM;ALIQUOTER AND LABELLER;PARALLEL BYPASS BECKMAN Unicel Dxl 800 | Equipment, Laboratory, General Purpose, Labeled Or Promoted For A Specific Medical Use | 1
Thermo Fischer | USA | IVD | CFR | Indiko, product no. 98630000;Indiko Plus, product no. 98640000 | Hexokinase, Glucose | 2
Thermo Fischer | USA | IVD | JCF | Dynabeads HLA Cell Prep II | Lymphocyte Separation Medium | 1
Thermo Fischer | USA | MD | MQG | Thermo Scientific Heracell 240i Incubator;Thermo Scientific Heracell 240 Incubator;Thermo Scientific Heracell 150 Incubator;Thermo Scientific Heracell 150i Incubator | Accessory, Assisted Reproduction | 2
Thermo Fischer | Singapore | MD |  | Invitrogen Dynabeads™ HLA Class II |  | Class A
Thermo Fischer | Singapore | MD |  | MaxQ 2000 Open-Air Platform Shaker |  | Class A
Thermo Fischer | Singapore | MD |  | MaxQ Mini 4450 Incubated Shaker |  | Class A
Thermo Fischer | Russia | MD |  | Анализаторы биохимические Konelab 20 XT Konelab 20 XT i
Thermo Fischer | Russia | MD |  | Суховоздушные стерилизаторы и сушильные шкафы T UT ST SUT
Thermo Fischer | Russia | MD |  | Инкубаторы медицинские B/UB Heracell BB BBD
Thermo Fischer | Russia | MD |  | Шкафы биологической безопасности Heraguard HPH Herasafe HS/HSP/KS/KSP
Thermo Fischer | Singapore | MD |  | Thermo Fisher Scientific Thermo Scientific Ultra-Low Freezers | Hematology | Class B medical device
Thermo Fischer | Singapore | MD |  | Thermo Fisher Scientific Thermo Scientific -40°C Ultra-Low Freezers | Hematology | Class B medical device
Thermo Fischer | Singapore | MD |  | Thermo Fisher Scientific Thermo Scientific TSX Series -30°C Plasma Freezer | Hematology | Class B medical device
Thermo Fischer | Singapore | MD |  | MICROCENTRIFUGE VWR MICRO STAR 17 VENTIL |  | Class A
Thermo Fischer | Singapore | MD |  | MICROCENTRIFUGE VWR MICRO STAR 12 EU P |  | Class A
Thermo Fischer | Singapore | MD |  | MULTIDISH 4W IVF NUNCLON ROUND CL LID ST |  | Class A
Thermo Fischer | Korea | MD |  | Shandon Finesse 325 | Sample processing instruments | class 1
Thermo Fischer | Korea | MD |  | 371 | Cell and tissue culture supplies and equipment | class 1
Thermo Fischer | Korea | MD |  | 381 | Cell and tissue culture supplies and equipment | class 1
Thermo Fischer | Korea | MD |  | Shandon Excelsior ES | Sample processing instruments | class 1
Thermo Fischer | Korea | MD |  | 3311 | Cell and tissue culture supplies and equipment | class 1
Thermo Fischer | Korea | MD |  | Thermo Scientific Finesse ME+ | Sample processing instruments | class 1
Thermo Fischer | Korea | MD |  | Thermo Scientific Finesse E+ | Sample processing instruments | class 1
Thermo Fischer | Korea | MD |  | ABI PRISM 7900HT Sequence Detection System | Discrete type clinical chemistry automated analyzer | class 1
Thermo Fischer | Korea | MD |  | Applied Biosystems 7500 Real Time PCR Instrument System | Discrete type clinical chemistry automated analyzer | class 1
Thermo Fischer | Korea | MD |  | Applied Biosystems 2720 Therrnal Cycler | Discrete type clinical chemistry automated analyzer | class 1
Thermo Fischer | Korea | MD |  | Applied Biosystems 7300 Real Time PCR Instrument System | Discrete type clinical chemistry automated analyzer | class 1
Thermo Fischer | Russia | MD |  | Анализатор иммунологический Multiskan EX с принадлежностями (cм. Приложение на 1 листе) 1. Интерференционные светофильтры 2. Колесо светофильтров 3. Принтер для Multiskan EX 4. Модуль программный Cutoff 5. Модуль Cubic Spline 6. Устройства для модернизации модул... (см. в карточке полное описание)
Thermo Fischer | Russia | IVD |  | Диагностические наборы для количественного определения тиротропина hTSH FEIA и гормона щитовидной железы T4 FEIA
Thermo Fischer | Russia | MD |  | Автомат для гистологической проводки Shandon Excelsior
Thermo Fischer | Russia | MD |  | Автомат для окрашивания микропрепаратов Shandon Varistain Gemini
Thermo Fischer | Russia | MD |  | Инкубатор для предметных стекол с электронным контролем термостатирования Shandon Slide Drying Hotplate с принадлежностями: кабелями инструкцией по применению
Thermo Fischer | Russia | MD |  | Анализаторы биохимические модели Konelab 20 XT Konelab 20 XT i
Thermo Fischer | Russia | MD |  | Анализатор молекул ДНК «ABI Prism» модели 3100 3100-Avant
Thermo Fischer | Russia | MD |  | Иммунологический iEMS фотометр с 1-модульным инкубатором-шейкером
Thermo Fischer | Russia | IVD |  | Медицинские пипетки Финпипет (Finpipette) с наконечникамиванночками для реагентов и штативами
Thermo Fischer | Russia | MD |  | Анализаторы биохимические модели: Konelab 30 30i; Konelab 60 60i; Konelab Prime 60 60i
Thermo Fischer | Russia | MD |  | Система для проведения полимеразной цепной реакции - амплификации ДНК (термоциклер) GeneAmp PCR System моделей 2700 9700
Thermo Fischer | Russia | MD |  | Система регистрации полимерной цепной реакции ДНК ABI Prism моделей 7000 7900 НТ
Thermo Fischer | Russia | MD |  | Система регистрации полимерной цепной реакции ДНК ''ABI Prism моделей 7300 7500
Thermo Fischer | Russia | MD |  | Прибор для выделения нуклеиновых кислот ABI Prism модели 6100
Thermo Fischer | Russia | MD |  | Система молекулярной ДНК-диагностики ABI Prism моделей 310 3700
Thermo Fischer | Russia | MD |  | Система регистрации полимеразной цепной реакции ДНК ABI Prism моделей 7000 7700 7900НТ
Thermo Fischer | Russia | MD |  | Система молекулярной ДНК-диагностики ABI Prism модели 3100
Thermo Fischer | Russia | MD |  | Система для проведения полимеразной цепной реакции - амплификации ДНК (термоциклер) GeneAmp PCR System моделей 2400 2700 9700
Thermo Fischer | Russia | MD |  | Анализаторы биохимические серии Konelab модификаций 20 и 20i
Thermo Fischer | Russia | MD |  | Анализаторы биохимические серии Konelab модификаций 60i и 30
Thermo Fischer | Russia | MD |  | Микропланшеты стрипы для микроанализа
Thermo Fischer | Russia | MD |  | Анализаторы биохимические мод. Konelab 60i и Konelab 30
Thermo Fischer | Russia | MD |  | Анализаторы биохимические мод. Konelab 20 и Konelab 20i
Thermo Fischer | Russia | MD |  | Микропланшеты стрипы для микроанализа
Thermo Fischer | Russia | MD |  | Анализаторы биохимические модели Konelab 30 Konelab 30i Konelab 60 Konelab 60i Konelab Prime 60 Konelab Prime 60i
Thermo Fischer | Russia | MD |  | Анализатор-ридер микропланшетный для иммунологического анализа Appliskan
Thermo Fischer | Russia | MD |  | Анализаторы биохимические модели Konelab 20 Konelab 20i
Thermo Fischer | Russia | MD |  | Фотометр - iEMS с 1-модульным инкубаторм-шейкером для иммунологических и микробиологических исследований
Thermo Fischer | Russia | MD |  | Анализатор молекул ДНК ABI Prism модели 3130 3130xl 3730 3730xl
Thermo Fischer | Russia | MD |  | Термостат электрический для проведения полимеразной цепной реакции (ПЦР) амплификации ДНК модели GeneAmp PCR System 2700 2720 9700 9800
Thermo Fischer | Japan | MD |  | Thermistor temperature probe (rubber cover (for body cavity insertion type temperature probe)) | Reusable active device connection thermometer probe
Thermo Fischer | Japan | MD |  | Cascadion SM Clinical Analyzer | Mass analysis device
Thermo Fischer | Japan | MD |  | Versa Trek | Blood culture automatic analysis device
Thermo Fischer | Korea | MD |  | 3308외 1건 | Human cell ＆ Tissue culture incubator | class 1
Thermo Fischer | Korea | MD |  | 371 | Human cell ＆ Tissue culture incubator | class 1
Thermo Fischer | Korea | MD |  | 3308외 1건 | Human cell ＆ Tissue culture incubator | class 1
Thermo Fischer | Korea | MD |  | 3951 | Human cell ＆ Tissue culture incubator | class 1
Thermo Fischer | Korea | MD |  | 3961 | Human cell ＆ Tissue culture incubator | class 1
Thermo Fischer | Korea | IVD |  | TFS Amylase (IFCC) | reagents for clinical enzymes | class 2
Thermo Fischer | Singapore | IVD |  | Thermo Fisher Infinity™ Ammonia Reagent For Beckman Coulter AU® Chemistry Analyzers | Clinical chemistry | Class B IVD
Thermo Fischer | Singapore | MD |  | Thermo Electron Thermo Scientific Sorvall BP | General Hospital | Class B medical device
Thermo Fischer | Singapore | MD |  | Thermo Electron Thermo Scientific Heraeus Cryofuge | General Hospital | Class B medical device
Thermo Fischer | Singapore | IVD |  | Thermo Fisher Infinity™ Lithium Reagent for Beckman Coulter AU® Chemistry Analyzers | Clinical chemistry | Class C IVD
Thermo Fischer | Korea | IVD |  | ARCHITECT STAT Myoglobin Reagent Kit (2K43-20)외 1건 | IVD reagents for cardiac marker | class 3
Thermo Fischer | Korea | IVD |  | ARCHITECT STAT CK-MB Reagent Kit (2K42-28)외 1건 | IVD reagents for cardiac marker | class 3
Thermo Fischer | Korea | MD |  | Thermo Scientific VIOS 160i | Human cell ＆ Tissue culture incubator | class 1
Thermo Fischer | Korea | MD |  | Cascadion™ SM Clinical Analyzer | Mass spectrometry | class 1
Thermo Fischer | Korea | MD |  | 75009624 | Centrifuge, low-/medium-speed, refrigerating | class 2
Thermo Fischer | Korea | MD |  | 75009620 | Centrifuge, low-/medium-speed, refrigerating | class 2
Thermo Fischer | Korea | MD |  | Medifuge | Centrifuge, tabletop, low-/medium-speed, room temperature, general-purpose | class 1
Thermo Fischer | Korea | MD |  | Thermo Scientific Medifuge | Centrifuge, tabletop, low-/medium-speed, room temperature, general-purpose | class 1
Thermo Fischer | Korea | MD |  | UltiMate 3000 Standard LC System | analyzer, Chromatograph, high pressure liquid | class 1
Thermo Fischer | Korea | MD |  | UltiMate 3000 RSLCnano System | analyzer, Chromatograph, high pressure liquid | class 1
Thermo Fischer | Korea | MD |  | Vanquish UHPLC System | analyzer, Chromatograph, high pressure liquid | class 1
Thermo Fischer | Korea | MD |  | UltiMate 3000 Rapid Separation LC System | analyzer, Chromatograph, high pressure liquid | class 1
Thermo Fischer | Korea | MD |  | ICS-1100 Ion Chromatography System | analyzer, Chromatograph, high pressure liquid | class 1
Thermo Fischer | Korea | MD |  | Thermo Scientific BB150 | Human cell ＆ Tissue culture incubator | class 1
Thermo Fischer | Korea | MD |  | Thermo Scientific SL 8외 2건 | Centrifuge, tabletop, low-/medium-speed, room temperature, general-purpose | class 1
Thermo Fischer | Korea | IVD |  | Kwik-Diff Stain Kit(9990700)외 4건 | Histological staining reagent Ⅰ | class 1
Thermo Fischer | Korea | MD |  | ICT Serum Calibrator | General calibrators, controls or standards, classⅠ, for clinical chemistry | class 1
Thermo Fischer | Korea | IVD |  | Iron Stain Kit(87006)외 3건 | Histological staining reagent Ⅰ | class 1
Thermo Fischer | Korea | IVD |  | Masson Trichrome Kit(87019)외 7건 | Histological staining reagent Ⅰ | class 1
Thermo Fischer | Korea | IVD |  | Reticulin Silver Kit(87025)외 10건 | Histological staining reagent Ⅰ | class 1
Thermo Fischer | Korea | IVD |  | Alcian Blue/PAS Kit(87023)외 3건 | Histological staining reagent Ⅰ | class 1
Thermo Fischer | Korea | IVD |  | Elastic Stain Kit(87017)외 5건 | Histological staining reagent Ⅰ | class 1
Thermo Fischer | Korea | IVD |  | Modified Grocott's Methenamine Silver(Chromic Acid) Kit(87024)외 7건 | Histological staining reagent Ⅰ | class 1
Thermo Fischer | Korea | IVD |  | Periodic Acid-Schiff(PAS) Kit(87007)외 3건 | Histological staining reagent Ⅰ | class 1
Thermo Fischer | Korea | MD |  | Cryotome | Sample processing instruments | class 1
Thermo Fischer | Korea | MD |  | Thermo Scientific Cryotome E | Sample processing instruments | class 1
Thermo Fischer | Korea | MD |  | Thermo Scientific Cryotome SME | Sample processing instruments | class 1
Thermo Fischer | Korea | MD |  | FinesseE | Sample processing instruments | class 1
Thermo Fischer | Korea | MD |  | Finesse ME | Sample processing instruments | class 1
Thermo Fischer | Korea | MD |  | Thermo Scientific Pathcentre | Sample processing instruments | class 1
Thermo Fischer | Korea | MD |  | Hypercentre XP | Sample processing instruments | class 1
Thermo Fischer | Korea | MD |  | Thermo Scientific Citadel 2000 | Sample processing instruments | class 1
Thermo Fischer | Korea | MD |  | Cytospin 3 | Medical centrifuge | class 1
Thermo Fischer | Korea | MD |  | Heraeus Megafuge 40R외 2건 | Centrifuge, low-/medium-speed, refrigerating | class 2
Thermo Fischer | Korea | MD |  | 706 | Freezer, laboratory | class 2
Thermo Fischer | Korea | MD |  | Centra-GP8 | Medical centrifuge | class 1
Thermo Fischer | Korea | MD |  | CENTRA-W | Centrifuge, low-/medium-speed, cytological | class 1
Thermo Fischer | Korea | MD |  | CENTRA-GP8R | Cooled centrifuge | class 2
Thermo Fischer | Korea | MD |  | CENTRA-B PLUS | Centrifuge, low-/medium-speed, cytological | class 1
Thermo Fischer | Korea | MD |  | NanoDrop ND-8000 Spectrophotometer | Spectrophotometer for clinical use | class 1
Thermo Fischer | Korea | MD |  | 3111 | Cell and tissue culture supplies and equipment | class 1
Thermo Fischer | Korea | MD |  | 1029 | Culture medium, bacterial cultivation incubator | class 1
Thermo Fischer | Korea | MD |  | STP420ES | Sample processing instruments | class 1
Thermo Fischer | Korea | MD |  | NucliSENS EasyQ Analyzer | Real-time gene amplificator, nucleic acid | class 2
Thermo Fischer | Korea | MD |  | PT Link (PT101) | Sample processing instruments | class 1
Thermo Fischer | Korea | MD |  | JBB5004D | Refrigerator for medical use, blood | class 2
Thermo Fischer | Korea | MD |  | JBB3004D | Refrigerator for medical use, blood | class 2
Thermo Fischer | Korea | MD |  | Finesse 325 | Sample processing instruments | class 1
Thermo Fischer | Korea | MD |  | Centra-CL2 | Medical centrifuge | class 1
Thermo Fischer | Korea | MD |  | Micromax | Medical centrifuge | class 1
Thermo Fischer | Korea | MD |  | Centra-CL3 | Medical centrifuge | class 1
Thermo Fischer | Korea | MD |  | Thermo Scientific Varistain Gemini ES | Sample processing instruments | class 1
Thermo Fischer | Singapore | MD |  | Polypropylene Transfer Tubes 3.0mL |  | Class A
Thermo Fischer | Singapore | MD |  | Polypropylene Transfer Tube 2.0mL |  | Class A
Thermo Fischer | Singapore | MD |  | Thermo SepraSeal cap mats for 1.4ml tube |  | Class A
Thermo Fischer | Singapore | MD |  | Nunc Nunc IVF Centrifuge Tube | Obstetrics & Gynaecology | Class B medical device
Thermo Fischer | Singapore | MD |  | Nunc Nunc IVF Multidish 4-Well, Nunclon | Obstetrics & Gynaecology | Class B medical device
Thermo Fischer | Singapore | MD |  | Nunc Nunc IVF Multidish 4-Well, Nontreated | Obstetrics & Gynaecology | Class B medical device
Thermo Fischer | Singapore | MD |  | Thermoscientific Nunc IVF Petri Dish 35x10mm | Obstetrics & Gynaecology | Class B medical device
Thermo Fischer | Singapore | MD |  | Thermoscientific Nunc IVF Petri Dish 90x17mm | Obstetrics & Gynaecology | Class B medical device
Thermo Fischer | Singapore | MD |  | Thermoscientific Nunc IVF Petri Dish 60x15mm | Obstetrics & Gynaecology | Class B medical device
Thermo Fischer | Korea | IVD |  | ARCHITECT BRAHMS PCT Reagent Kit (6P22-25)외 1건 | IVD reagents for infectious inflammatory tests | class 2
Thermo Fischer | Korea | MD |  | Indiko Plus | Clinical chemistry automated analyser | class 1
Thermo Fischer | Korea | MD |  | Forma Steri-cycle i160 | Human cell ＆ Tissue culture incubator | class 1
Thermo Fischer | Korea | MD |  | 7457외 1건 | Freezer, laboratory | class 2
Thermo Fischer | Korea | IVD |  | Alinity c Prealbumin Reagent Kit (09P8620) | IVD reagents for general immune test | class 2
Thermo Fischer | Korea | MD |  | TSX5004BZ외 3건 | Refrigerator for medical use, blood | class 2
Thermo Fischer | Korea | MD |  | TDE60086LD외 7건 | Freezer, blood product | class 2
Thermo Fischer | Korea | MD |  | TDE60040LD외 5건 | Freezer, blood product | class 2
Thermo Fischer | Korea | IVD |  | Alinity c Haptoglobin Reagent Kit (09P5920) | IVD reagents for general immune test | class 2
Thermo Fischer | Korea | MD |  | VersaTREK 96 System 외 2건 | Culture medium, bacterial cultivation incubator | class 1
Thermo Fischer | Korea | MD |  | Sorvall ST 8R (75007204)외 1건 | Centrifuge, low-/medium-speed, refrigerating | class 2
Thermo Fischer | Korea | IVD |  | Alinity c Apolipoprotein B Reagent Kit (09P4720) | IVD reagents for general immune test | class 2
Thermo Fischer | Korea | IVD |  | Alinity c Immunoglobulin M Reagent Kit (09P6320) | IVD reagents for specific protein(immunoglobulin) test | class 2
Thermo Fischer | Korea | IVD |  | Alinity c Immunoglobulin A Reagent Kit (09P6120) | IVD reagents for specific protein(immunoglobulin) test | class 2
Thermo Fischer | Korea | MD |  | VersaTREK 96 System외 2건 | Culture medium, bacterial cultivation incubator | class 1
Thermo Fischer | Korea | MD |  | Heraeus Megafuge 40R외 2건 | Centrifuge, low-/medium-speed, refrigerating | class 2
Thermo Fischer | Korea | MD |  | versaTREK 96외 2건 | Culture medium, bacterial cultivation incubator | class 1
Thermo Fischer | Korea | MD |  | TSQ Quantis™ MD Series Mass Spectrometer | Mass spectrometry | class 1
Thermo Fischer | Korea | MD |  | TSQ Altis™ MD Series Mass Spectrometer | Mass spectrometry | class 1
Thermo Fischer | Korea | MD |  | Vanquish™ MD HPLC | analyzer, Chromatograph, high pressure liquid | class 1
Thermo Fischer | Korea | MD |  | Sorvall ST4F Plus-MD(75009982)외 1건 |  | class 1
Thermo Fischer | Korea | MD |  | Sorvall X1 Pro-MD(75009220)외 1건 | Centrifuge, low-/medium-speed, cytological | class 1
Thermo Fischer | Korea | MD |  | Multiskan GO | Immunoabsorbance analyzer | class 1
Thermo Fischer | Korea | IVD |  | Abbott Clinical Chemistry Phenobarbital | IVD reagents for Cardiovascular, central nervous system TDM tests | class 3
Thermo Fischer | Korea | IVD |  | Abbott Clinical Chemistry Phenytoin | IVD reagents for Cardiovascular, central nervous system TDM tests | class 3
Thermo Fischer | Korea | IVD |  | Abbott Clinical Chemistry Carbamazepine | IVD reagents for Cardiovascular, central nervous system TDM tests | class 3
Thermo Fischer | Korea | IVD |  | ARCHITECT STAT Troponin-I Reagent Kit (2K41-28)외 1건 | IVD reagents for cardiac marker | class 3
Thermo Fischer | Korea | IVD |  | PB0114A | IVD reagents for staining or culturing clinical microbiology | class 1
Thermo Fischer | Korea | IVD |  | Hematek Stain Pak Wright-Giemsa Stain | IVD reagents for hematological stains | class 1
Thermo Fischer | Korea | IVD |  | Hematek Stain Pak Modified Wright‘s Stain | IVD reagents for hematological stains | class 1
Thermo Fischer | Korea | MD |  | Thermo Scientific VIOS 250i | Human cell ＆ Tissue culture incubator | class 1
Thermo Fischer | Korea | MD |  | Cellbind incubator(Ref:K7304) | Human cell ＆ Tissue culture incubator | class 1
Thermo Fischer | Korea | MD |  | iCAP Q | Spectrophotometer for clinical use | class 1
Thermo Fischer | Korea | IVD |  | Infinity™ Ammonia Reagent | Other Reagents, classⅡ, for clinical chemistry | class 2
Thermo Fischer | Korea | MD |  | TSX2305PZ외 3건 | Refrigerator for medical use, medicine | class 1
Thermo Fischer | Korea | MD |  | TSCM17EV외 2건 | Freezer, laboratory | class 2
Thermo Fischer | China | MD |  | 医用低温冰箱 |  | 第二类
Thermo Fischer | China | MD |  | 二氧化碳培养箱 |  | 第二类
Thermo Fischer | China | MD |  | 念珠菌显色琼脂平板 |  | 第二类
Thermo Fischer | China | MD |  | MH琼脂平板 |  | 第二类
Thermo Fischer | China | MD |  | 万古霉素巧克力琼脂平板（培养嗜血杆菌） |  | 第二类
Thermo Fischer | China | MD | 22-16-01 | 生物安全柜 | 生物安全柜 | 第三类
Thermo Fischer | China | MD |  | 3号麦康凯琼脂平板 |  | 第二类
Thermo Fischer | China | MD |  | 伊红美蓝琼脂平板 |  | 第二类
Thermo Fischer | China | MD |  | 巧克力GC选择性琼脂平板（培养淋球菌） |  | 第二类
Thermo Fischer | China | MD |  | SS琼脂平板 |  | 第二类
Thermo Fischer | China | MD |  | 玫红酸中国蓝乳糖琼脂平板 |  | 第二类
Thermo Fischer | China | MD |  | 酶标仪 |  | 第二类
Thermo Fischer | China | MD |  | 沙保氏葡萄糖琼脂平板培养基
Thermo Fischer | China | MD |  | 医用离心机
Thermo Fischer | China | MD |  | 增菌培养基
Thermo Fischer | China | MD |  | 胰蛋白胨大豆琼脂平板培养基
Thermo Fischer | China | MD |  | 冷冻切片机
Thermo Fischer | China | MD |  | 全自动核酸提取仪
Thermo Fischer | China | MD |  | 巧克力琼脂培养基（不加抗生素）
Thermo Fischer | China | MD |  | 切片机
Thermo Fischer | China | MD |  | 冷冻切片机
Thermo Fischer | China | MD |  | 洗板机
Thermo Fischer | China | MD |  | 轮转式切片机
Thermo Fischer | China | IVD |  | 缓冲液
Thermo Fischer | China | MD |  | 冷冻切片机
Thermo Fischer | China | MD |  | 切片机
Thermo Fischer | China | MD |  | 卵磷脂吐温胰蛋白胨大豆培养基
Thermo Fischer | China | MD |  | 营养琼脂培养基
Thermo Fischer | China | MD |  | 生物安全柜 |  | 第三类
Thermo Fischer | China | MD |  | 轮转式切片机
Thermo Fischer | China | MD |  | 轮转式切片机
Thermo Fischer | China | IVD |  | 核酸提取或纯化试剂
Thermo Fischer | China | IVD |  | 核酸提取或纯化试剂
Thermo Fischer | China | IVD |  | 核酸提取或纯化试剂
Beckman Coulter, Inc. | Hongkong | IVD |  | Access HBc Ab (34240), Access HBc Ab Calibrators (34245), Access HBc Ab QC (34249) | IVD Test Reagent/Kits, Serology, Virus, Hepatitis B, Core Antibody | D
Beckman Coulter, Inc. | Hongkong | IVD |  | Access HBs Ab (A24296), Access HBs Ab Calibrators (A24297), Access HBs Ab QC (A24298) | IVD Test Reagent/Kits, Serology, Virus, Hepatitis B, Surface Antibody | D
Beckman Coulter, Inc. | Hongkong | IVD |  | Access HBc IgM (34250), Access HBc IgM Calibrators (34255), Access HBc IgM QC (34259) | IVD Test Reagent/Kits, Serology, Virus, Hepatitis B, IgM Core Antibody | D
Beckman Coulter, Inc. | Hongkong | IVD |  | Access Hybritech p2PSA (reagent pack) (A49752), Access Hybritech p2PSA Calibrators (A49753), Access Hybritech p2PSA QC (A56934), Access Hybritech PSA (reagent pack) (37200), Access Hybritech PSA Calibrators (37205), Access Hybritech PSA QC (37209), Access Hybritech PSA Sample Diluent (37206), Access Hybritech free PSA (reagent pack) (37210), Access Hybritech free PSA Calibrators (37215), Access Hybritech free PSA QC (37219) | IVD Test Reagent/Kits, Immunoassay, Tumor Marker, Enzyme, Prostate Specific Antigen | C
Beckman Coulter, Inc. | Hongkong | IVD |  | UniCel DxH 900 Coulter Cellular Analysis System (C11478), UniCel DxH 690T Coulter Cellular Analysis System (C34520), Coulter 6C Cell Control (628027), Coulter 6C Plus Cell Control (C07297), Coulter Body Fluid Control (628030), Coulter Latron CP-X Control (628024), Coulter Retic-X Cell Control (628028), Coulter LIN-X Linearity Control (628029), Coulter S-Cal Calibrator Kit (628026), Coulter DxH Diluent (628017), Coulter DxH Cell Lyse (628018, 628019), Coulter DxH Diff Pack (628020), Coulter DxH Retic pack (628021), Coulter DxH Cleaner (628022, 628023) | IVD Test Reagent/Kits, Hematology, Blood Cell Count, Automated Test | B
Beckman Coulter, Inc. | Hongkong | IVD |  | Access System - Folate Assay (A14206, A98032), Access System - Folate Calibrators (A98033), Access System - Folate S0 Calibrator (A99250) | IVD Test Reagent/Kits, Immunoassay, Vitamin, Folate | B
Beckman Coulter, Inc. | Hongkong | IVD |  | Access EPO (A16364), Access EPO Calibrators (A16365) | IVD Test Reagent/Kits, Immunoassay, Anemia Test, Erythropoietin | B
Beckman Coulter, Inc. | Hongkong | IVD |  | Access Ostase (37300), Access Ostase Calibrators (37305), Access Ostase QC (37309) | IVD Test Reagent/Kits, Immunoassay, Bone Metabolism Marker, Bone Alkaline Phosphatase | B
Beckman Coulter, Inc. | Hongkong | IVD |  | Access AMH (B13127, B13128, B13129) | IVD Test Reagent/Kits, Immunoassay, Fertility Hormone | B
Beckman Coulter, Inc. | Hongkong | IVD |  | Access CEA (33200), Access CEA Calibrators (33205), Access CEA Diluent (33206), Access CEA QC (33209) | IVD Test Reagent/Kits, Immunoassay, Tumor Marker, Oncofetal, Carcinoembryonic Antigen | C
Beckman Coulter, Inc. | Hongkong | IVD |  | Access BR Monitor (387620), AccessBR Monitor Calibrators (387647) | IVD Test Reagent/Kits, Immunoassay, Tumor Marker, Carbohydrate Antigen CA 15-3 | C
Beckman Coulter, Inc. | Hongkong | IVD |  | Access Ferritin (33020), Access Ferritin Calibrators (33025) | IVD Test Reagent/Kits, Immunoassay, Anemia Test, Ferritin | B
Beckman Coulter, Inc. | Hongkong | IVD |  | Access Free T3 (A13422), Access Free T3 Calibrators (A13430) | IVD Test Reagent/Kits, Immunoassay, Thyroid Hormone, Triiodothyronine, Free | B
Beckman Coulter, Inc. | Hongkong | IVD |  | Access PCT (C22593), Access PCT Calibrators (C22594) | IVD Test Reagent/Kits, Immunoassay, Protein, Procalcitonin | B
Beckman Coulter, Inc. | Hongkong | IVD |  | Access SARS-CoV-2 IgM (C58957), Access SARS-CoV-2 IgM Calibrator (C58958), Access SARS-CoV-2 IgM QC (C58959) | IVD Test Reagent/Kits, Serology, Virus, Severe Acute Respiratory Syndrome Coronavirus 2, Antibody | C
Beckman Coulter, Inc. | Hongkong | IVD |  | Access TSH (3rd IS) (Reagent Pack) (B63284), Access TSH (3rd IS) (Calibrators) (B63285) | IVD Test Reagent/Kits, Immunoassay, Thyroid Hormone, Thyrotropin | B
Beckman Coulter, Inc. | Hongkong | IVD |  | Access AFP (33210), Access AFP Calibrators (33215), Access AFP Sample Diluent (33216) | IVD Test Reagent/Kits, Immunoassay, Pregnancy Protein, Alpha-Fetoprotein | C
Beckman Coulter, Inc. | Hongkong | IVD |  | Access Cortisol (33600), Access Cortisol Calibrators (33605), Access Cortisol Calibrator S0 (33606) | IVD Test Reagent/Kits, Immunoassay, Renal Metabolism, Cortisol | B
Beckman Coulter, Inc. | Hongkong | IVD |  | Access 25(OH) Vitamin D Total for use on the Unicel Dxl Immunoassay Systems (A98856), Access 25(OH) Vitamin D Total Calibrators for use on the Unicel Dxl Immunoassay Systems (A98857), Access 25(OH) Vitamin D Total for use on the Access 2 Immunoassay Systems (B24838), Access 25(OH) Vitamin D Total Calibrators for use on the Access 2 Immunoassay Systems (B24839) | IVD Test Reagent/Kits, Immunoassay, Vitamin, D Metabolite, 25-Hydroxyvitamin D | B
Beckman Coulter, Inc. | Hongkong | IVD |  | Access Sensitive Estradiol Reagent (B84493), Access Sensitive Estradiol Calibrators (B84494), Access Sensitive Estradiol Calibrator S0 (B97145) | IVD Test Reagent/Kits, Immunoassay, Fertility Hormone, Estradiol | B
Beckman Coulter, Inc. | Hongkong | IVD |  | Access Intact PTH (Reagent Pack) (A16972), Access Intact PTH (Calibrators) (A16953) | IVD Test Reagent/Kits, Immunoassay, Bone Metabolism Hormone, Parathyroid Hormone, Intact | B
Beckman Coulter, Inc. | Hongkong | IVD |  | Access sTfR (Reagent Pack) (A32493), Access sTfR (Calibrators) (A32494), Access sTfR (QC1) (B11056), Access sTfR (QC2 and QC3) (B11057) | IVD Test Reagent/Kits, Immunoassay, Anemia Test, Serum Transferrin Receptor | B
Beckman Coulter, Inc. | Hongkong | IVD |  | Access C-Peptide (C33451), Access C-Peptide Calibrators (C31860) | IVD Test Reagent/Kits, Immunoassay, Diabetes, C-Peptide | B
Beckman Coulter, Inc. | Hongkong | IVD |  | Access Intrinsic Factor Ab (Reagent Pack) (387992), Access Intrinsic Factor Ab (Calibrators) (387993), Access Intrinsic Factor Ab (Quality Control) (387999) | IVD Test Reagent/Kits, Immunoassay, Anemia Test | B
Beckman Coulter, Inc. | Hongkong | IVD |  | Access Ultrasensitive hGH (Reagent Pack) (33580), Access Ultrasensitive hGH (Calibrators) (33585) | IVD Test Reagent/Kits, Immunoassay, Endocrine Hormone, Growth Hormone | B
Beckman Coulter, Inc. | Hongkong | IVD |  | Access HBs Ag (A24291), Access HBs Ag Calibrators (A24292), Access HBs Ag QC (A24294), Access HBs Ag Confirmatory (A24295) | IVD Test Reagent/Kits, Serology, Virus, Hepatitis B, Surface Antigen | D
Abbott | Hongkong | MD |  | 1009532-08B, 1009532-12B, 1009532-15B, 1009532-18B, 1009532-23B, 1009532-28B, 1009527-08B, 1009527-12B, 1009527-15B, 1009527-18B, 1009527-23B, 1009527-28B, 1009528-08B, 1009528-12B, 1009528-15B, 1009528-18B, 1009528-23B, 1009528-28B, 1009529-08B, 1009529-12B, 1009529-15B, 1009529-18B, 1009529-23B, 1009529-28B, 1009530-08B, 1009530-12B, 1009530-15B, 1009530-18B, 1009530-23B, 1009530-28B, 1009531-08B, 1009531-12B, 1009531-15B, 1009531-18B, 1009531-23B, 1009531-28B | Stent, cardiovascular | IV
Abbott | Hongkong | MD |  | Polynasogasogastric Tube (NG Tube) | Tube, nasogastric | II
Abbott | Hongkong | IVD |  | Alinity s HBsAg Reagent Kit (06P0255), Alinity s HBsAg Calibrator Kit (06P0202), Alinity s HBsAg Assay Control Kit (06P0210), Alinity s HBsAg Release Control Kit (06P0212) | IVD Test Reagent/Kits, Serology, Virus, Hepatitis B, Surface Antigen | D
Abbott | Hongkong | IVD |  | Panbio COVID-19 Antigen Self-Test (41FK51, 41FK71, 41FK81, 41FK91) | IVD Test Reagent/Kits, Serology, Virus, Severe Acute Respiratory Syndrome Coronavirus 2, Antigen | C
Abbott | Hongkong | IVD |  | Alinity s Anti-HCV Reagent Kit (06P0455), Alinity s Anti-HCV Calibrator (06P0402), Alinity s Anti-HCV Assay Control Kit (06P0410), Alinity s Anti-HCV Release Control Kit (06P0412) | IVD Test Reagent/Kits, Serology, Virus, Hepatitis C, Antibody | D
Abbott | Hongkong | IVD |  | ARCHITECT Anti-HBs Reagent Kit (7C18-29, 7C18-33, 7C18-39, 7C18-41, 7C18-42), ARCHITECT Anti-HBs Calibrators (7C18-03), ARCHITECT Anti-HBs Controls (7C18-13), ARCHITECT Anti-HBs Specimen Diluent (7C18-40) | IVD Test Reagent/Kits, Serology, Virus, Hepatitis B, Surface Antibody | D
Abbott | Hongkong | IVD |  | Alinity s HIV Ag/Ab Combo Reagent Kit (06P0155), Alinity s HIV Ag/Ab Combo Calibrator Kit (06P0102), Alinity s HIV Ag/Ab Combo Assay Control Kit (06P0110), Alinity s HIV Ag/Ab Combo Release Control Kit (06P0112) | IVD Test Reagent/Kits, Serology, Virus, Retrovirus, HIV-1/2 | D
Abbott | Hongkong | IVD |  | Alinity s HTLV I/II Reagent Kit (06P0755), Alinity s HTLV I/II Calibrator Kit (06P0702), Alinity s HTLV I/II Assay Control Kit (06P0710), Alinity s HTLV I/II Release Control Kit (06P0712) | IVD Test Reagent/Kits, Serology, Virus, Retrovirus, Human T-Cell Lymphotropic Virus-I/II, Antibody | D
Abbott | Hongkong | MD |  | SENSAR (AR40e, AR40M, AR40E) | Lenses, Intraocular, Posterior Chamber | III
Abbott | Hongkong | MD |  | Voyager RX Coronary Dilatation Catheter (1009379-08, 1009380-08, 1009381-08, 1009382-08, 1009383-08, 1009384-08, 1009385-08, 1009386-08, 1009387-08, 1009378-12, 1009379-12, 1009380-12, 1009381-12, 1009382-12, 1009383-12, 1009384-12, 1009385-12, 1009386-12, 1009387-12, 1009378-15, 1009379-15, 1009380-15, 1009381-15, 1009382-15, 1009383-15, 1009384-15, 1009385-15, 1009386-15, 1009387-15, 1009379-20, 1009380-20, 1009381-20, 1009382-20, 1009383-20, 1009384-20, 1009385-20, 1009386-20, 1009387-20, 1009379-25, 1009380-25, 1009381-25, 1009382-25, 1009383-25, 1009384-25, 1009385-25, 1009386-25, 1009387-25, 1009379-30, 1009380-30, 1009381-30, 1009382-30, 1009383-30, 1009384-30, 1009385-30, 1009386-30, 1009387-30, 1011392-08, 1011393-08, 1011394-08, 1011395-08, 1011396-08, 1011397-08, 1011398-08, 1011399-08, 1011400-08, 1011391-12, 1011392-12, 1011393-12, 1011394-12, 1011395-12, 1011396-12, 1011397-12, 1011398-12, 1011399-12, 1011400-12, 1011391-15, 1011392-15, 1011393-15, 1011394-15, 1011395-15, 1011396-15, 1011397-15, 1011398-15, 1011399-15, 1011400-15, 1011392-20, 1011393-20, 1011394-20, 1011395-20, 1011396-20, 1011397-20, 1011398-20, 1011399-20, 1011400-20, 1011392-25, 1011393-25, 1011394-25, 1011395-25, 1011396-25, 1011397-25, 1011398-25, 1011399-25, 1011400-25, 1011392-30, 1011393-30, 1011394-30, 1011395-30, 1011396-30, 1011397-30, 1011398-30, 1011399-30, 1011400-30) | Catheter, angioplasty, balloon dilatation | IV
Abbott | Hongkong | MD |  | Tecnis CL Foldable Silicone Intraocular Lens, Model Z9002 | Lenses, Intraocular, Posterior Chamber | III
Abbott | Hongkong | MD |  | Multi-Link RX ULTRA Coronary Stent System (1003374-13, 1003374-18, 1003374-28, 1003374-38, 1003375-13, 1003375-18, 1003375-28, 1003375-38, 1003376-13, 1003376-18, 1003376-28, 1003376-38, 1003377-13, 1003377-18, 1003377-28, 1003377-38) | Stents, Vascular, Coronary, Balloon-Expandable | IV
Abbott | Hongkong | MD |  | Multi-link MiniVision Rx & OTW Coronary Stent System (1007827-08, 1007827-12, 1007827-15, 1007827-18, 1007827-23, 1007827-28, 1007828-08, 1007828-12, 1007828-15, 1007828-18, 1007828-23, 1007828-28, 1007829-08, 1007829-12, 1007829-15, 1007829-18, 1007829-23, 1007829-28, 1010149-08, 1010149-12, 1010149-15, 1010149-18, 1010149-23, 1010149-28, 1010150-08, 1010150-12, 1010150-15, 1010150-18, 1010150-23, 1010150-28, 1010151-08, 1010151-12, 1010151-15, 1010151-18, 1010151-23, 1010151-28) | Stent, cardiovascular | IV
Abbott | Hongkong | MD |  | Blink Contacts Eye Drops | Wetting Solutions, Contact Lens | III
Abbott | Hongkong | MD |  | Viking and Viking Optima Guiding Catheter (1001874-06, 1001874-07, 1001874-08, 1001875-06, 1001875-07, 1001875-08, 1001876-06, 1001876-07, 1001876-08, 1001877-06, 1001877-07, 1001877-08, 1001878-06, 1001878-07, 1001878-08, 1001879-06, 1001879-07, 1001879-08, 1001880-06, 1001880-07, 1001880-08, 1001881-06, 1001881-07, 1001881-08, 1001882-06, 1001882-07, 1001882-08, 1001883-06, 1001883-07, 1001883-08, 1001884-06, 1001884-07, 1001884-08, 1001885-06, 1001885-07, 1001885-08, 1001886-06, 1001886-07, 1001886-08, 1001887-06, 1001887-07, 1001887-08, 1001888-06, 1001888-07, 1001888-08, 1001889-06, 1001889-07, 1001889-08, 1001890-06, 1001890-07, 1001890-08, 1001891-06, 1001891-07, 1001891-08, 1001892-06, 1001892-07, 1001892-08, 1001893-06, 1001893-07, 1001893-08, 1001894-06, 1001894-07, 1001894-08, 1001895-06, 1001895-07, 1001895-08, 1001896-06, 1001896-07, 1001896-08, 1001897-06, 1001897-07, 1001897-08, 1001898-06, 1001898-07, 1001898-08, 1001899-06, 1001899-07, 1001899-08, 1001900-06, 1001900-07, 1001900-08, 1001901-06, 1001901-07, 1001901-08, 1001902-06, 1001902-07, 1001902-08, 1001903-06, 1001903-07, 1001903-08, 1001904-06, 1001904-07, 1001904-08, 1001905-06, 1001905-07, 1001905-08, 1001906-06, 1001906-07, 1001906-08, 1001907-06, 1001907-07, 1001907-08, 1001908-06, 1001908-07, 1001908-08, 1001909-06, 1001909-07, 1001909-08, 1001910-06, 1001910-07, 1001910-08, 1001911-06, 1001911-07, 1001911-08, 1001912-06, 1001912-07, 1001912-08, 1001913-06, 1001913-07, 1001913-08, 1001914-06, 1001914-07, 1001914-08, 1001915-06, 1001915-07, 1001915-08, 1001916-06, 1001916-07, 1001916-08, 1001917-06, 1001917-07, 1001917-08, 1001918-06, 1001918-07, 1001918-08, 1001919-06, 1001919-07, 1001919-08, 1001920-06, 1001920-07, 1001920-08, 1001921-06, 1001921-07, 1001921-08, 1001922-06, 1001922-07, 1001922-08, 1001923-06, 1001923-07, 1001923-08, 1001924-06, 1001924-07, 1001924-08, 1001925-06, 1001925-07, 1001925-08, 1001926-06, 1001926-07, 1001926-08, 1001927-06, 1001927-07, 1001927-08, 1001928-06, 1001928-07, 1001928-08, 1001929-06, 1001929-07, 1001929-08, 1001930-06, 1001930-07, 1001930-08, 1001931-06, 1001931-07, 1001931-08, 1001932-06, 1001932-07, 1001932-08, 1001933-06, 1001933-07, 1001933-08, 1001934-06, 1001934-07, 1001934-08, 1001935-06, 1001935-07, 1001935-08, 1001936-06, 1001936-07, 1001936-08, 1001937-06, 1001937-07, 1001937-08, 1001938-06, 1001938-07, 1001938-08, 1001939-06, 1001939-07, 1001939-08, 1001940-06, 1001940-07, 1001940-08, 1001941-06, 1001941-07, 1001941-08, 1001942-06, 1001942-07, 1001942-08, 1001943-06, 1001943-07, 1001943-08, 1001944-06, 1001944-07, 1001944-08, 1001945-06, 1001945-07, 1001945-08, 1001946-06, 1001946-07, 1001946-08, 1001947-06, 1001947-07, 1001947-08, 1001948-06, 1001948-07, 1001948-08, 1001949-06, 1001949-07, 1001949-08, 1001950-06, 1001950-07, 1001950-08, 1001951-06, 1001951-07, 1001951-08, 1001952-06, 1001952-07, 1001952-07, 1001952-08, 1001953-06, 1001953-07, 1001953-08, 1001954-06, 1001954-07, 1001954-08, 1001955-06, 1001955-07, 1001955-08, 1001956-06, 1001956-07, 1001956-08, 1001957-06, 1001957-07, 1001957-08, 1001958-06, 1001958-07, 1001958-08, 1001959-06, 1001959-07, 1001959-08, 1001960-06, 1001960-07, 1001960-08, 1001961-06, 1001961-07, 1001961-08, 1001962-06, 1001962-07, 1001962-08, 1001963-06, 1001963-07, 1001963-08, 1001964-06, 1001964-07, 1001964-08, 1001965-06, 1001965-07, 1001965-08, 1001966-06, 1001966-07, 1001966-08, 1001967-06, 1001967-07, 1001967-08, 1001968-06, 1001968-07, 1001968-08, 1001969-06, 1001969-07, 1001969-08, 1001970-06, 1001970-07, 1001970-08, 1001971-06, 1001971-07, 1001971-08, 1001972-06, 1001972-07, 1001972-08, 1001973-06, 1001973-07, 1001973-08, 1001974-06, 1001974-07, 1001974-08, 1001975-06, 1001975-07, 1001975-08, 1001976-06, 1001976-07, 1001976-08, 1001977-06, 1001977-07, 1001977-08, 1001978-06, 1001978-07, 1001978-08, 1001979-06, 1001979-07, 1001979-08, 1001980-06, 1001980-07, 1001980-08, 1001981-06, 1001981-07, 1001981-08, 1001982-06, 1001982-07, 1001982-08, 1001983-06, 1001983-07, 1001983-08, 1001984-06, 1001984-07, 1001984-08, 1001985-06, 1001985-07, 1001985-08, 1001986-06, 1001986-07, 1001986-08, 1001987-06, 1001987-07, 1001987-08, 1001988-06, 1001988-07, 1001988-08, 1001989-06, 1001989-07, 1001989-08, 1001990-06, 1001990-07, 1001990-08, 1001991-06, 1001991-07, 1001991-08, 1001992-06, 1001992-07, 1001992-08, 1001993-06, 1001993-07, 1001993-08, 1001994-06, 1001994-07, 1001994-08, 1001995-06, 1001995-07, 1001995-08, 1001996-06, 1001996-07, 1001996-08, 1001997-06, 1001997-07, 1001997-08, 1001998-06, 1001998-07, 1001998-08, 1001999-06, 1001999-07, 1001999-08, 1002000-06, 1002000-07, 1002000-08, 1002001-06, 1002001-07, 1002001-08, 1002002-06, 1002002-07, 1002002-08, 1002003-06, 1002003-07, 1002003-08, 1002004-06, 1002004-07, 1002004-08, 1002005-06, 1002005-07, 1002005-08, 1002006-06, 1002006-07, 1002006-08, 1002007-06, 1002007-07, 1002007-08, 1002008-06, 1002008-07, 1002008-08, 1002009-06, 1002009-07, 1002009-08, 1002010-06, 1002010-07, 1002010-08, 1002011-06, 1002011-07, 1002011-08, 1002012-06, 1002012-07, 1002012-08, 1002013-06, 1002013-07, 1002013-08, 1002014-06, 1002014-07, 1002014-08, 1002015-06, 1002015-07, 1002015-08, 1002016-06, 1002016-07, 1002016-08, 1002017-06, 1002017-07, 1002017-08, 1002018-06, 1002018-07, 1002018-08, 1002019-06, 1002019-07, 1002019-08, 1002020-06, 1002020-07, 1002020-08, 1002021-06, 1002021-07, 1002021-08, 1002022-06, 1002022-07, 1002022-08, 1002023-06, 1002023-07, 1002023-08, 1002024-06, 1002024-07, 1002024-08, 1002025-06, 1002025-07, 1002025-08, 1002026-06, 1002026-07, 1002026-08, 1002027-06, 1002027-07, 1002027-08, 1002028-06, 1002028-07, 1002028-08, 1002029-06, 1002029-07, 1002029-08, 1002030-06, 1002030-07, 1002030-08, 1002031-06, 1002031-07, 1002031-08, 1002032-06, 1002032-07, 1002032-08, 1002033-06, 1002033-07, 1002033-08, 1002034-06, 1002034-07, 1002034-08, 1002035-06, 1002035-07, 1002035-08, 1002036-06, 1002036-07, 1002036-08, 1002037-06, 1002037-07, 1002037-08, 1002038-06, 1002038-07, 1002038-08, 1002039-06, 1002039-07, 1002039-08, 1002040-06, 1002040-07, 1002040-08, 1002041-06, 1002041-07, 1002041-08, 1002042-06, 1002042-07, 1002042-08, 1002043-06, 1002043-07, 1002043-08, 1002044-06, 1002044-07, 1002044-08, 1002045-06, 1002045-07, 1002045-08, 1002046-06, 1002046-07, 1002046-08, 1002047-06, 1002047-07, 1002047-08, 1002048-06, 1002048-07, 1002048-08, 1002049-06, 1002049-07, 1002049-08, 1002050-06, 1002050-07, 1002050-08, 1002051-06, 1002051-07, 1002051-08, 1002052-06, 1002052-08, 1002053-06, 1002053-07, 1002053-08, 1002054-06, 1002054-07, 1002054-08, 1002055-06, 1002055-07, 1002055-08, 1002056-06, 1002056-07, 1002056-08, 1002058-06, 1002058-07, 1002058-08, 1002067-07, 1002068-07, 1002069-07, 1002070-07, 1002667-06, 1002667-08, 1002668-06, 1002668-08, 1002669-06, 1002669-08, 1002670-06, 1002670-08, 1003104-08, 1003105-08, 1003106-08, 1003107-08, 1003108-08, 1003109-08, 1003110-08, 1003111-08, 1003112-08, 1003113-08, 1003114-08, 1003115-08, 1003116-08, 1003117-08, 1003118-08, 1003119-08, 1003120-08, 1003121-08, 1003122-08, 1003123-08, 1003124-08, 1006000-06, 1006000-07, 1006001-06, 1006001-07, 1006002-06, 1006002-07, 1006003-06, 1006003-07, 1006004-06, 1006004-07, 1006005-06, 1006005-07, 1006006-06, 1006006-07, 1006007-06, 1006007-07, 1006008-06, 1006008-07, 1006009-06, 1006009-07, 1006010-06, 1006010-07, 1006011-06, 1006011-07, 1006014-06, 1006014-07, 1006015-06, 1006015-07, 1006016-06, 1006016-07, 1006017-06, 1006017-07, 1006018-06, 1006018-07, 1006019-06, 1006019-07, 1006020-06, 1006020-07, 1006021-06, 1006021-07, 1006022-06, 1006022-07, 1006023-06, 1006023-07, 1006024-06, 1006024-07, 1006025-06, 1006025-07, 1006028-06, 1006028-07, 1006029-06, 1006029-07, 1006030-06, 1006030-07, 1006031-06, 1006031-07, 1006032-06, 1006032-07, 1006033-06, 1006033-07, 1006053-06, 1006053-07, 1006054-06, 1006054-07, 1006055-06, 1006055-07, 1006056-06, 1006056-07, 1006057-06, 1006057-07, 1006058-06, 1006058-07, 1006059-06, 1006059-07, 1006060-06, 1006060-07, 1006061-06, 1006061-07, 1006061-08, 1006062-06, 1006062-07, 1006062-08, 1006065-06, 1006065-07, 1006065-08, 1006066-06, 1006066-07, 1006066-08, 1006067-06, 1006067-07, 1006067-08, 1006068-06, 1006068-07, 1006068-08, 1006069-06, 1006069-07, 1006069-08, 1006070-06, 1006070-07, 1006070-08, 1006071-06, 1006071-07, 1006071-08, 1006072-06, 1006072-07, 1006072-08, 1006073-06, 1006073-07, 1006073-08, 1006074-06, 1006074-07, 1006074-08, 1006077-06, 1006077-07, 1006077-08, 1006078-06, 1006078-07, 1006078-08, 1006079-06, 1006079-07, 1006079-08, 1006080-06, 1006080-07, 1006080-08, 1006081-06, 1006081-07, 1006081-08, 1006082-06, 1006082-07, 1006082-08, 1006085-06, 1006085-07, 1006085-08, 1006086-06, 1006086-07, 1006086-08, 1006092-06, 1006092-07, 1006092-08, 1006093-06, 1006093-07, 1006093-08 ,1006094-06, 1006094-07, 1006094-08, 1006095-06, 1006095-07, 1006095-08, 1006098-06, 1006098-07, 1006098-08, 1006099-06, 1006099-07, 1006099-08, 1006100-06, 1006100-07, 1006100-08, 1006101-06, 1006101-07, 1006101-08, 1006102-06, 1006102-07, 1006102-08, 1006103-06, 1006103-07, 1006103-08, 1006104-06, 1006104-07, 1006104-08, 1006105-06, 1006105-07, 1006105-08, 1006111-06, 1006111-07, 1006111-08, 1006112-06, 1006112-07, 1006112-08, 1006113-06, 1006113-07, 1006113-08, 1006114-06, 1006114-07, 1006114-08, 1006115-06, 1006115-07, 1006115-08, 1006116-06, 1006116-07, 1006116-08, 1006117-06, 1006117-07, 1006117-08, 1006118-06, 1006118-07, 1006118-08, 1006119-06, 1006119-07, 1006119-08, 1006120-06, 1006120-07, 1006120-08, 1006121-06, 1006121-07, 1006121-08, 1006122-06, 1006122-07, 1006122-08, 1006123-06, 1006123-07, 1006123-08, 1006124-06, 1006124-07, 1006124-08, 1006125-06, 1006125-07, 1006125-08, 1006126-06, 1006126-07, 1006126-08, 1006127-06, 1006127-07, 1006127-08, 1006128-06, 1006128-07, 1006128-08, 1006129-06, 1006129-07, 1006129-08, 1006130-06, 1006130-07, 1006130-08, 1006131-06, 1006131-07, 1006131-08, 1006132-06, 1006132-07, 1006132-08, 1006133-06, 1006133-07, 1006133-08, 1006134-06, 1006134-07, 1006134-08, 1006135-06, 1006135-07, 1006135-08, 1006136-06, 1006136-07, 1006136-08, 1006137-06, 1006137-07, 1006137-08, 1006138-06, 1006138-07, 1006138-08, 1006144-06, 1006144-07, 1006144-08, 1006145-06, 1006145-07, 1006145-08, 1006150-06, 1006150-07, 1006150-08, 1006151-06, 1006151-07, 1006151-08, 1006154-06, 1006154-07, 1006154-08, 1006155-06, 1006155-07, 1006155-08, 1006156-06, 1006156-07, 1006156-08, 1006157-06, 1006157-07, 1006157-08, 1006158-06, 1006158-07, 1006158-08, 1006159-06, 1006159-07, 1006159-08, 1006160-06, 1006160-07, 1006160-08, 1006161-06, 1006161-07, 1006161-08, 1006163-06, 1006163-07, 1006163-08, 1006164-06, 1006164-07, 1006164-08, 1006165-06, 1006165-07, 1006165-08, 1006166-06, 1006166-07, 1006166-08, 1006167-06, 1006167-08, 1006168-06, 1006168-08, 1006169-06, 1006169-08, 1006170-06, 1006170-08, 1006171-06, 1006171-08, 1006172-06, 1006172-08, 1006173-06, 1006173-08, 1006174-06, 1006174-08, 1006175-06, 1006175-08, 1006176-06, 1006176-08, 1006177-06, 1006177-08, 1006178-06, 1006178-08, 1006181-06, 1006181-08, 1006182-06, 1006182-08, 1006198-06, 1006198-08, 1006199-06, 1006199-08, 1006200-06, 1006200-08, 1006201-06, 1006201-08, 1006202-06, 1006202-08, 1006203-06, 1006203-08, 1006206-06, 1006206-08, 1006207-06, 1006207-08, 1006208-06, 1006208-08, 1006209-06, 1006209-08, 1006210-06, 1006210-08, 1006211-06, 1006211-08, 1006212-06, 1006212-08, 1006213-06, 1006213-08, 1006219-06, 1006219-08, 1006220-06, 1006220-08, 1006223-06, 1006223-08, 1006224-06, 1006224-08, 1006237-06, 1006237-08, 1006238-06, 1006238-08, 1006241-06, 1006242-06, 1006243-06, 1006244-06, 1006245-06, 1006251-06, 1006252-06, 1006579-06, 1006580-06) | Coronary guiding catheter | IV
Abbott | Hongkong | MD |  | ReZoom (Model NXG1) | Lenses, Intraocular, Posterior Chamber | III
Abbott | Hongkong | MD |  | Tecnis Acrylic Monofocal (ZA90030100, ZA90030105, ZA90030110, ZA90030115, ZA90030120, ZA90030125, ZA90030130, ZA90030135, ZA90030140, ZA90030145, ZA90030150, ZA90030155, ZA90030160, ZA90030165, ZA90030170, ZA90030175, ZA90030180, ZA90030185, ZA90030190, ZA90030195, ZA90030200, ZA90030205, ZA90030210, ZA90030215, ZA90030220, ZA90030225, ZA90030230, ZA90030235, ZA90030240, ZA90030245, ZA90030250, ZA90030255, ZA90030260, ZA90030265, ZA90030270, ZA90030275, ZA90030280, ZA90030285, ZA90030290, ZA90030295, ZA90030300) | Lenses, Intraocular, Posterior Chamber | III
Abbott | Hongkong | MD |  | ClariFlex (CLRFLXC) | Lenses, Intraocular, Posterior Chamber | III
Abbott | Hongkong | MD |  | Tecnis Multifocal Intraocular Lens (ZM900) | Lenses, Intraocular, Posterior Chamber | III
Abbott | Hongkong | MD |  | Tecnis 1-Piece Intraocular Lens, ZCB00 (ZCB0000050, ZCB0000055, ZCB0000060, ZCB0000065, ZCB0000070, ZCB0000075, ZCB0000080, ZCB0000085, ZCB0000090, ZCB0000095, ZCB0000100, ZCB0000105, ZCB0000110, ZCB0000115, ZCB0000120, ZCB0000125, ZCB0000130, ZCB0000135, ZCB0000140, ZCB0000145, ZCB0000150, ZCB0000155, ZCB0000160, ZCB0000165, ZCB0000170, ZCB0000175, ZCB0000180, ZCB0000185, ZCB0000190, ZCB0000195, ZCB0000200, ZCB0000205, ZCB0000210, ZCB0000215, ZCB0000220, ZCB0000225, ZCB0000230, ZCB0000235, ZCB0000240, ZCB0000245, ZCB0000250, ZCB0000255, ZCB0000260, ZCB0000265, ZCB0000270, ZCB0000275, ZCB0000280, ZCB0000285, ZCB0000290, ZCB0000295, ZCB0000300, ZCB0000305, ZCB0000310, ZCB0000315, ZCB0000320, ZCB0000325, ZCB0000330, ZCB0000335, ZCB0000340) | Lenses, Intraocular, Posterior Chamber | III
Abbott | Hongkong | MD |  | DuraLens II-60 (DL60000060, DL60000070, DL60000080, DL60000090, DL60000100, DL60000105, DL60000110, DL60000115, DL60000120, DL60000125, DL60000130, DL60000135, DL60000140, DL60000145, DL60000150, DL60000155, DL60000160, DL60000165, DL60000170, DL60000175, DL60000180, DL60000185, DL60000190, DL60000195, DL60000200, DL60000205, DL60000210, DL60000215, DL60000220, DL60000225, DL60000230, DL60000235, DL60000240, DL60000245, DL60000250, DL60000255, DL60000260, DL60000265, DL60000270, DL60000280, DL60000290, DL60000300, DL60000310, DL60000320, DL60000330, DL60000340), DuraLens II-60N (DL60N00010, DL60N00015, DL60N00020, DL60N00025, DL60N00030, DL60N00035, DL60N00040, DL60N00045, DL60N00050, DL60N00055, DL60N00060, DL60N00065, DL60N00070, DL60N00075, DL60N00080, DL60N00085, DL60N00090, DL60N00095, DL60N00100), DuraLens II-60L (DL60L00010, DL60L00020, DL60L00030, DL60L00040, DL60L00050) | Lenses, Intraocular, Posterior Chamber | III
Abbott | Hongkong | MD |  | Hi-Torque Balance Middleweight Universal II Guide Wire (1009664, 1009664J, 1009665, 1009665J, 1009666, 1009666J, 1009667, 1009667J) | Guide Wires | IV
Abbott | Hongkong | MD |  | HI-TORQUE BALANCE MIDDLEWEIGHT UNIVERSAL Guide Wire with Hydrophilic Coating (1009660, 1009660J , 1009661, 1009661J), HI-TORQUE BALANCE 0.014” Guide Wire with Hydrocoat Hydrophilic Coating (28000-HC , 28000J-HC, 28100-HC , 28100J-HC, 28001-HC , 28001J-HC , 28101-HC , 2810lJ-HC), HI-TORQUE BALANCE HEAVY HEAVYWEIGHT 0.014" Guide Wire with Hydrocoat Hydrophilic Coating (1000460H , 1000460HJ , 1000462H , 1000462HJ , 1000463H , 1000463HJ), HI-TORQUE BALANCE MIDDLEWEIGHT 0.014" Guide Wire with Hydrocoat Hydrophilic Coating (1001780-HC, 1001780J-HC, 1001782-HC, 1001782J-HC), HI-TORQUE CROSS-IT 100XT 0.014" Guide Wire with Hydrocoat Hydrophilic Coating (1003309H, 1003309HJ, 1003310H, 1003310HJ, 1003308H, 1003308HJ), HI-TORQUE CROSS-IT 200XT 0.014” Guide Wire with Hydrocoat Hydrophilic Coating (1003312H , 1003312HJ, 1003313H , 1003313HJ , 1003311H , 1003311HJ), HI-TORQUE CROSS-IT 300XT 0.014” Guide Wire with Hydrocoat Hydrophilic Coating (1003315H , 1003315HJ , 1003316H , 1003316HJ , 1003314H , 1003314HJ), HI-TORQUE CROSS-IT 400XT 0.014” Guide Wire with Hydrocoat Hydrophilic Coating (1003318H , 1003318HJ , 1003319H , 1003319HJ , 1003317H , 1003317HJ), HI-TORQUE FLEX I-WIRE 0.014" Guide Wire with Hydocoat Hydrophilic Coating (1008122, 1008123, 1008124, 1008125), HI-TORQUE FLOPPY II 0.014” Guide Wires (22339M, 22339M-903, 22359M, 22359MJ, 22339MJ, 22339MJ-903, 22359M-903, 22359MJ-904), HI-TORQUE FLOPPY II EXTRA SUPPORT 0.014” Guide Wires (22299M, 22299MJ-901, 22359M-901, 22359MJ-905, 22299M-901, 22299MJ-905, 22399M), HI-TORQUE INTERMEDIATE 0.014" Guide Wire with Hydrocoat Hydrophilic Coating (22317H , 22317HJ , 22317H-901, 22317H-903, 22317HJ-903, 22317H-904 , 22317HJ-904), HI-TORQUE STANDARD 0.014" Guide Wire with Hydrocoat Hydrophilic Coating (22318H , 22318HJ , 22318H-903 , 22318HJ-903 , 22320H-901), HI-TOROUE TRAVERSE 0.014” Guide Wire with Hydrocoat Hydrophilic Coating (22349H , 22349HJ , 22349H-903 , 22349HJ-903 , 22379H , 22379HJ , 22379H-903 , 22379HJ-903), HI-TORQUE WHISPER MS Guide Wire with Hydrophilic Coating (1005357H, 1005357HJ, 1005359H, 1005359HJ), HI-TORQUE WHISPER LS Guide Wire with Hydrophilic Coating (1005351H, 1005351HJ, 1005353H, 1005353HJ), HI-TORQUE WHISPER EXTRA SUPPORT Guide Wire with Hydrophilic Coating (1011834H, 1011834HJ, 1011835H, l011835HJ) | Guide Wires | IV
Abbott | Hongkong | MD |  | Voyager OTW Coronary Dilatation Catheter (1009439-08, 1009440-08, 1009441-08, 1009442-08, 1009443-08, 1009444-08, 1009445-08, 1009446-08, 1009447-08, 1009438-12, 1009439-12, 1009440-12, 1009441-12, 1009442-12, 1009443-12, 1009444-12, 1009445-12, 1009446-12, 1009447-12, 1009438-15, 1009439-15, 1009440-15, 1009441-15, 1009442-15, 1009443-15, 1009444-15, 1009445-15, 1009446-15, 1009447-15, 1009439-20, 1009440-20, 1009441-20, 1009442-20, 1009443-20, 1009444-20, 1009445-20, 1009446-20, 1009447-20, 1009439-25, 1009440-25, 1009441-25, 1009442-25, 1009443-25, 1009444-25, 1009445-25, 1009446-25, 1009447-25, 1009439-30, 1009440-30, 1009441-30, 1009442-30, 1009443-30, 1009444-30, 1009445-30, 1009446-30, 1009447-30, 1010376-08, 1010377-08, 1010378-08, 1010379-08, 1010380-08, 1010381-08, 1010382-08, 1010376-12, 1010377-12, 1010378-12, 1010379-12, 1010380-12, 1010381-12, 1010382-12, 1010376-15, 1010377-15, 1010378-15, 1010379-15, 1010380-15, 1010381-15, 1010382-15) | Catheter, angioplasty, balloon dilatation | IV
Abbott | Hongkong | MD |  | XIENCE V Everolimus Eluting Coronary Stent System (1009532-08, 1009532-12, 1009532-15, 1009532-18, 1009532-23, 1009532-28, 1009527-08, 1009527-12, 1009527-15, 1009527-18, 1009527-23, 1009527-28, 1009528-08, 1009528-12, 1009528-15, 1009528-18, 1009528-23, 1009528-28, 1009529-08, 1009529-12, 1009529-15, 1009529-18, 1009529-23, 1009529-28, 1009530-08, 1009530-12, 1009530-15, 1009530-18, 1009530-23, 1009530-28, 1009531-08, 1009531-12, 1009531-15, 1009531-18, 1009531-23, 1009531-28) | Stents, Vascular, Coronary, Balloon-Expandable, Drug-Eluting | IV
Abbott | Hongkong | MD |  | Multi-link Vision Rx & OTW Coronary Stent System (1007841-08, 1007841-12, 1007841-15, 1007841-18, 1007841-23, 1007841-28, 1007842-08, 1007842-12, 1007842-15, 1007842-18, 1007842-23, 1007842-28, 1007843-08, 1007843-12, 1007843-15, 1007843-18, 1007843-23, 1007843-28, 1007844-08, 1007844-12, 1007844-15, 1007844-18, 1007844-23, 1007844-28, 1010137-08, 1010137-12, 1010137-15, 1010137-18, 1010137-23, 1010137-28, 1010138-08, 1010138-12, 1010138-15, 1010138-18, 1010138-23, 1010138-28, 1010139-08, 1010139-12, 1010139-15, 1010139-18, 1010139-23, 1010139-28, 1010140-08, 1010140-12, 1010140-15, 1010140-23, 1010140-28) | Stent, cardiovascular | IV
Abbott | Hongkong | MD |  | Multi-link Zeta Rx & OTW Coronary Stent System (1009836-08, 1009836-13, 1009836-15, 1009836-18, 1009836-23, 1009836-28, 1009837-08, 1009837-13, 1009837-15, 1009837-18, 1009837-23, 1009837-28, 1009838-08, 1009838-13, 1009838-15, 1009838-18, 1009838-23, 1009838-28, 1009838-33, 1009838-38, 1009839-08, 1009839-13, 1009839-15, 1009839-18, 1009839-23, 1009839-28, 1009839-33, 1009839-38, 1009840-08, 1009840-13, 1009840-15, 1009840-18, 1009840-23, 1009840-28, 1009840-33, 1009840-38, 1009856-08, 1009856-13, 1009856-15, 1009856-18, 1009856-23, 1009856-28, 1009857-08, 1009857-13, 1009857-15, 1009857-18, 1009857-23, 1009857-28, 1009858-08, 1009858-13, 1009858-15, 1009858-18, 1009858-23, 1009858-28, 1009858-33, 1009858-38, 1009859-08, 1009859-13, 1009859-15, 1009859-18, 1009859-23, 1009859-28, 1009859-33, 1009859-38, 1009860-08, 1009860-13, 1009860-15, 1009860-18, 1009860-23, 1009860-28, 1009860-33, 1009860-38) | Stent, cardiovascular | IV
Abbott | Hongkong | MD |  | Armada 35 PTA Catheter (B1030-020, B1030-040, B1040-020, B1040-040, B1040-060, B1040-080, B1040-100, B1040-120, B1050-020, B1050-040, B1050-060, B1050-080, B1050-100, B1050-120, B1060-020, B1060-040, B1060-060, B1060-080, B1060-100, B1060-120, B1070-020, B1070-040, B1070-060, B1070-080, B1070-100, B1070-120, B1080-020, B1080-040, B1080-060, B1080-080, B1090-020, B1090-040, B1090-060, B1090-080, B1100-020, B1100-040, B1100-060, B1100-080, B1120-020, B1120-040, B1120-060, B1120-080, B1140-020, B1140-040, B1140-060, B1140-080, B2030-020, B2030-040, B2040-020, B2040-040, B2040-060, B2040-080, B2040-100, B2040-120, B2050-020, B2050-040, B2050-060, B2050-080, B2050-100, B2050-120, B2060-020, B2060-040, B2060-060, B2060-080, B2060-100, B2060-120, B2070-020, B2070-040, B2070-060, B2070-080, B2070-100, B2070-120, B2080-020, B2080-040, B2080-060, B2080-080, B2090-020, B2090-040, B2090-060, B2090-080, B2100-020, B2100-040, B2100-060, B2100-080, B2120-020, B2120-040, B2120-060, B2120-080, B2140-020, B2140-040, B2140-060, B2140-080), Armada 35 LL PTA Catheter (B1040-150, B1040-200, B1040-250, B1050-150, B1050-200, B1050-250, B1060-150, B1060-200, B1060-250, B1070-150, B1070-200, B2040-150, B2040-200, B2040-250, B2050-150, B2050-200, B2050-250, B2060-150, B2060-200, B2060-250, B2070-150, B2070-200) | Catheters, Vascular, Angioplasty, Balloon | IV
Abbott | Hongkong | MD |  | MitraClip NT System (CDS0502, SGC0302) | Prostheses, Cardiac Valve | IV
Abbott | Hongkong | IVD |  | ARCHITECT Anti-HBc IgM Reagent Kit (6C33-22, 6C33-27), ARCHITECT Anti-HBc IgM Controls (6C33-11), ARCHITECT Anti-HBc IgM Calibrators (6C33-02) | IVD Test Reagent/Kits, Serology, Virus, Hepatitis B, IgM Core Antibody | D
Abbott | Hongkong | IVD |  | ARCHITECT HBeAg Reagent Kit (6C32-20, 6C32-25, 6C32-27, 6C32-37), ARCHITECT HBeAg Controls (6C32-10), ARCHITECT HBeAg Calibrators (6C32-01), ARCHITECT HBeAg Quantitative Controls (7P24-10), ARCHITECT HBeAg Quantitative Calibrators (7P24-01) | IVD Test Reagent/Kits, Serology, Virus, Hepatitis Be, Antigen | D
Abbott | Hongkong | IVD |  | PRISM HIV Ag/Ab Combo Assay Kit (7G46-48) | IVD Test Reagent/Kits, Serology, Virus, Retrovirus, HIV-1/2 | D
Abbott | Hongkong | MD |  | Xpert Pro Peripheral Self-Expanding Stent System (17525-20, 17525-30, 17525-40, 17525-60, 17525-80, 17525-100, 17526-20, 17526-30, 17526-40, 17526-60, 17526-80, 17526-100, 17527-20, 17527-30, 17527-40, 17527-60, 17527-80, 17527-100, 17528-20, 17528-30, 17528-40, 17528-60, 17528-80, 17529-30, 17529-40, 17529-60, 17538-20, 17538-30, 17538-40, 17538-60, 17538-80, 17538-100, 17539-20, 17539-30, 17539-40, 17539-60, 17539-80, 17539-100, 17540-20, 17540-30, 17540-40, 17540-60, 17540-80, 17540-100, 17541-20, 17541-30, 17541-40, 17541-60, 17541-80, 17542-30, 17542-40, 17542-60) | Stents | III
Abbott | Hongkong | MD |  | Phacoemulsification System (CMP680720, SCP680002, SCP680003, SCP680005, SCP680135, SCP680300, SCP680701), Phacoemulsification Handpieces Products (690697, 690697A, 690880, 690880A), Phacoemulsification Accessory Products (NGP0020, NGP0023, NGP0025, OM055002, OM0551011, OM05510110, OM05510115, OM05510116, OM0551012, OM0551013, OM0551014, OM0551015, OM0551016, OM0551017, OM0551018, OM0551019, OPO80, OPO85), Phacoemulsification Products (0M2908011, 0M2908012, 0M290901) | Cataract Extraction Phacoemulsification/Vitrectomy Systems | III
Abbott | Hongkong | IVD |  | Alinity i Anti-HCV Reagent Kit (08P0622, 08P0632), Alinity i Anti-HCV Calibrator (08P0601), Alinity i Anti-HCV Controls (08P0610) | IVD Test Reagent/Kits, Serology, Virus, Hepatitis C, Antibody | D
Abbott | Hongkong | IVD |  | Alinity i HIV Ag/Ab Combo Reagent Kit (08P0722, 08P0732), Alinity i HIV Ag/Ab Combo Calibrator (08P0701), Alinity i HIV Ag/Ab Combo Controls (08P0710) | IVD Test Reagent/Kits, Serology, Virus, Retrovirus, HIV-1/2 | D
Abbott | Hongkong | MD |  | Hi-Torque TurnTrac Flex Guide Wire (1020009, 1020010, 1020011, 1020012), Hi-Torque TurnTrac Guide Wire (1020013, 1020014, 1020015, 1020016) | Guide Wires | IV
Abbott | Hongkong | MD |  | HI-TORQUE COMMAND 18 Guide Wires (1013774, 1013775, 1013776, 1013777, 1013784, 1013785, 1013786, 1013787, 1013804, 1013805, 1013806, 1013807, 1013814, 1013815, 1013816, 1013817) | Guide Wires | II
Abbott | Hongkong | MD |  | XIENCE Sierra Everolimus Eluting Coronary Stent System (1500200-08, 1500200-12, 1500200-15, 1500200-18, 1500200-23, 1500200-28, 1500200-33, 1500200-38, 1500225-08, 1500225-12, 1500225-15, 1500225-18, 1500225-23, 1500225-28, 1500225-33, 1500225-38, 1500250-08, 1500250-12, 1500250-15, 1500250-18, 1500250-23, 1500250-28, 1500250-33, 1500250-38, 1500275-08, 1500275-12, 1500275-15, 1500275-18, 1500275-23, 1500275-28, 1500275-33, 1500275-38, 1500300-08, 1500300-12, 1500300-15, 1500300-18, 1500300-23, 1500300-28, 1500300-33, 1500300-38, 1500325-08, 1500325-12, 1500325-15, 1500325-18, 1500325-23, 1500325-28, 1500325-33, 1500325-38, 1500350-08, 1500350-12, 1500350-15, 1500350-18, 1500350-23, 1500350-28, 1500350-33, 1500350-38, 1500400-08, 1500400-12, 1500400-15, 1500400-18, 1500400-23, 1500400-28, 1500400-33, 1500400-38) | Stents, Vascular, Coronary, Balloon-Expandable, Drug-Eluting | IV
Abbott | Hongkong | IVD |  | Alinity i HBsAg Reagent Kit (08P0822, 08P0832, 08P0852, 08P0857), Alinity i HBsAg Calibrators (08P0801), Alinity i HBsAg Controls (08P0810), Alinity i HBsAg Manual Diluent (08P0843) | IVD Test Reagent/Kits, Serology, Virus, Hepatitis B, Surface Antigen | D
Abbott | Hongkong | IVD |  | Alinity i HBsAg Qualitative II Calibrators (08P1001), Alinity i HBsAg Qualitative II Controls (08P1010), Alinity i HBsAg Qualitative II Confirmatory Reagent Kit (08P1122), Alinity i HBsAg Qualitative II Confirmatory Manual Diluent (08P1140) | IVD Test Reagent/Kits, Serology, Virus, Hepatitis B, Surface Antigen, Confirmatory | D
Abbott | Hongkong | IVD |  | Alinity i rHTLV-I/II Reagent Kit (07P6122, 07P6132) Alinity i rHTLV-I/II Calibrator (07P6101) Alinity i rHTLV-I/II Controls (07P6110) | IVD Test Reagent/Kits, Serology, Virus, Retrovirus, Human T-Cell Lymphotropic Virus-I/II, Antibody | D
Abbott | Hongkong | IVD |  | Alinity i Anti-HBc II Reagent Kit (07P8722, 07P8732) Alinity i Anti-HBc II Calibrator (07P8701) Alinity i Anti-HBc II Control (07P8710) | IVD Test Reagent/Kits, Serology, Virus, Hepatitis B, Core Antibody | D
Abbott | Hongkong | IVD |  | Alinity i Anti-HBs Reagent Kit (07P8922, 07P8932, 07P8952, 07P8957), Alinity i Anti-HBs Calibrators (07P8901), Alinity i Anti-HBs Controls (07P8910), Alinity i Anti-HBs Specimen Diluent (07P8942) | IVD Test Reagent/Kits, Serology, Virus, Hepatitis B, Surface Antibody | D
Abbott | Hongkong | IVD |  | Alinity i Anti-HBe Reagent Kit (07P6322), Alinity i Anti-HBe Calibrator (07P6301), Alinity i Anti-HBe Controls (07P6310) | IVD Test Reagent/Kits, Serology, Virus, Hepatitis Be, Antibody | D
Abbott | Hongkong | IVD |  | Alinity i Anti-HBc IgM Reagent Kit (07P8622), Alinity i Anti-HBc IgM Calibrators (07P8601), Alinity i Anti-HBc IgM Controls (07P8610) | IVD Test Reagent/Kits, Serology, Virus, Hepatitis B, IgM Core Antibody | D
Abbott | Hongkong | IVD |  | Alinity i HBsAg Qualitative II Reagent Kit (08P1022, 08P1032), Alinity i HBsAg Qualitative II Calibrators (08P1001), Alinity i HBsAg Qualitative II Controls (08P1010) | IVD Test Reagent/Kits, Serology, Virus, Hepatitis B, Surface Antigen | D
Abbott | Hongkong | MD |  | Amplatzer Septal Occulder (9-ASD-004, 9-ASD-005, 9-ASD-006, 9-ASD-007, 9-ASD-008, 9-ASD-009, 9-ASD-010, 9-ASD-011, 9-ASD-012, 9-ASD-013, 9-ASD-014, 9-ASD-015, 9-ASD-016, 9-ASD-017, 9-ASD-018, 9-ASD-019, 9-ASD-020, 9-ASD-022, 9-ASD-024, 9-ASD-026, 9-ASD-028, 9-ASD-030, 9-ASD-032, 9-ASD-034, 9-ASD-036, 9-ASD-038, 9-ASD-040) | Occluders, Cardiac, Septum | IV
Abbott | Hongkong | MD |  | DragonFly OPTIS (C408645), DragonFly OPTIS Kit Box (C408646) | Catheters, Vascular, Optical Coherence Tomography Imaging | IV
Abbott | Hongkong | MD |  | AMPLATZER Guidewires (9-GW-001, 9-GW-002, 9-GW-003, 9-GW-004) | Guide Wires | IV
Abbott | Hongkong | MD |  | AMPLATZER Sizing Balloon II (9-SB-018, 9-SB-024, 9-SB-034) | Sizers | IV
Abbott | Hongkong | MD |  | Amplatzer Muscular VSD Occluder (9-VSD-MUSC-004, 9-VSD-MUSC-006, 9-VSD-MUSC-008, 9-VSD-MUSC-010, 9-VSD-MUSC-012, 9-VSD-MUSC-014, 9-VSD-MUSC-016, 9-VSD-MUSC-018) | Occluders, Cardiac, Septum | IV
Abbott | Hongkong | MD |  | Amplatzer Duct Occluder (9-PDA-003, 9-PDA-004, 9-PDA-005, 9-PDA-006, 9-PDA-007, 9-PDA-008, 9-PDA-009), Amplatzer Duct Occluder II (9-PDA2-03-04, 9-PDA2-04-04, 9-PDA2-05-04, 9-PDA2-06-04, 9-PDA2-03-06, 9-PDA2-04-06, 9-PDA2-05-06, 9-PDA2-06-06) | Occluders, Vascular, Intravascular Embolization | IV
Abbott | Hongkong | MD |  | Amplatzer TorqVue LP Catheter (9-TVLPC4F90/080) | Catheters, Cardiac | IV
Abbott | Hongkong | MD |  | Amplatzer TorqVue 45°x 45° Delivery Sheath (9-TV45X45-09F-100, 9-TV45X45-10F-100, 9-TV45X45-12F-100, 9-TV45X45-13F-100, 9-TV45X45-14F-100) | Catheters, Cardiac, Occluder Delivery | IV
Abbott | Hongkong | MD |  | Amplatzer Cardiac Plug (9-ACP-007-016, 9-ACP-007-018, 9-ACP-007-020, 9-ACP-007-022, 9-ACP-007-024, 9-ACP-007-026, 9-ACP-007-028, 9-ACP-007-030) | Occluders | IV
Abbott | Hongkong | MD |  | Amplatzer Amulet Delivery Sheath (DS-TV45X45-12F-080, DS-TV45X45-14F-080) | Catheters, Cardiac, Occluder Delivery | IV
Abbott | Hongkong | MD |  | Amplatzer Vascular Plug 4 (9-AVP038-004, 9-AVP038-005, 9-AVP038-006, 9-AVP038-007, 9-AVP038-008) | Occluders, Vascular, Intravascular Embolization | III
Abbott | Hongkong | MD |  | Amplatzer PFO Occluder (9-PFO-018, 9-PFO-025, 9-PFO-030, 9-PFO-035) | Occluders, Cardiac, Septum | IV
Abbott | Hongkong | MD |  | Amplatzer Multi-Fenestrated Septal Occluder - "Cribriform" (9-ASD-MF-018, 9-ASD-MF-025, 9-ASD-MF-030, 9-ASD-MF-035, 9-ASD-MF-040) | Occluders, Cardiac, Septum | IV
Abbott | Hongkong | MD |  | Amplatzer Membranous VSD Occluder (9-VSD-MEMB-004, 9-VSD-MEMB-005, 9-VSD-MEMB-006, 9-VSD-MEMB-007, 9-VSD-MEMB-008, 9-VSD-MEMB-009, 9-VSD-MEMB-010, 9-VSD-MEMB-011, 9-VSD-MEMB-012, 9-VSD-MEMB-013, 9-VSD-MEMB-014, 9-VSD-MEMB-015, 9-VSD-MEMB-016, 9-VSD-MEMB-017, 9-VSD-MEMB-018) | Occluders, Cardiac, Septum | IV
Abbott | Hongkong | MD |  | Amplatzer Duct Occluder II Additional Sizes (9-PDA2AS-03-02-L, 9-PDA2AS-03-04-L, 9-PDA2AS-03-06-L, 9-PDA2AS-04-02-L, 9-PDA2AS-04-04-L, 9-PDA2AS-04-06-L, 9-PDA2AS-05-02-L, 9-PDA2AS-05-04-L, 9-PDA2AS-05-06-L) | Occluders, Vascular, Intravascular Embolization | IV
Abbott | Hongkong | MD |  | Amplatzer TorqVue LP Delivery System (9-TVLP4F90/060, 9-TVLP4F90/080, 9-TVLP5F90/060, 9-TVLP5F90/080) | Catheters, Cardiac, Occluder Delivery | IV
Abbott | Hongkong | MD |  | Amplatzer TorqVue Delivery System (9-ITV06F45/60, 9-ITV07F45/60, 9-ITV07F45/80, 9-ITV08F45/60, 9-ITV08F45/80, 9-ITV09F45/80, 9-ITV10F45/80, 9-ITV12F45/80, 9-ITV13F45/80, 9-ITV05F180/60, 9-ITV06F180/60, 9-ITV06F180/80, 9-ITV07F180/80, 9-ITV08F180/80, 9-ITV09F180/80), Amplatzer TorqVue Delivery System with Pusher Catheter (9-ITVP07F180/80, 9-ITVP08F180/80, 9-ITVP09F180/80), Amplatzer TorqVue Exchange System (9-EITV09F45/80, 9-EITV12F45/80, 9-EITV06F180/80, 9-EITV08F180/80, 9-EITV10F180/80) | Catheters, Cardiac, Occluder Delivery | IV
Abbott | Hongkong | MD |  | AMPLATZER Vascular Plug (9-PLUG-004,9-PLUG-006,9-PLUG-008,9-PLUG-010,9-PLUG-012,9-PLUG-014,9-PLUG-016), AMPLATZER Vascular Plug II (9-AVP2-003,9-AVP2-004,9-AVP2-006,9-AVP2-008,9-AVP2-010,9-AVP2-012,9-AVP2-014,9-AVP2-016,9-AVP2-018,9-AVP2-020,9-AVP2-022) | Occluders, Vascular, Intravascular Embolization | III
Abbott | Hongkong | MD |  | AMPLATZER P.I. Muscular VSD Occluder (9-VSDMUSCPI-016, 9-VSDMUSCPI-018, 9-VSDMUSCPI-020, 9-VSDMUSCPI-022, 9-VSDMUSCPI-024) | Occluders, Cardiac, Septum | IV
Abbott | Hongkong | MD |  | Amplatzer Vascular Plug III (9-AVP3-042, 9-AVP3-063, 9-AVP3-084, 9-AVP3-103, 9-AVP3-105, 9-AVP3-123, 9-AVP3-125, 9-AVP3-143, 9-AVP3-145) | Occluders, Vascular, Intravascular Embolization | III
Abbott | Hongkong | MD |  | Advisor HD Grid Mapping Catheter, Sensor Enabled (D-AVHD-DF16) | Catheters, Cardiac, Electrophysiology | IV
Abbott | Hongkong | MD |  | TactiCath Contact Force Ablation Catheter Sensor Enabled (A-TCSE-D, A-TCSE-F, A-TCSE-J, A-TCSE-DD, A-TCSE-FF, A-TCSE-JJ, A-TCSE-DF, A-TCSE-FJ) | Catheters, Cardiac, Electrophysiology | IV
Abbott | Hongkong | MD |  | Amplatzer Amulet Left Atrial Appendage Occluder (9-ACP2-007-016, 9-ACP2-007-018, 9-ACP2-007-020, 9-ACP2-007-022, 9-ACP2-010-025, 9-ACP2-010-028, 9-ACP2-010-031, 9-ACP2-010-034) | Occluders, Cardiac, Left Atrial Appendage | IV
Abbott | Hongkong | MD |  | Advisor FL Circular Mapping Catheter, Sensor Enabled (D-AVSE-D10-F15, D-AVSE-D10-F20, D-AVSE-DF10-F15, D-AVSE-DF10-F20 ) | Catheters, Cardiac, Electrophysiology | IV
Abbott | Hongkong | IVD |  | Alinity i HBeAg Reagent Kit (07P6422), Alinity i HBeAg Calibrators (07P6401), Alinity i HBeAg Controls (07P6410), Alinity i HBeAg Quantitative Calibrators (09P1001), Alinity i HBeAg Quantitative Controls (09P1010) | IVD Test Reagent/Kits, Serology, Virus, Hepatitis Be, Antigen | D
Abbott | Hongkong | MD |  | FlexAbility Ablation Catheter, Sensor Enabled (A-FASE-DD, A-FASE-DF, A-FASE-FF, A-FASE-FJ, A-FASE-JJ, A-FASE-D, A-FASE-F, A-FASE-J ) | Catheters, Cardiac, Ablation | IV
Abbott | Hongkong | MD |  | FlexAbility Ablation Catheter (A701124, A701125, A701127, A701128, A701129, A701157, A701158, A701159) | Catheters, Cardiac, Electrophysiology, Mapping/Ablation | IV
Abbott | Hongkong | MD |  | Advisor VL Circular Mapping Catheter, Sensor Enabled (D-AVSE-D10-V1525, D-AVSE-D20-V1525, D-AVSE-DF10-V1525, D-AVSE-DF20-V1525) | Catheters, Cardiac, Electrophysiology | IV
Abbott | Hongkong | MD |  | AMPLATZER Valvular Plug III (9-APVL3-042, 9-APVL3-063, 9-APVL3-084, 9-APVL3-103, 9-APVL3-105, 9-APVL3-123, 9-APVL3-125, 9-APVL3-143, 9-APVL3-145 ) | Occluders | IV
Abbott | Hongkong | MD |  | Infinity Implantable Pulse Generators (6660, 6661, 6662, 6663), Leads (6170, 6171, 6172, 6173), Extensions (6371, 6372, 6373) | Stimulators, Electrical, Brain | IV
Abbott | Hongkong | IVD |  | Alinity i SARS-CoV-2 IgG II Quant Calibrator Kit ((06S61-02)), Alinity i SARS-CoV-2 IgG II Quant Control Kit ((06S61-12)), Alinity i SARS-CoV-2 IgG II Quant Reagent Kit ((06S61-22)), Alinity i SARS-CoV-2 IgG II Quant Reagent Kit ((06S61-32)) | IVD Test Reagent/Kits, Serology, Virus, Severe Acute Respiratory Syndrome Coronavirus 2 | C
Abbott | Hongkong | MD |  | TriClip G4 Delivery System (TCDS0305-NT, TCDS0305-XT, TCDS0305-NTW, TCDS0305-XTW), TriClip Steerable Guide Catheter (TSGC0205) | Prostheses, Cardiac Valve | IV
Abbott | Hongkong | MD |  | Amplatzer P.I. Muscular VSD Occluder (9-VSDMUSCPI-016, 9-VSDMUSCPI-018, 9-VSDMUSCPI-020, 9-VSDMUSCPI-022, 9-VSDMUSCPI-024) | Occluders, Cardiac, Septum | IV
Abbott | Hongkong | MD |  | Pressure Wire X (C12009, C12059, C12359) | Transducers, Pressure, Catheter Tip | IV
Abbott | Hongkong | MD |  | Dragonfly OpStar Imaging Catheter (1014651) | Catheters, Vascular, Optical Coherence Tomography Imaging | IV
Abbott | Hongkong | IVD |  | ARCHITECT SARS-CoV-2 IgG II Quant Calibrator Kit ((06S60-02)), ARCHITECT SARS-CoV-2 IgG II Quant Control Kit ((06S60-12)), ARCHITECT SARS-CoV-2 IgG II Quant Reagent Kit ((06S60-22)), ARCHITECT SARS-CoV-2 IgG II Quant Reagent Kit ((06S60-32)) | IVD Test Reagent/Kits, Serology, Virus, Severe Acute Respiratory Syndrome Coronavirus 2 | C
Abbott | Hongkong | MD |  | OPTIS Mobile System Imaging System (C408661), OPTIS Tableside Controller (C408663) | Scanning Systems, Laser, Optical Coherence Tomography | II
Abbott | Hongkong | MD |  | Ionic RF Generator (RFG-IONIC), Grounding Pad (RF-DGP-IS) | Radiofrequency Generators | III
Abbott | Hongkong | IVD |  | Alinity i STAT High Sensitive Troponin-I Calibrators (08P13-01), Alinity i STAT High Sensitive Troponin-I Controls (08P13-10), Alinity i STAT High Sensitive Troponin-I Reagent Kit (08P13-22, 08P13-24, 08P13-27, 08P13-32, 08P13-34, 08P13-37) | IVD Test Reagent/Kits, Immunoassay, Cardiac Marker, Protein, Troponin-I | C
Abbott | Hongkong | MD |  | HI-TORQUE EXTRA S'PORT Guide Wires (22225M, 22235M, 22225MJ, 22235MJ) | Guide Wires | IV
Abbott | Hongkong | MD |  | XIENCE Skypoint Everolimus Eluting Coronary Stent System (1800200-08, 1800200-12, 1800200-15, 1800200-18, 1800200-23, 1800200-28, 1800200-33, 1800200-38, 1800225-08, 1800225-12, 1800225-15, 1800225-18, 1800225-23, 1800225-28, 1800225-33, 1800225-38, 1800250-08, 1800250-12, 1800250-15, 1800250-18, 1800250-23, 1800250-28, 1800250-33, 1800250-38, 1800275-08, 1800275-12, 1800275-15, 1800275-18, 1800275-23, 1800275-28, 1800275-33, 1800275-38, 1800300-08, 1800300-12, 1800300-15, 1800300-18, 1800300-23, 1800300-28, 1800300-33, 1800300-38, 1800325-08, 1800325-12, 1800325-15, 1800325-18, 1800325-23, 1800325-28, 1800325-33, 1800325-38, 1800350-08, 1800350-12, 1800350-15, 1800350-18, 1800350-23, 1800350-28, 1800350-33, 1800350-38, 1800400-08, 1800400-12, 1800400-15, 1800400-18, 1800400-23, 1800400-28, 1800400-33, 1800400-38, 1800250-48, 1800275-48, 1800300-48, 1800350-48, 1800400-48) | Stents, Vascular, Coronary, Balloon-Expandable, Drug-Eluting | IV
Abbott | Hongkong | MD |  | Armada 14 XT PTA Catheter (F2012-012, F2012-020, F2015-012, F2015-020, F2020-012, F2020-020) | Catheters, Vascular, Angioplasty, Balloon | II
Abbott | Hongkong | MD |  | Hi-torque Balance Heavyweight Guide Wire with Hydrocoat Hydrophilic Coating (1000462H, 1000462HJ, 1000463H, 1000463HJ) | Guide Wires | IV
Abbott | Hongkong | IVD |  | ARCHITECT STAT High Sensitive Troponin I Calibrators (3P25-02), ARCHITECT STAT High Sensitive Troponin I Controls (3P25-11), ARCHITECT STAT High Sensitive Troponin I Reagent Kit (3P25-26, 3P25-27, 3P25-36, 3P25-37) | IVD Test Reagent/Kits, Immunoassay, Cardiac Marker, Protein, Troponin I | C
Abbott | Hongkong | MD |  | HI-TORQUE IRON MAN Guide Wires (1001309, 1001311, 1001309J, 1001311J) | Guide Wires | IV
Abbott | Hongkong | MD |  | Amplatzer Piccolo Occluder (9-PDAP-03-02-L, 9-PDAP-03-04-L, 9-PDAP-03-06-L, 9-PDAP-04-02-L, 9-PDAP-04-04-L, 9-PDAP-04-06-L, 9-PDAP-05-02-L, 9-PDAP-05-04-L, 9-PDAP-05-06-L) | Occluders, Cardiac, Septum | IV
Abbott | Hongkong | MD |  | OPTIS Integrated System Imaging System (C408652), OPTIS Integrated System Installation Kit (C408654) | Scanning Systems, Laser, Optical Coherence Tomography | II
Abbott | Hongkong | IVD |  | ARCHITECT HBsAg Qualitative II Calibrators (2G22-01), ARCHITECT HBsAg Qualitative II Controls (2G22-10), ARCHITECT HBsAg Qualitative II Reagent Kit (2G22-25, 2G22-30, 2G22-35) | IVD Test Reagent/Kits, Serology, Virus, Hepatitis B, Surface Antigen | D
Abbott | Hongkong | IVD |  | Alinity s Anti-HCV II Calibrator Kit (04W56-02) Alinity s Anti-HCV II Assay Control Kit (04W56-10) Alinity s Anti-HCV II Release Control kit (04W56-12) Alinity s Anti-HCV II Reagent kit (04W56-55) | IVD Test Reagent/Kits, Serology, Virus, Hepatitis C, Antibody | D
Abbott | Hongkong | MD |  | Portico Transcatheter Heart Valve (PRT-23), Portico Transcatheter Heart Valve (PRT-25), Portico Transcatheter Heart Valve (PRT-27), Portico Transcatheter Heart Valve (PRT-29), FlexNav Delivery System (FNAV-DS-SM), FlexNav Delivery System (FNAV-DS-LG), FlexNav Loading System (FNAV-LS-SM), FlexNav Loading System (FNAV-LS-LG) | Prostheses, Cardiac Valve, Biological, Tissue Leaflet, Transcatheter, Aortic | IV
Abbott | Hongkong | MD |  | Talisman PFO Occluder (9-PFO-1818, 9-PFO-2518, 9-PFO-3025, 9-PFO-3525), Talisman Delivery Sheath (9-TDS-08F45-80, 9-TDS-09F45-80) | Occluders, Cardiac, Septum | IV
Abbott | Hongkong | MD |  | Tendyne Mitral Valve (TENDV-SP-33S, TENDV-SP-33M, TENDV-SP-35M, TENDV-SP-37S, TENDV-SP-39M, TENDV-SP-41S, TENDV-SP-33L, TENDV-SP-37L, TENDV-LP-33S, TENDV-LP-35M, TENDV-LP-37M, TENDV-LP-29S, TENDV-LP-29L), Tendyne Apical Pad (TENDV-SPAD, TENDV-LPAD), Tendyne Delivery System (TENDV-LS, TENDV-SC, TENDV-DS, TENDV-PS, TENDV-RS, TENDV-WT, TENDV-ST) | Prostheses, Cardiac Valve, Biological | IV
Abbott | Hongkong | MD |  | Proclaim 5 XR Implantable Pulse Generator (3660), Proclaim 7 XR Implantable Pulse Generator (3662), Torque Wrench (1101), Port Plug (1111) | Stimulators, Electrical, Spinal Cord | IV
Abbott | Hongkong | MD |  | Optis Mobile Next Imaging System (1014932), Optis Mobile Next Upgrade Kit (1014934), Optis Tableside Controller Next (1014936), OPTIS Mobile Next Install Kit (1014944) | Scanning Systems, Laser, Optical Coherence Tomography | III
Abbott | Hongkong | MD |  | Aveir Leadless Pacemaker (LSP112V), Aveir Delivery System Catheter (LSCD111), Aveir Introducer (LSN25301, LSN25501), Aveir Retrieval Catheter (LSCR111), Aveir Link Module (LSL02) | Pacemakers, Cardiac, Implantable, Leadless | IV
Abbott | Hongkong | MD |  | HI-TORQUE CROSS-IT XT Guide Wires (1003309H, 1003310H, 1003309HJ, 1003310HJ, 1003312H, 1003313H, 1003312HJ, 1003313HJ, 1003315H, 1003316H, 1003315HJ, 1003316HJ, 1003318H, 1003319H, 1003318HJ, 1003319HJ) | Guide Wires | IV
Abbott | Hongkong | MD |  | TactiCath Contact Force Ablation Catheter, Sensor Enabled (A-TCSE-D, A-TCSE-F, A-TCSE-J, A-TCSE-DD, A-TCSE-FF, A-TCSE-DF, A-TCSE-FJ, A-TCSE-JJ) | Catheters, Cardiac, Electrophysiology, Ablation | IV
Abbott | Hongkong | MD |  | OPTIS Integrated Next Imaging System (1014933), OPTIS Integrated Next Upgrade Kit (1014935), OPTIS Integrated Pre-Installation Next (1014943), OPTIS Tableside Controller Next (1014936) | Scanning Systems, Laser, Optical Coherence Tomography | III
Abbott | Hongkong | MD |  | Absolute Pro .035 Peripheral Stent System (1011914-020, 1011914-030, 1011914-040, 1011914-060, 1011914-080, 1011914-100, 1011915-020, 1011915-030, 1011915-040, 1011915-060, 1011915-080, 1011915-100, 1011916-020, 1011916-030, 1011916-040, 1011916-060, 1011916-080, 1011916-100, 1011917-020, 1011917-030, 1011917-040, 1011917-060, 1011917-080, 1011917-100, 1011918-020, 1011918-030, 1011918-040, 1011918-060, 1011918-080, 1011918-100, 1011919-020, 1011919-030, 1011919-040, 1011919-060, 1011919-080, 1011919-100, 1011920-020, 1011920-030, 1011920-040, 1011920-060, 1011920-080, 1011920-100, 1011921-020, 1011921-030, 1011921-040, 1011921-060, 1011921-080, 1011921-100, 1011922-020, 1011922-030, 1011922-040, 1011922-060, 1011922-080, 1011922-100, 1011923-020, 1011923-030, 1011923-040, 1011923-060, 1011923-080, 1011923-100, 1011924-020, 1011924-030, 1011924-040, 1011924-060, 1011924-080, 1011924-100, 1011925-020, 1011925-030, 1011925-040, 1011925-060, 1011925-080, 1011925-100) | Stent/Grafts, Vascular, Peripheral | III
Abbott | Hongkong | MD |  | Voyager NC Coronary Dilatation Catheter (1011751-06, 1011751-08, 1011751-12, 1011751-15, 1011751-20, 1011752-06, 1011752-08, 1011752-12, 1011752-15, 1011752-20, 1011752-25, 1011753-06, 1011753-08, 1011753-12, 1011753-15, 1011753-20, 1011754-06, 1011754-08, 1011754-12, 1011754-15, 1011754-20, 1011754-25, 1011755-12, 1011755-15, 1011755-20, 1011756-06, 1011756-08, 1011756-12, 1011756-15, 1011756-20, 1011756-25, 1011757-12, 1011757-15, 1011757-20, 1011758-08, 1011758-12, 1011758-15, 1011758-20, 1011759-08, 1011759-12, 1011760-08, 1011760-12) | Adaptors/Connectors, Angioplasty Balloon Dilatation Catheter | IV
Abbott | Hongkong | MD |  | Blink intensive tears, protective eye drops, formulation 9587X | Topical Solutions/Creams, Eye Lubrication | IV
Abbott | Hongkong | MD |  | blink intensive tears, protective eye drops, formulation 9589X | Topical Solution/Creams, Eye Lubrication | IV
Abbott | Hongkong | MD |  | XIENCE PRIME (Model No.: 1011707-08, 1011707-12, 1011707-15, 1011707-18, 1011707-23, 1011707-28, 1011708-08, 1011708-12, 1011708-15, 1011708-18, 1011708-23, 1011708-28, 1011709-08, 1011709-12, 1011709-15, 1011709-18, 1011709-23, 1011709-28, 1011710-08, 1011710-12, 1011710-15, 1011710-18, 1011710-23, 1011710-28, 1011711-08, 1011711-12, 1011711-15, 1011711-18, 1011711-23, 1011711-28), XIENCE PRIME SV (Model no.: 1011706-08, 1011706-12, 1011706-15, 1011706-18, 1011706-23, 1011706-28), XIENCE PRIME LL (Model no.: 1011707-33, 1011707-38, 1011709-33, 1011709-38, 1011710-33, 1011710-38, 1011711-33, 1011711-38) | Stents, Vascular, Coronary, Balloon-Expandable, Drug-Eluting | IV
Abbott | Hongkong | MD |  | Hi-Torque Pilot Guide Wire with Hydrophilic Coating (1010480-H, 1010480-HJ, 1010481-H, 1010481-HJ, 1010482-H, 1010482-HJ, 1010483-H, 1010483-HJ, 1010484-H, 1010484-HJ, 1010485-H, 1010485-HJ) | Guide Wires | IV
Abbott | Hongkong | MD |  | HI-TORQUE SPARTACORE 14 Guide Wire (1005201, 1005202, 1005203, 1005204, 1005205, 1005206) | Guide Wires | IV
Abbott | Hongkong | MD |  | TREK RX & MINI TREK RX Coronary Dilatation Catheters (1012268-06, 1012268-08, 1012268-12, 1012268-15, 1012268-20, 1012269-06, 1012269-08, 1012269-12, 1012269-15, 1012269-20, 1012270-06, 1012270-08, 1012270-12, 1012270-15, 1012270-20, 1012270-25, 1012270-30, 1012271-06, 1012271-08, 1012271-12, 1012271-15, 1012271-20, 1012271-25, 1012271-30, 1012272-06, 1012272-08, 1012272-12, 1012272-15, 1012272-20, 1012272-25, 1012272-30, 1012273-06, 1012273-08, 1012273-12, 1012273-15, 1012273-20, 1012273-25, 1012273-30, 1012274-06, 1012274-08, 1012274-12, 1012274-15, 1012274-20, 1012274-25, 1012274-30, 1012275-06, 1012275-08, 1012275-12, 1012275-15, 1012275-20, 1012275-25, 1012275-30, 1012276-06, 1012276-08, 1012276-12, 1012276-15, 1012276-20, 1012276-25, 1012276-30, 1012277-06, 1012277-08, 1012277-12, 1012277-15, 1012277-20, 1012277-25, 1012277-30, 1012278-06, 1012278-08, 1012278-12, 1012278-15, 1012278-20, 1012278-25, 1012278-30, 1012279-12, 1012279-15, 1012280-12, 1012280-15) | Catheters, Vascular, Angioplasty, Balloon | IV
Abbott | Hongkong | MD |  | Absolute Pro LL Peripheral Self-Expanding Stent System (1012008, 1012009, 1012010, 1012011, 1012014, 1012015, 1012016, 1012017) | Stents, Vascular, Peripheral | III
Abbott | Hongkong | MD |  | Emboshield NAV6 Embolic Protection System (22442-19, 22443-19), BareWire Filter Delivery Wires (22444-19, 22445-19, 22446-19, 22445-31) | Filters, Blood | IV
Abbott | Hongkong | MD |  | Hi-Torque Supra Core 35 Guide Wire (1002703, 1002703-01, 1002703-02) | Guide Wires | IV
Abbott | Hongkong | MD |  | MULTI-LINK 8 SV Coronary Stent System (1012164-08, 1012164-12, 1012164-15, 1012164-18, 1012164-23, 1012164-28), MULTI-LINK 8 Coronary Stent System (1012165-08, 1012165-12, 1012165-15, 1012165-18, 1012165-23, 1012165-28, 1012166-08, 1012166-12, 1012166-15, 1012166-18, 1012166-23, 1012166-28, 1012167-08, 1012167-12, 1012167-15, 1012167-18, 1012167-23, 1012167-28, 1012168-08, 1012168-12, 1012168-15, 1012168-18, 1012168-23, 1012168-28, 1012169-08, 1012169-12, 1012169-15, 1012169-18, 1012169-23, 1012169-28), MULTI-LINK 8 LL Coronary Stent System (1012165-33, 1012165-38, 1012166-33, 1012166-38, 1012167-33, 1012167-38, 1012168-33, 1012168-38, 1012169-33, 1012169-38) | Stents, Vascular, Coronary | IV
Abbott | Hongkong | MD |  | HI-TORQUE PROGRESS PTCA Guide Wires (1011836, 1011837, 1011838, 1011839, 1011840, 1011841, 1011842, 1011843, 1011844, 1011845) | Guide Wires | IV
Abbott | Hongkong | MD |  | HI-TORQUE PROGRESS PTCA Guide Wire (1011836, 1011837, 1011838, 1011839, 1011840, 1011841, 1011842, 1011843, 1011844, 1011845) | Guide Wires | IV
Abbott | Hongkong | MD |  | TECNIS Multifocal 1-Piece (ZMB00) | Lenses, Intraocular, Posterior Chamber | III
Abbott | Hongkong | MD |  | One Series Cartridge (1CART30) | Intraocular Lens Inserters | II
Abbott | Hongkong | MD |  | Perclose ProGlide Suture-Mediated Closure System (12673-05) | Suture Units, Automated | III
Abbott | Hongkong | MD |  | Hi-Torque Steelcore 18 Guide Wires (1003280, 1003281, 1003282), Hi-Torque Steelcore 18 LT Guide Wire (1007708, 1007708-J, 1007709, 1007709-J, 1007710, 1007710-J) | Guide Wires | IV
Abbott | Hongkong | MD |  | Hi-Torque Balance Middleweight Elite Guide Wires (1011880, 1011881, 1011882, 1011883, 1011880J, 1011881J, 1011882J, 1011883J) | Guide Wires | IV
Abbott | Hongkong | MD |  | Jostent Graftmaster (210CG0930, 210CG1230, 210CG1630, 210CG1930, 210CG2630, 210CG0935, 210CG1235, 210CG1635, 210CG1935, 210CG2635, 210CG0940, 210CG1240, 210CG1640, 210CG1940, 210CG2640, 210CG1645, 210CG1945, 210CG2645, 210CG1650, 210CG1950, 210CG2650) | Stents, Vascular | IV
Abbott | Hongkong | MD |  | TECNIS Multifocal Foldable Acrylic 3-Piece IOLs (ZMA00) | Lenses, Intraocular, Posterior Chamber | III
Abbott | Hongkong | MD |  | One Series Ultra Cartridge (1VIPR30) | Intraocular Lens Inserters | II
Abbott | Hongkong | MD |  | Glaucoma Baerveldt Silicone Implant Devices (BG103-250, BG101-350, BG102-350) | Stents, Eye, Glaucoma Drainage | III
Abbott | Hongkong | MD |  | RX Herculink Elite Peripheral Stent System (1011521-12, 1011522-12, 1011524-12, 1011525-12, 1011527-12, 1011528-12, 1011530-12, 1011531-12, 1011533-12, 1011534-12, 1011536-12, 1011537-12, 1011521-15, 1011522-15, 1011524-15, 1011525-15, 1011527-15, 1011528-15, 1011530-15, 1011531-15, 1011533-15, 1011534-15, 1011536-15, 1011537-15, 1011539-15, 1011540-15, 1011521-18, 1011522-18, 1011524-18, 1011525-18, 1011527-18, 1011528-18, 1011530-18, 1011531-18, 1011533-18, 1011534-18, 1011536-18, 1011537-18, 1011539-18, 1011540-18) | Stent/Grafts, Vascular, Peripheral | III
Abbott | Hongkong | MD |  | StarClose SE Vascular Closure System (14679-02) | Clips, Implantable, Vascular | III
Abbott | Hongkong | MD |  | Sovereign Compact Cataract Extraction System (SOV680290, OPOR0019L, OPOR1519L, OPOR3019L, OPOR4519L, OPOD0020L, OPOD1520L, OPOD3020L, OPOD4520L, OPOCR3019L, OPOCR3020L, OPOS19L, OPOD20L, OPOMTWL, OPOIA20CRV, OPOIA2045D, OPOIA20STR, OPOIA20KIT, OM05510114, MSR309, K106075, K121085, OM0201011D, OM0527011, OM0504011, OPO60, OPO65, OM2505191, OPO56, CMP680135, CMP680700, CMP680720, CMP680002, CMP680P2, OM271000, OM2908011, OM2908012, OM290901, SOV201301C, 4000-802, CMP680900, CMP680901, CMP680902) | Phacoemulsification Units, Cataract Extraction | III
Abbott | Hongkong | MD |  | NC TREK RX Coronary Dilatation Catheters (1012444-06, 1012444-08, 1012444-12, 1012444-15, 1012444-20, 1012445-06, 1012445-08, 1012445-12, 1012445-15, 1012445-20, 1012446-06, 1012446-08, 1012446-12, 1012446-15, 1012446-20, 1012447-06, 1012447-08, 1012447-12, 1012447-15, 1012447-20, 1012447-25, 1012448-06, 1012448-08, 1012448-12, 1012448-15, 1012448-20, 1012449-06, 1012449-08, 1012449-12, 1012449-15, 1012449-20, 1012449-25, 1012450-06, 1012450-08, 1012450-12, 1012450-15, 1012450-20, 1012451-06, 1012451-08, 1012451-12, 1012451-15, 1012451-20, 1012451-25, 1012452-08, 1012452-12, 1012452-15, 1012452-20, 1012453-08, 1012453-12, 1012453-15, 1012453-20, 1012454-08, 1012454-12, 1012454-15, 1012454-20, 1012455-08, 1012455-12, 1012455-15, 1012455-20) | Catheters, Vascular, Angioplasty, Balloon, Coronary | IV
Abbott | Hongkong | MD |  | Guide Wire Accessory Kit (22295), Guide Wire Accessory Kit with CoPilot (1003330) | Guide Wires | II
Abbott | Hongkong | MD |  | RX ACCULINK Carotid Stent System (1010126-20, 1010127-20, 1010128-20, 1010129-20, 1010130-20, 1010131-20, 1010126-30, 1010127-30, 1010128-30, 1010129-30, 1010130-30, 1010131-30, 1010126-40, 1010127-40, 1010128-40, 1010129-40, 1010130-40, 1010131-40, 1010132-30, 1010133-30, 1010132-40, 1010133-40) | Stents, Vascular, Carotid, Self-Expanding | IV
Abbott | Hongkong | MD |  | Armada 14 PTA Catheter (A1015-020 , A1015-040 , A1015-080 , A1015-120 , A1020-020 , A1020-040 , A1020-060 , A1020-080 , A1020-120 , A1020-200 , A2015-020 , A1025-020 , A2015-040 , A1025-040 , A2015-080 , A1025-060 , A2015-120 , A1025-080 , A2020-020 , A1025-120 , A2020-040 , A1025-200 , A2020-060 , A1030-020 , A2020-080 , A1030-040 , A2020-120 , A1030-060 , A2020-200 , A1030-080 , A2025-020 , A1030-120 , A2025-040 , A1030-200 , A2025-060 , A1040-020 , A2025-080 , A1040-040 , A2025-120 , A1040-060 , A2025-200 , A1040-080 , A2030-020 , A1040-120 , A2030-040 , A1040-200 , A2030-060 , A2030-080 , A2030-120 , A2030-200 , A2040-020 , A2040-040 , A2040-060 , A2040-080 , A2040-120 , A2040-200) | Catheters, Vascular, Angioplasty, Balloon | II
Abbott | Hongkong | MD |  | Healon Endocoat (VT585) | Aqueous/Vitreous Humor Replacement Media | IV
Abbott | Hongkong | MD |  | One Series Platinum Cartridge (IMTEC30) | Intraocular Lens Inserters | II
Abbott | Hongkong | IVD |  | PRISM HIV Ag/Ab Combo Assay Kit (L/N 7G46-48) | Human Immunodeficiency Virus (HIV) antibody/antigen detection system | D
Abbott | Hongkong | MD |  | Vitrax II | Aqueous/Vitreous Humor Replacement Media | IV
Abbott | Hongkong | MD |  | TECNIS Toric 1-Piece (ZCT100, ZCT150, ZCT225, ZCT300, ZCT375, ZCT400, ZCT450, ZCT525, ZCT600, ZCT700, ZCT800) | Lenses, Intraocular, Posterior Chamber | III
Abbott | Hongkong | MD |  | EMERALDC | Intraocular Lens Inserters | II
Abbott | Hongkong | MD |  | Sensar One-Piece Acrylic Posterior Chamber Intraocular Lens (AAB00) | Lenses, Intraocular, Posterior Chamber | III
Abbott | Hongkong | MD |  | TREK OTW Coronary Dilatation Catheter (1012404-06, 1012404-08, 1012404-12, 1012404-15, 1012404-20, 1012404-25, 1012404-30, 1012405-06, 1012405-08, 1012405-12, 1012405-15, 1012405-20, 1012405-25, 1012405-30, 1012406-06, 1012406-08, 1012406-12, 1012406-15, 1012406-20, 1012406-25, 1012406-30, 1012407-06, 1012407-08, 1012407-12, 1012407-15, 1012407-20, 1012407-25, 1012407-30, 1012408-06, 1012408-08, 1012408-12, 1012408-15, 1012408-20, 1012408-25, 1012408-30, 1012409-06, 1012409-08, 1012409-12, 1012409-15, 1012409-20, 1012409-25, 1012409-30, 1012410-06, 1012410-08, 1012410-12, 1012410-15, 1012410-20, 1012410-25, 1012410-30, 1012411-06, 1012411-08, 1012411-12, 1012411-15, 1012411-20, 1012411-25, 1012411-30, 1012412-12, 1012412-15, 1012413-12, 1012413-15), MINI TREK OTW Coronary Dilatation Catheter (1012401-06, 1012401-08, 1012401-12, 1012401-15, 1012401-20, 1012402-06, 1012402-08, 1012402-12, 1012402-15, 1012402-20, 1012403-06, 1012403-08, 1012403-12, 1012403-15, 1012403-20, 1012403-25, 1012403-30) | Catheters, Vascular, Angioplasty, Balloon | IV
Abbott | Hongkong | MD |  | Hi-Torque Winn Guide Wires (1012466, 1012467, 1012468, 1012469, 1012470, 1012471, 1012472, 1012473, 1012474, 1012475) | Guide Wires | IV
Abbott | Hongkong | IVD |  | ARCHITECT HBsAg Qualitative II assay (2G22-25, 2G22-30, 2G22-35, 2G22-01, 2G22-10) | IVD Test Reagent/Kits, Serology, Virus, Hepatitis B, Surface Antigen | D
Abbott | Hongkong | MD |  | OMNILINK ELITE Peripheral Stent System (11000-12, 11007-12, 11000-16, 11007-16, 11000-19, 11007-19, 11001-12, 11008-12, 11001-16, 11008-16, 11001-19, 11008-19, 11001-29, 11008-29, 11001-39, 11008-39, 11001-59, 11008-59, 11002-12, 11009-12, 11002-16, 11009-16, 11002-19, 11009-19, 11002-29, 11009-29, 11002-39, 11009-39, 11002-59, 11009-59, 11003-12, 11010-12, 11003-16, 11010-16, 11003-19, 11010-19, 11003-29, 11010-29, 11003-39, 11010-39, 11003-59, 11010-59, 11004-19, 11011-19, 11004-29, 11011-29, 11004-39, 11011-39, 11004-59, 11011-59, 11005-19, 11012-19, 11005-29, 11012-29, 11005-39, 11012-39, 11005-59, 11012-59, 11006-19, 11013-19, 11006-29, 11013-29, 11006-39, 11013-39) | Stents, Vascular | III
Abbott | Hongkong | IVD |  | ARCHITECT HBsAg Qualitative II Confirmatory assay (2G23-25, 2G23-40) | IVD Test Reagent/Kits, Serology, Virus, Hepatitis B, Surface Antigen, Confirmatory | D
Abbott | Hongkong | MD |  | FoxCross PTA Catheter (10300-20, 10300-40, 10301-20, 10301-40, 10302-20, 10302-40, 10303-20, 10303-40, 10303-80, 10304-20, 10304-40, 10304-60, 10304-80, 10304-100, 10304-120, 10305-20, 10305-30, 10305-40, 10305-60, 10305-80, 10305-100, 10305-120, 10306-20, 10306-30, 10306-40, 10306-60, 10306-80, 10306-100, 10306-120, 10307-20 ,10307-30, 10307-40, 10307-60, 10307-80, 10307-100, 10307-120, 10308-20, 10308-30, 10308-40, 10308-60, 10308-80, 10309-20, 10309-30, 10309-40, 10309-60, 10310-20, 10310-30, 10310-40, 10310-60, 10311-20, 10311-30, 10311-40, 10311-60, 10344-20, 10344-40, 10312-20, 10312-40, 10312-80, 10313-20, 10313-40, 10313-60, 10313-80, 10313-100, 10313-120, 10314-20, 10314-30, 10314-40, 10314-60, 10314-80, 10314-100, 10314-120, 10315-20, 10315-30, 10315-40, 10315-60, 10315-80, 10315-100, 10315-120, 10316-20, 10316-30, 10316-40, 10316-60, 10316-100, 10316-120, 10317-20, 10317-30, 10317-40, 10318-20, 10318-30, 10318-40, 10319-20, 10319-30, 10319-40, 10320-20, 10320-40, 10345-20, 10345-40) | Catheters, Vascular, Angioplasty, Balloon | II
Abbott | Hongkong | MD |  | Guide Wire Introducer | Catheter Introducers-Hemostasis Valve | II
Abbott | Hongkong | MD |  | Fox Plus PTA Catheter (82360-01, AP13005, 82361-01, AP16004, 82906-01, 82908-01, 82909-01, 82362-01, AP13006, 82363-01, AP16005, 82907-01, 82910-01, 82911-01, 82364-01, AP13007, 82365-01, AP16006, AP18005, 82912-01, 82913-01, AP12003, AP13008, AP14003, AP16007, AP18006, 82914-01, 82915-01, AP12004, AP13009, AP14004, AP16008, AP18007, 82918-01, 82919-01, AP12005, AP13010, AP14005, AP16009, AP18008, 82920-01, 82921-01, AP12006, AP13012, AP14006, AP16010, 82916-01, 82922-01, 82923-01, AP12007, AP23005, AP14007, AP16012, 82917-01, 82924-01, 82925-01, AP12008, AP23006, AP14008, AP26004, AP28005, AP12009, AP23007, AP12010, AP23008, AP14009, AP26005, AP28006, AP12012, AP23009, AP22003, AP23010, AP14010, AP26006, AP14012, AP26007, AP24003, AP22004, AP24004, AP24005, AP24006, AP24007, AP24008, AP24009, AP22005, AP24010, AP24012, AP22007, AP22009, AP22008, AP22010, AP22006, AP22012) | Catheters, Vascular, Angioplasty, Balloon | II
Abbott | Hongkong | MD |  | Fox sv PTA Catheter (821585401, 821685401, 821445401, 823735401, 821505401, 821605401, 821705401, 821805401, 821465401, 823755401, 821525401, 821625401, 821725401, 821485401, 823775401, 821545401, 821645401, 821745401, 821845401, 821985401, 823795401, 821565401, 821665401, 821765401, 821865401, 829465401, 829495401, 829525401, 829555401, 829585401, 829615401, 829475401, 829505401, 829535401, 829565401, 829595401, 829625401, 829485401, 829515401, 829545401, 829575401, 829605401, 829635401, 821575401, 821675401, 821435401, 823725401, 821495401, 821595401, 821695401, 821795401, 821455401, 823745401, 821515401, 821615401, 821715401, 821475401, 823765401, 821535401, 821635401, 821735401, 821835401, 821975401, 823785401, 821555401, 821655401, 821755401, 821855401, 829645401, 829675401, 829705401, 829735401, 829765401, 829795401, 829655401, 829685401, 829715401, 829745401, 829775401, 829805401, 829665401, 829695401, 829725401, 829755401, 829785401, 829815401, 831575401, 831675401, 831435401, 833725401, 831495401, 831595401, 831695401, 831455401, 833745401, 831515401, 831615401, 831715401, 831475401, 833765401, 831535401, 831635401, 831735401, 831975401, 833785401, 831555401, 831655401, 831755401, 839645401, 839675401, 839705401, 839735401, 831675401, 839655401, 839685401, 839715401, 839745401, 839665401, 839695401, 839725401, 839755401) | Catheters, Vascular, Angioplasty, Balloon | II
Abbott | Hongkong | IVD |  | ARCHITECT HBsAg Reagent Kit (6C36-41, 6C36-42), ARCHITECT HBsAg Calibrators (3M61-01), ARCHITECT HBsAg Controls (6C36-10) | IVD Test Reagent/Kits, Serology, Virus, Hepatitis B, Surface Antigen | D
Abbott | Hongkong | MD |  | HI-TORQUE POWERTURN ULTRA FLEX Guide Wire (1044590, 1044590J, 1044591, 1044591J), HI-TORQUE POWERTURN FLEX Guide Wire (1044592, 1044592J, 1044593, 1044593J), HI-TORQUE POWERTURN Guide Wire (1044594 1044594J, 1044595, 1044595J) | Guide Wires | IV
Abbott | Hongkong | MD |  | XIENCE Xpedition Everolimus Eluting Coronary Stent System (1070225-08, 1070225-12, 1070225-15, 1070225-18, 1070225-23, 1070225-28, 1070250-08, 1070250-12, 1070250-15, 1070250-18, 1070250-23, 1070250-28, 1070250-33, 1070250-38, 1070275-08, 1070275-12, 1070275-15, 1070275-18, 1070275-23, 1070275-28, 1070275-33, 1070275-38, 1070300-08, 1070300-12, 1070300-15, 1070300-18, 1070300-23, 1070300-28, 1070300-33, 1070300-38, 1070325-08, 1070325-12, 1070325-15, 1070325-18, 1070325-23, 1070325-28, 1070325-33, 1070325-38, 1070350-08, 1070350-12, 1070350-15, 1070350-18, 1070350-23, 1070350-28, 1070350-33, 1070350-38, 1070400-08, 1070400-12, 1070400-15, 1070400-18, 1070400-23, 1070400-28, 1070400-33, 1070400-38) | Stents, Vascular, Coronary, Balloon-Expandable, Drug-Eluting | IV
Abbott | Hongkong | MD |  | Tecnis Multifocal Toric 1-piece Intraocular Lenses (Model: ZMT150, ZMT225, ZMT300, ZMT400) (ZMT150I050, ZMT150I055, ZMT150I060, ZMT150I065, ZMT150I070, ZMT150I075, ZMT150I080, ZMT150I085, ZMT150I090, ZMT150I095, ZMT150I100, ZMT150I105, ZMT150I110, ZMT150I115, ZMT150I120, ZMT150I125, ZMT150I130, ZMT150I135, ZMT150I140, ZMT150I145, ZMT150I150, ZMT150I155, ZMT150I160, ZMT150I165, ZMT150I170, ZMT150I175, ZMT150I180, ZMT150I185, ZMT150I190, ZMT150I195, ZMT150I200, ZMT150I205, ZMT150I210, ZMT150I215, ZMT150I220, ZMT150I225, ZMT150I230, ZMT150I235, ZMT150I240, ZMT150I245, ZMT150I250, ZMT150I255, ZMT150I260, ZMT150I265, ZMT150I270, ZMT150I275, ZMT150I280, ZMT150I285, ZMT150I290, ZMT150I295, ZMT150I300, ZMT150I305, ZMT150I310, ZMT150I315, ZMT150I320, ZMT150I325, ZMT150I330, ZMT150I335, ZMT150I340, ZMT225I050, ZMT225I055, ZMT225I060, ZMT225I065, ZMT225I070, ZMT225I075, ZMT225I080, ZMT225I085, ZMT225I090, ZMT225I095, ZMT225I100, ZMT225I105, ZMT225I110, ZMT225I115, ZMT225I120, ZMT225I125, ZMT225I130, ZMT225I135, ZMT225I140, ZMT225I145, ZMT225I150, ZMT225I155, ZMT225I160, ZMT225I165, ZMT225I170, ZMT225I175, ZMT225I180, ZMT225I185, ZMT225I190, ZMT225I195, ZMT225I200, ZMT225I205, ZMT225I210, ZMT225I215, ZMT225I220, ZMT225I225, ZMT225I230, ZMT225I235, ZMT225I240, ZMT225I245, ZMT225I250, ZMT225I255, ZMT225I260, ZMT225I265, ZMT225I270, ZMT225I275, ZMT225I280, ZMT225I285, ZMT225I290, ZMT225I295, ZMT225I300, ZMT225I305, ZMT225I310, ZMT225I315, ZMT225I320, ZMT225I325, ZMT225I330, ZMT225I335, ZMT225I340, ZMT300I050, ZMT300I055, ZMT300I060, ZMT300I065, ZMT300I070, ZMT300I075, ZMT300I080, ZMT300I085, ZMT300I090, ZMT300I095, ZMT300I100, ZMT300I105, ZMT300I110, ZMT300I115, ZMT300I120, ZMT300I125, ZMT300I130, ZMT300I135, ZMT300I140, ZMT300I145, ZMT300I150, ZMT300I155, ZMT300I160, ZMT300I165, ZMT300I170, ZMT300I175, ZMT300I180, ZMT300I185, ZMT300I190, ZMT300I195, ZMT300I200, ZMT300I205, ZMT300I210, ZMT300I215, ZMT300I220, ZMT300I225, ZMT300I230, ZMT300I235, ZMT300I240, ZMT300I245, ZMT300I250, ZMT300I255, ZMT300I260, ZMT300I265, ZMT300I270, ZMT300I275, ZMT300I280, ZMT300I285, ZMT300I290, ZMT300I295, ZMT300I300, ZMT300I305, ZMT300I310, ZMT300I315, ZMT300I320, ZMT300I325, ZMT300I330, ZMT300I335, ZMT300I340, ZMT400I050, ZMT400I055, ZMT400I060, ZMT400I065, ZMT400I070, ZMT400I075, ZMT400I080, ZMT400I085, ZMT400I090, ZMT400I095, ZMT400I100, ZMT400I105, ZMT400I110, ZMT400I115, ZMT400I120, ZMT400I125, ZMT400I130, ZMT400I135, ZMT400I140, ZMT400I145, ZMT400I150, ZMT400I155, ZMT400I160, ZMT400I165, ZMT400I170, ZMT400I175, ZMT400I180, ZMT400I185, ZMT400I190, ZMT400I195, ZMT400I200, ZMT400I205, ZMT400I210, ZMT400I215, ZMT400I220, ZMT400I225, ZMT400I230, ZMT400I235, ZMT400I240, ZMT400I245, ZMT400I250, ZMT400I255, ZMT400I260, ZMT400I265, ZMT400I270, ZMT400I275, ZMT400I280, ZMT400I285, ZMT400I290, ZMT400I295, ZMT400I300, ZMT400I305, ZMT400I310, ZMT400I315, ZMT400I320, ZMT400I325, ZMT400I330, ZMT400I335, ZMT400I340) | Lenses, Intraocular, Posterior Chamber | III
Abbott | Hongkong | MD |  | Synchrony Vu (Model: SYNC-200) (200C160B, 200C165B, 200C170B, 200C175B, 200C180B, 200C185B, 200C190B, 200C195B, 200C200B, 200C205B, 200C210B, 200C215B, 200C220B, 200C225B, 200C230B, 200C235B, 200C240B, 200C245B, 200C250B, 200C255B, 200C260B, 200C265B, 200C270B, 200C275B, 200C280B) | Lenses, Intraocular, Posterior Chamber | III
Abbott | Hongkong | MD |  | Tecnis 1-Piece Intraocular lens with the Tecnis iTec Preloaded Delivery System (PCB00) | Lenses, Intraocular, Posterior Chamber | III
Abbott | Hongkong | IVD |  | ARCHITECT HIV Ag/Ab Combo Reagent kit (4J27-22, 4J27-27, 4J27-32, 4J27-37), ARCHITECT HIV Ag/Ab Combo Calibrator (4J27-03), ARCHITECT HIV Ag/Ab Combo Controls (4J27-12) | IVD Test Reagent/Kits, Serology, Virus, Retrovirus, HIV-1/2 | D
Abbott | Hongkong | MD |  | Phacoemulsification System (NGP680137, NGP680300, NGP680301, NGP680310, NGP680703, NGP680135, NGP680136, NGP680701, NGP680702, NGP680712, FX Update, Signature 2.0, Signature 2.1, Signature 3.0, Signature 3.05, Signature 3.06, Signature 3.07), Phacoemulsification Handpieces Products (SOV680290, 690697, 690697A, 690704, 690709, 690858, 690880, 690880A), Phacoemulsification Accessory Products (OM0201011D, OM0504011, OM0527011, OM055002, OM05510110, OM05510112, OM05510113, OM05510114, OM05510115, OM05510116, OM0551011, OM0551012, OM0551013, OM0551014, OM0551015, OM0551016, OM0551017, OM0551018, OM0551019, OM2505191, OM3452022, OM3452032, OPOD0019L, OPOD1519L, OPOD3019L, OPOD4519L, OPOD0020L, OPOD1520L, OPOD3020L, OPOD4520L, OPOF0019L, OPOF1519L, OPOF3019L, OPOF4519L, OPOGB0019L, OPOGB3019L, OPO154519L, OPO154520L, OPOO30T, OPOO45T, OPOR0019L, OPOR1519L, OPOR3019L, OPOR4519L, OPOR0020L, OPOR1520L, OPOR3020L, OPOR4520L, OPOR0021G, OPOR1521G, OPOR3021G, OPOR4521G, OPOR0021R, OPOR1521R, OPOR3021R, OPOR4521R, OPOCR3019L, OPOCR3019R, OPOCR3020L, OPOCR3020R, OPOCR4520L, OPOCR4520R, OPOCR3021L, OPOCR3021R, OPOCR4521L, OPOCR4521R, OPOS19L, OPOD20L, OPOS20L, OPOS21LD, OPOS21L, OPOM20LD, OPOM20L, OPOHF20L, OPOHF21L, OPOR15T, OPOR30T, OPOR45T, OPOBD20L, OPOBR20L, 690728, 690699, OPOBKD20L, OPOBKR20L, OPO39, OPO70, OPO71, NGP0020, NGP0023, NGP0025, OPO73) | Phacoemulsification Units, Cataract Extraction | III
Abbott | Hongkong | MD |  | GraftMaster RX Coronary Stent Graft System (1012817-16, 1012817-19, 1012817-26, 1012818-16, 1012818-19, 1012818-26, 1012819-16, 1012819-19, 1012819-26, 1012820-16, 1012820-19, 1012820-26, 1012821-16, 1012821-19, 1012821-26) | Stents, Vascular, Coronary, Balloon-Expandable | IV
Abbott | Hongkong | IVD |  | PRISM HCV Assay Kit (6A52-48), PRISM HCV Wash Kit (6A52-38) | IVD Test Reagent/Kits, Serology, Virus, Hepatitis C, Antibody | D
Abbott | Hongkong | MD |  | Xpert Stent System (EX8S2003, EX8L2003, EX8S3003, EX8L3003, EX8S4003, EX8L4003, EX8S2004, EX8L2004, EX8S3004, EX8L3004, EX8S4004, EX8L4004, EX8S6004, EX8L6004, 83010-02, 83011-02, EX8S2005, EX8L2005, EX8S3005, EX8L3005, EX8S4005, EX8L4005, EX8S6005, EX8L6005, EX8S2006, EX8L2006, EX8S3006, EX8L3006, EX8S4006, EX8L4006, EX8S6006, EX8L6006, EX8S3008, EX8L3008, EX8S4008, EX8L4008, EX8S6008, EX8L6008) | Stents, Vascular | III
Abbott | Hongkong | MD |  | Hi-Torque Command Guide Wire (2078172, 2078173, 2078174, 2078175, 2078176, 2078177) | Guide Wires | II
Abbott | Hongkong | IVD |  | PRISM HBsAg Assay Kit (3A47-48), PRISM HBsAg Wash Kit (3A47-38) | IVD Test Reagent/Kits, Serology, Virus, Hepatitis B, Surface Antigen | D
Abbott | Hongkong | MD |  | ABSORB Bioresorbable Vascular Scaffold System (1012462-08, 1012462-12, 1012462-18, 1012462-23, 1012462-28, 1012463-08, 1012463-12, 1012463-18, 1012463-23, 1012463-28, 1012464-12, 1012464-18, 1012464-23, 1012464-28) | Stents, Vascular, Coronary, Balloon-Expandable, Drug-Eluting | IV
Abbott | Hongkong | MD |  | Xpert Pro Peripheral Self-Expanding Stent System (17525-20, 17525-30, 17525-40, 17525-60, 17525-80, 17525-100, 17526-20, 17526-30, 17526-40, 17526-60, 17526-80, 17526-100, 17527-20, 17527-30, 17527-40, 17527-60, 17527-80, 17527-100, 17528-20, 17528-30, 17528-40, 17528-60, 17528-80, 17529-30, 17529-40, 17529-60, 17538-20, 17538-30, 17538-40, 17538-60, 17538-80, 17538-100, 17539-20, 17539-30, 17539-40, 17539-60, 17539-80, 17539-100, 17540-20, 17540-30, 17540-40, 17540-60, 17540-80, 17540-100, 17541-20, 17541-30, 17541-40, 17541-60, 17541-80, 17542-30, 17542-40, 17542-60) | Stents | III
Abbott | Hongkong | IVD |  | PRISM HTLV-I/HTLV-II Assay Kit (6A53-48, 6A53-38) | IVD Test Reagent/Kits, Serology, Virus, Retrovirus, Human T-Cell Lymphotropic Virus-I/II, Antibody | D
Abbott | Hongkong | MD |  | Tecins Multifocal 1-piece ZKB00 (Diopter +05.0 to +34.0 with 0.5 diopter increments), ZLB00 (Diopter +05.0 to +34.0 with 0.5 diopter increments) | Lenses, Intraocular, Posterior Chamber | III
Abbott | Hongkong | IVD |  | ARCHITECT Anti-HCV Reagent Kit (6C37-22, 6C37-27, 6C37-32, 6C37-37), ARCHITECT Anti-HCV Calibrator (6C37-01), ARCHITECT Anti-HCV Controls (6C37-10) | IVD Test Reagent/Kits, Serology, Virus, Hepatitis C, Antibody | D
Abbott | Hongkong | MD |  | TECNIS iTec Preloaded Delivery System, Model PMB00 (PMB00I0050, PMB00I0055, PMB00I0060, PMB00I0065, PMB00I0070, PMB00I0075, PMB00I0080, PMB00I0085, PMB00I0090, PMB00I0095, PMB00I0100, PMB00I0105, PMB00I0110, PMB00I0115, PMB00I0120, PMB00I0125, PMB00I0130, PMB00I0135, PMB00I0140, PMB00I0145, PMB00I0150, PMB00I0155, PMB00I0160, PMB00I0165, PMB00I0170, PMB00I0175, PMB00I0180, PMB00I0185, PMB00I0190, PMB00I0195, PMB00I0200, PMB00I0205, PMB00I0210, PMB00I0215, PMB00I0220, PMB00I0225, PMB00I0230, PMB00I0235, PMB00I0240, PMB00I0245, PMB00I0250, PMB00I0255, PMB00I0260, PMB00I0265, PMB00I0270, PMB00I0275, PMB00I0280, PMB00I0285, PMB00I0290, PMB00I0295, PMB00I0300, PMB00I0305, PMB00I0310, PMB00I0315, PMB00I0320, PMB00I0325, PMB00I0330, PMB00I0335, PMB00I0340) | Lenses, Intraocular, Posterior Chamber | III
Abbott | Hongkong | IVD |  | ARCHITECT rHTLV-I/II Reagent Kit (6L61-25, 6L61-35, 6L61-30), ARCHITECT rHTLV-I/II Calibrator (6L61-01), ARCHITECT rHTLV-I/II Controls (6L61-10) | IVD Test Reagent/Kits, Serology, Virus, Retrovirus, Human T-Cell Lymphotropic Virus-I/II, Antibody | D
Abbott | Hongkong | IVD |  | ARCHITECT HCV Ag Reagent Kit (6L47-27), ARCHITECT HCV Ag Calibrators (6L47-02), ARCHITECT HCV Ag Controls (6L47-11) | IVD Test Reagent/Kits, Serology, Virus, Hepatitis C, Core Antigen | D
Abbott | Hongkong | MD |  | Tecnis Symfony Extended Range of Vision Foldable Acrylic 1-Piece (models: ZXR00, ZXT150, ZXT225, ZXT300, ZXT375) (Diopter Range: +10.0 to +34.0 in steps of 0.5) | Lenses, Intraocular, Posterior Chamber | III
Abbott | Hongkong | MD |  | Traveler RX Coronary Dilatation Catheters (1013063, 1013064, 1013065, 1013066, 1013067, 1013068, 1013069, 1013070, 1013071, 1013072, 1013073, 1013074, 1013075) | Catheters, Vascular, Angioplasty, Balloon | IV
Abbott | Hongkong | IVD |  | ARCHITECT Anti-HBs Reagent (7C18-20, 7C18-25, 7C18-30), ARCHITECT Anti-HBs Controls (7C18-10), ARCHITECT Anti-HBs Calibrators (7C18-01) | IVD Test Reagent/Kits, Serology, Virus, Hepatitis B, Surface Antibody | D
Abbott | Hongkong | MD |  | XIENCE Xpedition 48 Everolimus-eluting Coronary Stenting System (1070250-48, 1070275-48, 1070300-48, 1070350-48) | Stents, Vascular, Coronary, Balloon-Expandable, Drug-Eluting | IV
Abbott | Hongkong | IVD |  | ARCHITECT Anti-HBc II Reagent Kit (8L44-25, 8L44-30, 8L44-35), ARCHITECT Anti-HBc II Controls (8L44-10), ARCHITECT Anti-HBc II Calibrator (8L44-01) | IVD Test Reagent/Kits, Serology, Virus, Hepatitis B, Core Antibody | D
Abbott | Hongkong | MD |  | Supera Peripheral Stent System (42045020-080, 42045030-080, 42045040-080, 42045060-080, 42045080-080, 42045100-080, 42045120-080, 42045150-080, 42055020-080, 42055030-080, 42055040-080, 42055060-080, 42055080-080, 42055100-080, 42055120-080, 42055150-080, 42055180-080, 42055200-080, 42065020-080, 42065030-080, 42065040-080, 42065060-080, 42065080-080, 42065100-080, 42065120-080, 42065150-080, 42065180-080, 42065200-080, 42075020-080, 42075030-080, 42075040-080, 42075060-080, 42075080-080, 42075100-080, 42045020-120, 42045030-120, 42045040-120, 42045060-120, 42045080-120, 42045100-120, 42045120-120, 42045150-120, 42055020-120, 42055030-120, 42055040-120, 42055060-120, 42055080-120, 42055100-120, 42055120-120, 42055150-120, 42055180-120, 42055200-120, 42065020-120, 42065030-120, 42065040-120, 42065060-120, 42065080-120, 42065100-120, 42065120-120, 42065150-120, 42065180-120, 42065200-120, 42075020-120, 42075030-120, 42075040-120, 42075060-120, 42075080-120, 42075100-120) | Stent/Grafts, Vascular, Peripheral | III
Abbott | Hongkong | MD |  | Blink Intensive Tears Plus Liquid Gel Eye Drops (9588X) | Topical Solution/Creams, Eye Lubrication | III
Abbott | Hongkong | MD |  | XIENCE Alpine Everolimus-eluting Coronary Stenting System (1120200-08, 1120200-12, 1120200-15, 1120200-18, 1120200-23, 1120200-28, 1120225-08, 1120225-12, 1120225-15, 1120225-18, 1120225-23, 1120225-28, 1120250-08, 1120250-12, 1120250-15, 1120250-18, 1120250-23, 1120250-28, 1120250-33, 1120250-38, 1120275-08, 1120275-12, 1120275-15, 1120275-18, 1120275-23, 1120275-28, 1120275-33, 1120275-38, 1120300-08, 1120300-12, 1120300-15, 1120300-18, 1120300-23, 1120300-28, 1120300-33, 1120300-38, 1120325-08, 1120325-12, 1120325-15, 1120325-18, 1120325-23, 1120325-28, 1120325-33, 1120325-38, 1120350-08, 1120350-12, 1120350-15, 1120350-18, 1120350-23, 1120350-28, 1120350-33, 1120350-38, 1120400-08, 1120400-12, 1120400-15, 1120400-18, 1120400-23, 1120400-28, 1120400-33, 1120400-38) | Stents, Vascular, Coronary, Balloon-Expandable, Drug-Eluting | IV
Abbott | Hongkong | MD |  | Absorb GT1 Bioresorbable Vascular Scaffold System (1234250-08, 1234250-12, 1234250-18, 1234250-23, 1234250-28, 1234300-08, 1234300-12, 1234300-18, 1234300-23, 1234300-28, 1234350-12, 1234350-18, 1234350-23, 1234350-28) | Stents, Vascular, Coronary, Balloon-Expandable, Drug-Eluting | IV
Abbott | Hongkong | MD |  | Hi-Torque VersaTurn Guide Wires (1013317, 1013317J, 1013319, 1013319J) | Guide Wires | IV
Abbott | Hongkong | MD |  | Armada 18 PTA Catheter (1014252-020, 1014252-040, 1014252-060, 1014252-080, 1014252-100, 1014252-120, 1014252-150, 1014252-180, 1014252-200, 1014253-020, 1014253-040, 1014253-060, 1014253-080, 1014253-100, 1014253-120, 1014253-150, 1014253-180, 1014253-200, 1014254-020, 1014254-040, 1014254-060, 1014254-080, 1014254-100, 1014254-120, 1014254-150, 1014254-180, 1014254-200, 1014255-020, 1014255-040, 1014255-060, 1014255-080, 1014255-100, 1014255-120, 1014255-150, 1014255-180, 1014255-200, 1014256-020, 1014256-040, 1014256-060, 1014256-080, 1014256-100, 1014256-120, 1014256-150, 1014256-180, 1014256-200, 1014257-020, 1014257-040, 1014257-060, 1014257-080, 1014257-100, 1014257-120, 1014257-150, 1014257-180, 1014257-200, 1014258-020, 1014258-040, 1014258-060, 1014258-080, 1014258-100, 1014258-120, 1014258-150, 1014258-180, 1014258-200, 1014259-020, 1014259-040, 1014259-060, 1014259-080, 1014259-100, 1014259-120, 1014259-150, 1014259-180, 1014259-200, 1014260-020, 1014260-040, 1014260-060, 1014260-080, 1014260-100, 1014260-120, 1014260-150, 1014260-180, 1014260-200, 1014261-020, 1014261-040, 1014261-060, 1014261-080, 1014261-100, 1014261-120, 1014261-150, 1014261-180, 1014261-200, 1014262-020, 1014262-040, 1014262-060, 1014262-080, 1014262-100, 1014262-120, 1014262-150, 1014262-180, 1014262-200, 1014263-020, 1014263-040, 1014263-060, 1014263-080, 1014263-100, 1014263-120, 1014263-150, 1014263-180, 1014263-200, 1014264-020, 1014264-040, 1014264-060, 1014264-080, 1014264-100, 1014264-120, 1014264-150, 1014264-180, 1014264-200, 1014265-020, 1014265-040, 1014265-060, 1014265-080, 1014265-100, 1014265-120, 1014265-150, 1014265-180, 1014265-200) | Catheters, Vascular, Angioplasty, Balloon | II
Abbott | Hongkong | IVD |  | ARCHITECT HBeAg Reagent Kit (6C32-20, 6C32-25), ARCHITECT HBeAg Controls (6C32-10), ARCHITECT HBeAg Calibrators (6C32-01) | IVD Test Reagent/Kits, Serology, Virus, Hepatitis Be, Antigen | D
Abbott | Hongkong | IVD |  | ARCHITECT Anti-HBe Reagent Kit (6C34-20, 6C34-25), ARCHITECT Anti-HBe Controls (6C34-10), ARCHITECT Anti-HBe Calibrators (6C34-01) | IVD Test Reagent/Kits, Serology, Virus, Hepatitis Be, Antibody | D
Abbott | Hongkong | MD |  | Viatrac 14 Plus Peripheral Dilation Catheter (1008189-15, 1008189-20, 1008189-30, 1008189-40, 1008190-15, 1008190-20, 1008190-30, 1008190-40, 1008191-15, 1008191-20, 1008191-30, 1008191-40, 1008192-15, 1008192-20, 1008192-30, 1008192-40, 1008193-15, 1008193-20, 1008193-30, 1008193-40, 1008194-15, 1008194-20, 1008194-30, 1008194-40, 1008195-15, 1008195-20, 1008195-30, 1008195-40, 1008196-15, 1008196-20, 1008196-30, 1008196-40, 1008197-15, 1008197-20, 1008197-30, 1008197-40, 1008198-15, 1008198-20, 1008198-30, 1008198-40, 1008199-15, 1008199-20, 1008199-30, 1008199-40, 1008200-15, 1008200-20, 1008200-30, 1008200-40, 1008201-15, 1008201-20, 1008201-30, 1008201-40, 1008202-15, 1008202-20, 1008202-30, 1008202-40) | Catheters, Vascular, Angioplasty, Balloon | IV
Abbott | Hongkong | MD |  | Prostar XL Percutaneous Vascular Surgical System (12322-02) | Suture Units, Automated | III
Siemens Healthcare | Hongkong | MD |  | Cios Connect (10308193) | Radiographic/Fluoroscopic Units, Mobile | III
Siemens Healthcare | Hongkong | MD |  | Cios Fusion (10308192) | Radiographic/Fluoroscopic Units, Mobile | III
Siemens Healthcare | Hongkong | MD |  | Uroskop Omnia Max (10762473) | Radiographic/Fluoroscopic Systems, Urologic | III
Siemens Healthcare | Hongkong | MD |  | SOMATOM go.Now (11061618), SOMATOM go.Up (11061628) | Scanning Systems, Computed Tomography | III
Siemens Healthcare | Hongkong | IVD |  | Dimension Enzymatic Carbonate Flex reagent cartridge (DF137 10444972), Dimension Chemistry III Calibrator (DC130 10711580) | IVD Test Reagent/Kits, Clinical Chemistry, Electrolyte, Bicarbonate | B
Siemens Healthcare | Hongkong | IVD |  | Dimension Albumin Flex reagent cartridge (DF13 10444975) | IVD Test Reagent/Kits, Immunoassay, Protein, Transport, Albumin | B
Siemens Healthcare | Hongkong | MD |  | Cios Select (11020806) | Radiographic/Fluoroscopic Units, Mobile | III
Siemens Healthcare | Hongkong | MD |  | SOMATOM X.cite (11330001) | Scanning Systems, Computed Tomography | III
Siemens Healthcare | Hongkong | MD |  | MAGNETOM Lumina (11344916) | Scanning Systems, Magnetic Resonance Imaging, Full-Body | II
Siemens Healthcare | Hongkong | MD |  | Cios Flow (11108110) | Radiographic/Fluoroscopic Units, Mobile | III
Siemens Healthcare | Hongkong | MD |  | SOMATOM X.ceed (11501201) | Scanning Systems, Computed Tomography | III
Siemens Healthcare | Hongkong | MD |  | Multix Select DR (10569624) | Radiographic Systems | III
Siemens Healthcare | Hongkong | MD |  | Luminos Select (10569720) | Radiographic/Fluoroscopic Systems, General-Purpose | III
Siemens Healthcare | Hongkong | MD |  | Multix Fusion (10746665, 10746667, 10893300) | Radiographic Systems | III
Siemens Healthcare | Hongkong | MD |  | SOMATOM Drive (10431700) | Scanning Systems, Computed Tomography | III
Siemens Healthcare | Hongkong | MD |  | syngo.plaza (11064436) | Software, Workstation Management, Picture Archiving and Communication System, Three-Dimensional Image | II
Siemens Healthcare | Hongkong | MD |  | MAGNETOM Amira (10836777) | Scanning Systems, Magnetic Resonance Imaging, Full-Body | II
Siemens Healthcare | Hongkong | MD |  | syngo Application Software (10849124, 11327667, 11328180) | Workstations, Multiple Modality, Three-Dimensional Image | III
Siemens Healthcare | Hongkong | MD |  | ACUSON S1000 (10441701), ACUSON S2000 (10041461), ACUSON S3000 (10441730) (Transducers [7CF2(10043226), 7CF1(10658925), 9EVF4(10041223), MC9-4(10349999), 14L5(10789396), 9L4(10789393), 4V1(08252072), 4C1(08258525), 4P1(10789398), 6C1HD(10135941), V5Ms(11013704), EC9-4(10041225), 4V1c(07695724), 14L5BV(10041852), 14L5SP(10041226), 18L6HD(10789400), 12L4(10786035), 6C2(08248186), 10V4(08266709), 8V3(10789382), 8C3HD(10135943), AcuNav8F(10135936), AcuNav10F(8255790), CW2(10789380), CW5(10789381), EV8C4(11013910), V7M(10855905)]), ACUSON S2000 (10041461) | Scanning Systems, Ultrasonic, General-Purpose | II
Siemens Healthcare | Hongkong | MD |  | ACUSON NX3 Diagnostic Ultrasound System (11235612), ACUSON NX3 Elite Diagnostic Ultrasound System (11235411) (Transducers (P8-4 (10789389), CH5-2 (10789386), VF12-4 (10136922), VF13-5 SP (07471506), VF16-5 (10785041), EC9-4 (10789383), P4-2 (10789385), 11L4 (11361584), 10MC3 (11284842), V5Ms (11361462), CW2 (10789380), CW5 (10789381), C8F3 (10786652), EC10-5w (10787072), C8-5 (10348181), BP10-3 (11336164))) | Scanning Systems, Ultrasonic, General-Purpose | II
Siemens Healthcare | Hongkong | MD |  | Biograph Horizon (10532746, 10532748) | Scanning Systems, Computed Tomography/Positron Emission Tomography | III
Siemens Healthcare | Hongkong | MD |  | Acuson NX2 Diagnostic Ultrasound System (11284381), Acuson NX2 Elite Diagnostic Ultrasound System (11284500), CH5-2 (10789386), VF10-5 (10789387), EC9-4 (10789383), P4-2 (10789385), 10MC3 (11284842), C8F3 (10786652), CW2 (10789380), CW5 (10789381), C5-2v (11284925), L10-5v (11284926) | Scanning Systems, Ultrasonic, General-Purpose | II
Siemens Healthcare | Hongkong | MD |  | SOMATOM Confidence (10590100) | Scanning Systems, Computed Tomography | III
Siemens Healthcare | Hongkong | MD |  | Artis pheno (10849000) | Radiographic/Fluoroscopic Systems, Angiography/Interventional | III
Siemens Healthcare | Hongkong | MD |  | SOMATOM go.Now (11061610), SOMATOM go.Up (11061620) | Scanning Systems, Computed Tomography | III
Siemens Healthcare | Hongkong | MD |  | Needles for RapidLyte Syringes (00925045, 04155422, 07339648, 00950953, 04500537, 01175589, 08685019, 08918285) | Syringes, Plunger, Arterial Blood Sampling | II
Siemens Healthcare | Hongkong | MD |  | Multix Fusion Max (11020660) | Radiographic Systems | III
Siemens Healthcare | Hongkong | MD |  | Biograph Vision 600 (10749670), Biograph Vision 600 Edge (10749672), Biograph Vision 450 (10749669), Biograph Vision 450 Edge (10749671), Biograph Vision Quadra (10754273) | Scanning Systems, Computed Tomography/Positron Emission Tomography | III
Siemens Healthcare | Hongkong | MD |  | ACUSON Sequoia Diagnostic Ultrasound System(11148775), 5C1(11291794), 5V1(11291796), DAX(10787116), 10L4(10787114), 14L5(11254090), 18L6(10787113), 9C3(10787112), 4V1(11014576), 8V3(11014578), CW2(10789380), 9EC4(10787117) | Scanning Systems, Ultrasonic, General-Purpose | II
Siemens Healthcare | Hongkong | IVD |  | Atellica IM Hepatitis B Core Antigen (10995449), Atellica IM Hepatitis B Core Antigen Quality Control (10995450) | IVD Test Reagent/Kits, Serology, Virus, Hepatitis B, IgM Core Antibody | D
Siemens Healthcare | Hongkong | IVD |  | Atellica IM Hepatitis B e Antigen (10995600), Atellica IM Hepatitis B e Antigen Quality Control (10995601) | IVD Test Reagent/Kits, Serology, Virus, Hepatitis Be, Antigen | D
Siemens Healthcare | Hongkong | MD |  | Cios Spin | Radiographic/Fluoroscopic Units, Mobile | III
Siemens Healthcare | Hongkong | IVD |  | Atellica IM HIV Ag/Ab Combo (10995527), Atellica IM HIV Ag/Ab Combo Quality Control (11200769) | IVD Test Reagent/Kits, Serology, Virus, Retrovirus, HIV-1/2 | D
Siemens Healthcare | Hongkong | IVD |  | Atellica IM Anti-Hepatitis B surface Antigen 2 (10995453), Atellica IM Anti-Hepatitis B surface Antigen 2 Quality Control (10995454) | IVD Test Reagent/Kits, Serology, Virus, Hepatitis B, Surface Antibody | D
Siemens Healthcare | Hongkong | MD |  | ACUSON Juniper Diagnostic Ultrasound System | Scanning Systems, Ultrasonic, General-Purpose | II
Siemens Healthcare | Hongkong | MD |  | Cios Alpha (11105200) | Radiographic/Fluoroscopic Units, Mobile | III
Siemens Healthcare | Hongkong | IVD |  | Atellica IM HIV 1/O/2 Enhanced (10995610), Atellica IM HIV 1/O/2 Enhanced Quality Control (10995612) | IVD Test Reagent/Kits, Serology, Virus, Retrovirus, HIV-1/2, Antibody | D
Siemens Healthcare | Hongkong | MD |  | MAGNETOM Sola (11291455, 114010231) | Scanning Systems, Magnetic Resonance Imaging, Full-Body | II
Siemens Healthcare | Hongkong | IVD |  | Atellica IM Anti-Hepatitis B core Total (10995597), Atellica IM Anti-Hepatitis B core Total Quality Control (10995598) | IVD Test Reagent/Kits, Serology, Virus, Hepatitis B, Core Antibody | D
Siemens Healthcare | Hongkong | IVD |  | Atellica IM Hepatitis C (10995456), Atellica IM Hepatitis C Quality Control (10995457) | IVD Test Reagent/Kits, Serology, Virus, Hepatitis C, Antibody | D
Siemens Healthcare | Hongkong | MD |  | Mobilett Elara Max (11107444) | Radiographic Systems | III
Siemens Healthcare | Hongkong | MD |  | Mammomat Revelation (11343300) | Radiographic Systems, Digital, Mammographic | III
Siemens Healthcare | Hongkong | MD |  | MAGNETOM Sempra (10840815) | Scanning Systems, Magnetic Resonance Imaging, Full-Body | II
Siemens Healthcare | Hongkong | MD |  | MAGNETOM Altea | Scanning Systems, Magnetic Resonance Imaging, Full-Body | II
Siemens Healthcare | Hongkong | IVD |  | Atellica IM SARS-CoV-2 Total (11206711, 11206923), Atellica IM SARS-CoV-2 Total Quality Control (11206712), ADVIA Centaur SARS-CoV-2 Total (11206710, 11206922), ADVIA Centaur SARS-CoV-2 Total Quality Control (11206713) | IVD Test Reagent/Kits, Serology, Virus, Severe Acute Respiratory Syndrome Coronavirus, IgG Antibody | C
Siemens Healthcare | Hongkong | MD |  | Sensis Vibe Hemo (11007641), Sensis Vibe Combo (11007642) | Workstations, Cardiac Catheterization Laboratory | III
Siemens Healthcare | Hongkong | MD |  | SOMATOM go.Top (11061640), SOMATOM go.All (11061630) | Scanning Systems, Computed Tomography | III
Siemens Healthcare | Hongkong | IVD |  | Atellica IM Hepatitis A IgM (aHAVM) (10995444), ADVIA Centaur Hepatitis A IgM (aHAVM) (10309083), Atellica IM Hepatitis A IgM Quality Control (aHAVM QC) (10995445), ADVIA Centaur Hepatitis A IgM Quality Control (aHAVM QC) (10309084) | IVD Test Reagent/Kits, Serology, Virus, Hepatitis A, IgM Antibody | B
Siemens Healthcare | Hongkong | IVD |  | Atellica IM Prostate-Specific Antigen (10995662, 10995663), Advia Centaur PSA (10310292, 10310293), Atellica IM Calibrator Q (10995517, 10995518), Advia Centaur Calibrator Q (10310295, 10310296), Atellica IM Free Prostate-Specific Antigen (10995577), Advia Centaur Free PSA (10283414), Atellica IM Free Prostate-Specific Antigen Calibrator (10995578), Advia Centaur Free PSA Calibrator (10361919), Atellica IM Complexed Prostate-Specific Antigen (10995544), Advia Centaur cPSA (10310381), Atellica IM Calibrator Y (10995520), Advia Centaur Calibrator Y (10310383), Atellica IM Complexed Prostate-Specific Antigen Quality Control (10995547), Advia Centaur cPSA 1,2,3 Quality Control Material (10310387), Atellica IM cPSA Pretreatment Reagent (10995546), Advia Centaur cPSA Pretreatment Reagent (10310384) | IVD Test Reagent/Kits, Immunoassay, Tumor Marker, Enzyme, Prostate Specific Antigen | C
Siemens Healthcare | Hongkong | IVD |  | Atellica IM SARS-CoV-2 IgG (11206997, 11206998), Atellica IM SARS-CoV-2 IgG Quality Control (11206999), ADVIA Centaur SARS-CoV-2 IgG (11206992, 11206993), ADVIA Centaur SARS-CoV-2 IgG Quality Control (11206994) | IVD Test Reagent/Kits, Serology, Virus, Severe Acute Respiratory Syndrome Coronavirus, IgG Antibody | C
Siemens Healthcare | Hongkong | MD |  | ACUSON Redwood Diagnostics Ultrasound System (11503314), Transducer - 4V1 (11014576), Transducer - 5V1 (11291796), Transducer - 8V3 (11014578), Transducer - 10V4 (11014579), Transducer - 10L4 (11787114), Transducer - 14L5 (11254090), Transducer - 18L6 (10787113), Transducer - 5C1 (11291794), Transducer - 9C3 (10787112), Transducer - V5Ms (11013704), Transducer - CW2 (10789380), Transducer - CW5 (10789381), Transducer - 9EC4 (10787117) | Scanning Systems, Ultrasonic, General-Purpose | II
Siemens Healthcare | Hongkong | MD |  | MULTIX Impact (11020788) | Radiographic Systems, Digital | III
Siemens Healthcare | Hongkong | MD |  | YSIO X.pree (11107464) | Radiographic/Fluoroscopic Systems, General-Purpose | III
Siemens Healthcare | Hongkong | IVD |  | Atellica IM Alpha Fetoprotein (10995441, 10995442), Advia Centaur AFP (10309979, 10309980) | IVD Test Reagent/Kits, Immunoassay, Pregnancy Protein, Alpha-Fetoprotein | C
Siemens Healthcare | Hongkong | IVD |  | Atellica IM High Sensitivity Troponin I (10997840, 10997841), ADVIA Centaur High Sensitivity Troponin I (10994774, 10994775), Atellica IM High-Sensitivity Troponin I Master Curve Material (10997842), ADVIA Centaur High-Sensitivity Troponin I Master Curve Material (10994776) | IVD Test Reagent/Kits, Immunoassay, Cardiac Marker, Protein, Troponin I | C
Siemens Healthcare | Hongkong | MD |  | SOMATOM go.All (11061638), SOMATOM go.Top (11061648) | Scanning Systems, Computed Tomography | III
Siemens Healthcare | Hongkong | IVD |  | Atellica IM Hepatitis B surface Antigen II Confirmatory (10995603), ADVIA Centaur HBsAg Confirmatory (10309058), Atellica IM Hepatitis B surface Antigen II (10995604), ADVIA Centaur HBsAgII (10492138), Atellica IM Hepatitis B surface Antigen II Quality Control (10995605), ADVIA Centaur HBsAg Quality Control Material (10309059) | IVD Test Reagent/Kits, Serology, Virus, Hepatitis B, Surface Antigen | D
Siemens Healthcare | Hongkong | MD |  | NAEOTOM Alpha | Scanning Systems, Computed Tomography | III
Siemens Healthcare | Hongkong | IVD |  | Atellica IM CA 125II (10995481, 10995482), ADVIA Centaur CA 125II (10310443, 10315696), Atellica IM CA 125II Calibrator (10995483), ADVIA Centaur CA 125II Calibrator (10310444) | IVD Test Reagent/Kits, Immunoassay, Tumor Marker, Carbohydrate Antigen CA 125 | C
Siemens Healthcare | Hongkong | IVD |  | Atellica IM CA 19-9 (10995490, 10995489), Advia Centaur CA 19-9 (10491379, 10491244), Atellica IM CA 19-9 Diluent (10995491), Advia Centaur CA 19-9 Diluent (10491972) | IVD Test Reagent/Kits, Immunoassay, Tumor Marker, Carbohydrate Antigen CA 19-9 | C
Siemens Healthcare | Hongkong | IVD |  | Atellica IM Carcinoembryonic Antigen (10995523, 10995524), Advia Centaur CEA (10309977, 10309978), Atellica IM Calibrator D (10995509, 10995510), Advia Centaur Calibrator D (10311569, 10311576), Atellica IM Carcinoembryonic Antigen Diluent (10995525), Advia Centaur CEA Diluent (10309950) | IVD Test Reagent/Kits, Immunoassay, Tumor Marker, Oncofetal, Carcinoembryonic Antigen | C
Siemens Healthcare | Hongkong | IVD |  | Atellica IM HBc Total 2 (HBcT2) (11200739), Advia Centaur HBc Total 2 (HBcT2) (10376698), Atellica IM HBc Total 2 Quality Control (HBcT2 QC) (11200740), Advia Centaur HBc Total 2 (HBcT2) Quality Control (10376699) | IVD Test Reagent/Kits, Serology, Virus, Hepatitis B, Core Antibody | D
Siemens Healthcare | Hongkong | MD |  | ARTIS icono biplane (11327600), ARTIS icono floor (11327700) | Radiographic/Fluoroscopic Systems, Angiography/Interventional | III
Siemens Healthcare | Hongkong | IVD |  | ATELLICA IM NT-PROBNP (PBNP) (11200588, 11200589), ADVIA CENTAUR NT-PROBNP (PBNP) (10699449, 10699450), ATELLICA IM PBNP MASTER CURVE MATERIAL (PBNP MCM) (11200590), ADVIA CENTAUR PBNP MASTER CURVE MATERIAL (MCM) (10994359) | IVD Test Reagent/Kits, Immunoassay, Cardiac Marker, Protein, Brain Natriuretic Peptide | C
Siemens Healthcare | Hongkong | IVD |  | Atellica IM Creatine Kinase MB (10995530, 10995531), Advia Centaur Creatine Kinase MB (10309982, 10326496), Atellica IM Creatine Kinase MB Calibrator (10995532), Advia Centaur Creatine Kinase MB Calibrator (10311570), Atellica IM Creatine Kinase MB Diluent (10995533), Advia Centaur Creatine Kinase MB Diluent (10309951) | IVD Test Reagent/Kits, Immunoassay, Cardiac Marker, Protein, Creatine Kinase Muscle-Brain Isoenzyme | C
Siemens Healthcare | Hongkong | IVD |  | Atellica IM Myoglobin (10995649, 10995648), ADVIA Centaur Myoglobin (10310277, 10329242), Atellica IM Calibrator U (10995519), Advia Centaur Calibrator U (10309996) | IVD Test Reagent/Kits, Immunoassay, Cardiac Marker, Protein, Myoglobin | C
Siemens Healthcare | Hongkong | MD |  | ACUSON SC 2000 Diagnostic Ultrasound System (10433816), ACUSON SC 2000 Workplace (10433921), Transducer (4Z1c (10789391), 4V1c (07695724), V5Ms (11013704), 8V3 (10789382), 6C1 HD (11575181), 9L4 (10789393), 10V4 (08266709), AcuNav 8F (10135936), AcuNav 10F (08255790), Z6Ms (11575187), CW2 (10789380), V7M (10855905)) | Scanning Systems, Ultrasonic, General-Purpose | II
Siemens Healthcare | Hongkong | MD |  | MAMMOMAT Inspiration (10140000) | Radiographic Systems, Digital, Mammographic | III
Siemens Healthcare | Hongkong | MD |  | go.Sim (11061668), go.Open Pro (11061678) | Scanning Systems, Computed Tomography | III
Siemens Healthcare | Hongkong | IVD |  | Atellica IM Anti-Thyroglobulin II(aTgII) (11201759, 11201761), Atellica aTgII Quality Control (aTgII QC) (11201752), Atellica aTgII Master Curve Control (aTgII MCM) (11207151) | IVD Test Reagent/Kits, Immunoassay, Autoimmune, Thyroid, Thyroglobulin Antibody | B
Siemens Healthcare | Hongkong | MD |  | Symbia Pro.specta Q3 (11364751), Symbia Pro.specta X3 (11364752), Symbia Pro.specta X7 (11364753) | Scanning Systems, Computed Tomography/Single Photon Emission Computed Tomography | III
Siemens Healthcare | Hongkong | IVD |  | ADVIA Centaur HBeAg assay (01512127), ADVIA Centaur HBeAg quality control material (01512437) | IVD Test Reagent/Kits, Serology, Virus, Hepatitis Be, Antigen | D
Siemens Healthcare | Hongkong | MD |  | Acuson AcuNav Ultrasound Catheter (08255790, 10043342, 10135910, 10135936) | Catheters, Vascular, Ultrasound | IV
Siemens Healthcare | Hongkong | IVD |  | ADVIA Centaur HIV 1/O/2 Enhanced (01463908), ADVIA Centaur EHIV QC Material (01324827) | IVD Test Reagent/Kits, Serology, Virus, Retrovirus, HIV-1/2, Antibody | D
Siemens Healthcare | Hongkong | IVD |  | ADVIA Centaur HCV (03438099), ADVIA Centaur HCV Quality Control Material (03439141) | IVD Test Reagent/Kits, Serology, Virus, Hepatitis C, Antibody | D
Siemens Healthcare | Hongkong | IVD |  | Enzygnost HBsAg 6.0 | IVD Test Reagent/Kits, Serology, Virus, Hepatitis B, Surface Antigen | D
Siemens Healthcare | Hongkong | IVD |  | ADVIA Centaur Anti-HBs2 (04670661), ADVIA Centaur Anti-HBs2 Quality Control Material (06521435) | Reagents, Serology, Virus, Hepatitis B Surface Antibody | D
Siemens Healthcare | Hongkong | IVD |  | ADVIA Centaur HBc IgM (00504619), ADVIA Centaur HBc IgM Quality Control Material (00504945) | IVD Test Reagent/Kits, Serology, Virus, Hepatitis B, IgM Core Antibody | D
Siemens Healthcare | Hongkong | IVD |  | Enzygnost Anti-HIV 1/2 Plus (OQFK13, OQFK21, OUVP17) | IVD Test Reagent/Kits, Serology, Virus, Retrovirus, HIV-1/2, Antibody | D
Siemens Healthcare | Hongkong | IVD |  | ADVIA Centaur Anti-HBs (01453163), anti-HBs QC Material (01453546) | IVD Test Reagent/Kits, Serology, Virus, Hepatitis B, Surface Antibody | D
Siemens Healthcare | Hongkong | IVD |  | Enzygnost HIV Integral II (OPAA09, OPAA13) | IVD Test Reagent/Kits, Serology, Virus, Retrovirus, HIV-1/2 | D
Siemens Healthcare | Hongkong | IVD |  | ADVIA Centaur HIV Ag/Ab Combo (06520528, 06520544) | IVD Test Reagent/Kits, Serology, Virus, Retrovirus, HIV-1/2 | D
Siemens Healthcare | Hongkong | IVD |  | Immulite 2000 HBsAg Assay (L2KHB2, L2KHB6, L2SUBM, L2PWSM, L2KPM) | Reagents, Serology, Virus, Hepatitis B, Surface Antigen | D
Siemens Healthcare | Hongkong | IVD |  | Immulite / Immulite 1000 Anti-HBs Assay (LKAH1, LKAH5, LSUBX, LPWS2, LKPM) | Reagents, Serology, Virus, Hepatitis B, Surface Antibody | D
Siemens Healthcare | Hongkong | IVD |  | IMMULITE 2000 Anti-HBc (L2KHC2, L2KHC6, L2SUBM, L2PWSM, L2KPM) | Reagents, Serology, Virus, Hepatitis B, Core Antibody | D
Siemens Healthcare | Hongkong | IVD |  | ADVIA Centaur HBc Total (07566733), ADVIA Centaur HBc Total Quality Control Material (07569996) | IVD Test Reagent/Kits, Serology, Virus, Hepatitis B, Core Antibody | D
Siemens Healthcare | Hongkong | IVD |  | ADVIA Centaur HBsAg (HBs) Assay (03393362, 03394660, 112351, 03773025, 03395373) | IVD Test Reagent/Kits, Serology, Virus, Hepatitis B, Surface Antigen | D
Siemens Healthcare | Hongkong | IVD |  | ADVIA Centaur HBsAg confirmatory (Conf) Assay (03393818), ADVIA Centaur HBsAg QC Material (03394660), Probe Wash 3 (03333963), Multi-Diluent 2 (110314) | IVD Test Reagent/Kits, Serology, Virus, Hepatitis B, Surface Antigen, Confirmatory | D
Siemens Healthcare | Hongkong | IVD |  | Immulite / Immulite 1000 HBsAg Assay (LKHB1, LKHB5, LSUBX, LPWS2, LKPM) | Reagents, Serology, Virus, Hepatitis B, Surface Antigen | D
Siemens Healthcare | Hongkong | IVD |  | IMMULITE/IMMULITE 1000 Anti-HBc (LKHC1, LKHC5, LSUBX, LPWS2, LKPM) | Reagents, Serology, Virus, Hepatitis B, Core Antibody | D
Siemens Healthcare | Hongkong | IVD |  | IMMULITE 2000 Anti-HBs (L2KAH2, L2KAH6, L2SUBM, L2PWSM, L2KPM) | Reagents, Serology, Virus, Hepatitis B, Surface Antibody | D
Siemens Healthcare | Hongkong | MD |  | syngo X Workplace (10281299, 10502522) | Workstations, Multiple Modality, Three-Dimensional Image | III
Siemens Healthcare | Hongkong | IVD |  | Immulite 2000 Anti-HBc IgM Assay (L2KMC2, L2KMC6, L2SUBM, L2PWSM, L2KPM) | Reagents, Serology, Virus, Hepatitis B, IgM Core Antibody | D
Siemens Healthcare | Hongkong | MD |  | Artis zee floor (10094135), Artis zee biplane (10094141), Artis zee ceiling (10094137), Artis zee multi-purpose (10094139), Artis zeego (10280959) | Radiographic/Fluoroscopic Systems, Angiography/Interventional | III
Siemens Healthcare | Hongkong | IVD |  | Immulite / Immulite 1000 Anti-HBc IgM Assay (LKMC1, LKMC5, L1KMCW, LSUBX, LPWS2, LKPM) | Reagents, Serology, Virus, Hepatitis B, IgM Core Antibody | D
Siemens Healthcare | Hongkong | MD |  | Symbia E Dual (10275879), Symbia E Single (10413009) | Scanning Systems, Gamma Camera, Single Photon Emission Tomography | II
Siemens Healthcare | Hongkong | MD |  | Symbia T (10275007), Symbia T2 (10275008), Symbia T6 (10275009), Symbia T16 (10275010) | Scanning Systems, Computed Tomography/Single Photon Emission Computed Tomography | III
Siemens Healthcare | Hongkong | MD |  | SOMATOM Definition Flash | Scanning Systems, Computed Tomography, Spiral | III
Siemens Healthcare | Hongkong | MD |  | Biograph 6 TruePoint (10237126, 10245858), Biograph 6 TruePoint with True V (10234913, 10245859), Biograph 16 TruePoint (10249555), Biograph 16 TruePoint with True V (10249556), Biograph 40 TruePoint (10151476, 10245855), Biograph 40 TruePoint with True V (10183442, 10245857), Biograph 64 TruePoint (10151475, 10245854), Biograph 64 TruePoint with True V (10183441, 10245856) | Scanning Systems, Computed Tomography/Positron Emission Tomography | III
Siemens Healthcare | Hongkong | MD |  | MAGNETOM ESSENZA A Tim+Dot System (10836666), MAGNETOM ESSENZA A Tim+Dot System (Upgrade) (10836618) | Scanning Systems, Magnetic Resonance Imaging, Full-Body | II
Siemens Healthcare | Hongkong | MD |  | AXIOM Sensis XP and AXIOM Sensis XP Lite (06634633, 06634641, 06623974, 06634658) | Information Systems, Data Management, Cardiology, Hemodynamic | III
Siemens Healthcare | Hongkong | MD |  | ACUSON SC2000 Diagnostic Ultrasound System (10433816), ACUSON SC2000 Workplace(10433921), 4Z1c(10789391), 4V1c(07695724), V5Ms(11013704), 8V3(10789382), CW2(10789380), syngo US Workplace(10436530), 9L4(10789393), 6C1 HD (10135941), 10V4 (08266709), V7M (10855905), AcuNav 8F (10135936), AcuNav 10F (08255790), AcuNav V (10043260), Z6Ms (10436113) | Scanning Systems, Ultrasonic, General-Purpose | II
Siemens Healthcare | Hongkong | MD |  | Magnetom C! (10498833) | Scanning Systems, Magnetic Resonance Imaging | II
Siemens Healthcare | Hongkong | MD |  | Multix PRO/TOP | Radiographic Systems, Digital | III
Siemens Healthcare | Hongkong | MD |  | SOMATOM Definition AS | Scanning Systems, Computed Tomography | III
Siemens Healthcare | Hongkong | MD |  | MammoTest (10144185) | Stereotactic Systems, Image-Guided, Biopsy, Mammographic | III
Siemens Healthcare | Hongkong | MD |  | MAMMOMAT Inspiration (10140000) | Radiographic Systems, Digital, Mammographic | III
Siemens Healthcare | Hongkong | MD |  | Biograph mCT Family (10507786, 10534159, 10534160, 10248668, 10248671, 10248669, 10248672, 10248673, 10248670) | Scanning Systems, Computed Tomography/Positron Emission Tomography | III
Siemens Healthcare | Hongkong | MD |  | ARCADIS Varic (10143406) | Radiographic/Fluoroscopic Units, Mobile | III
Siemens Healthcare | Hongkong | MD |  | Ysio Max (10762470) | Radiographic Systems, Digital | III
Siemens Healthcare | Hongkong | IVD |  | ADVIA Centaur HBsAg II Assay (10492138) | IVD Test Reagent/Kits, Serology, Virus, Hepatitis B, Surface Antigen | D
Siemens Healthcare | Hongkong | MD |  | Multix Swing (10093895) | Radiographic Systems, Digital | III
Siemens Healthcare | Hongkong | MD |  | Symbia S (08717741) | Scanning Systems, Gamma Camera, Single Photon Emission Tomography | II
Siemens Healthcare | Hongkong | MD |  | MAGNETOM Verio A Tim + Dot System (ex-factory) (10684333), MAGNETOM Verio A Tim + Dot System (upgrade) (10684334) | Scanning Systems, Magnetic Resonance Imaging, Full-Body | II
Siemens Healthcare | Hongkong | MD |  | SOMATOM Sensation 64, SOMATOM Sensation 40, SOMATOM Sensation Open | Scanning Systems, Computed Tomography | III
Siemens Healthcare | Hongkong | MD |  | Magnetom Skyra (10432915, 11410327), Magnetom Skyra fit (10849580) | Scanning Systems, Magnetic Resonance Imaging, Full-Body | II
Siemens Healthcare | Hongkong | MD |  | Magnetom Aera (10432914) | Scanning Systems, Magnetic Resonance Imaging, Full-Body | II
Siemens Healthcare | Hongkong | MD |  | Luminos TF (10093902) | Radiographic/Fluoroscopic Systems | III
Siemens Healthcare | Hongkong | MD |  | Biograph mMR (10433372) | Scanning Systems, Magnetic Resonance Imaging/Positron Emission Tomography | II
Siemens Healthcare | Hongkong | MD |  | Luminos dRF Max (10762471) | Radiographic Systems | III
Siemens Healthcare | Hongkong | MD |  | MAGNETOM Trio a Tim System (10018221 K2280, 10018222 K2280) | Scanning Systems, Magnetic Resonance Imaging, Full-Body | II
Siemens Healthcare | Hongkong | MD |  | ARCADIS Avantic (10143408) | Radiographic/Fluoroscopic Units, Mobile | III
Siemens Healthcare | Hongkong | MD |  | MAGNETOM Avanto (7391167), MAGNETOM Avanto A Tim + Dot System (ex-factory) (10684331), MAGNETOM Avanto A Tim + Dot System (upgrade) (10684332), MAGNETOM Avantofit A Tim + Dot System (ex-factory) (10849578), MAGNETOM Avantofit A Tim + Dot System (upgrade) (10849579) | Scanning Systems, Magnetic Resonance Imaging, Full-Body | II
Siemens Healthcare | Hongkong | MD |  | ARCADIS Orbic (10143407) | Radiographic/Fluoroscopic Units, Mobile | III
Siemens Healthcare | Hongkong | MD |  | MODULARIS Variostar (1157200) | Lithotripters, Extracorporeal | III
Siemens Healthcare | Hongkong | MD |  | Espree | Scanning Systems, Magnetic Resonance Imaging, Full-Body | II
Siemens Healthcare | Hongkong | MD |  | MOBILETT (XP, XP Eco, XP Hybrid) | Radiographic Systems | III
Siemens Healthcare | Hongkong | MD |  | SOMATOM Emotion 16 Slice configuration | Scanning Systems, Computed Tomography | III
Siemens Healthcare | Hongkong | MD |  | MAGNETOM Spectra (10655588) | Scanning Systems, Magnetic Resonance Imaging, Full-Body | II
Siemens Healthcare | Hongkong | MD |  | syngo.via (10666114, 10862996, 10966999, 10862975) | Software, Workstation Management, Picture Archiving and Communication System, Three-Dimensional Image | II
Siemens Healthcare | Hongkong | MD |  | ACUSON P300 ultrasound system (Probes: PA230E, PA122E, PA023E, LA435, LA522E, LA523, CA123, CA431, EC1123, IOE323, LP323, 2 MHz CW, 5 MHz CW) | Scanning Systems, Ultrasonic, Portable | II
Siemens Healthcare | Hongkong | MD |  | Luminos Agile Max (10762472) | Radiographic/Fluoroscopic Units | III
Siemens Healthcare | Hongkong | MD |  | SOMATOM Perspective (10495568, 10891666) | Scanning Systems, Computed Tomography | III
Siemens Healthcare | Hongkong | IVD |  | IMMULITE / IMMULITE 1000 Anti-HBs (LKAH), IMMULITE / IMMULITE 1000 Anti-HBc (LKHC), IMMULITE / IMMULITE 1000 HBsAg (LKHB), IMMULITE / IMMULITE 1000 Anti-HBc IgM (LKMC), IMMULITE / IMMULITE 1000 Chemiluminescent (LSUBX), IMMULITE / IMMULITE 1000 Probe Wash Module (LPWS2), IMMULITE / IMMULITE 1000 Probe Cleaning Kit (LKPM) | IVD Test Reagent/Kits, Serology, Virus, Hepatitis B | D
Siemens Healthcare | Hongkong | IVD |  | IMMULITE/IMMULITE 1000 Anti-HBc (LKHC1, LKHC5, LSUBX, LPWS2, LKPM) | IVD Test Reagent/Kits, Serology, Virus, Hepatitis B, Core Antibody | D
Siemens Healthcare | Hongkong | IVD |  | IMMULITE/ IMMULITE 1000 HBsAg (LKHB1, LKHB5, LSUBX, LPWS2, LKPM) | IVD Test Reagent/Kits, Serology, Virus, Hepatitis B, Surface Antigen | D
Siemens Healthcare | Hongkong | IVD |  | IMMULITE/ IMMULITE 1000 Anti-HBc IgM (LKMC1, LKMC5, L1KMCW, LSUBX, LPWS2, LKPM) | IVD Test Reagent/Kits, Serology, Virus, Hepatitis B, IgM Core Antibody | D
Siemens Healthcare | Hongkong | IVD |  | IMMULITE 2000 Anti-HBc IgM (L2KMC), IMMULITE 2000 Anti-HBc (L2KHC), IMMULITE 2000 Anti-HBs (L2KAH), IMMULITE 2000 Chemiluminescent Substrate Module (L2SUBM), IMMULITE 2000 Probe Wash Module (L2PWSM), IMMULITE 2000 Probe Cleaning Kit (L2KPM) | IVD Test Reagent/Kits, Serology, Virus, Hepatitis B | D
Siemens Healthcare | Hongkong | MD |  | SOMATOM Definition Edge (10590000) | Scanning Systems, Computed Tomography | III
Siemens Healthcare | Hongkong | MD |  | Luminos Fusion (10746700, 10847610) | Radiographic/Fluoroscopic Systems, General-Purpose | III
Siemens Healthcare | Hongkong | IVD |  | IMMULITE 2000 Anti-HBs (L2KAH2, L2KAH6, L2SUBM, L2PWSM, L2KPM) | IVD Test Reagent/Kits, Serology, Virus, Hepatitis B, Surface Antibody | D
Siemens Healthcare | Hongkong | IVD |  | IMMULITE 2000 Anti-HBc (L2KHC2, L2KHC6, L2SUBM, L2PWSM, L2KPM) | IVD Test Reagent/Kits, Serology, Virus, Hepatitis B, Core Antibody | D
Siemens Healthcare | Hongkong | MD |  | Biograph mCT Flow (10528956, 10528958, 10529158, 10529159, 10529160, 10529161), Biograph mCT FlowEdge (10528954, 10528955) | Scanning Systems, Computed Tomography/Positron Emission Tomography | III
Siemens Healthcare | Hongkong | MD |  | Artis Q floor (10848280), Artis Q ceiling (10848281), Artis Q biplane (10848282), Artis zeego (10848283), Artis Q.zen floor (10848353), Artis Q.zen ceiling (10848354), Artis Q.zen biplane (10848355) | Radiographic/Fluoroscopic Systems, Angiography/Interventional | III
Siemens Healthcare | Hongkong | MD |  | MAGNETOM Prisma (10849582), MAGNETOM Prisma fit (10849583) | Scanning Systems, Magnetic Resonance Imaging, Full-Body | II
Siemens Healthcare | Hongkong | MD |  | Artis One (10848600) | Radiographic/Fluoroscopic Systems, Angiography/Interventional | III
Siemens Healthcare | Hongkong | MD |  | Symbia Intevo Excel (10764801), Symbia Intevo 2 (10764802, 10765268), Symbia Intevo 6 (10764803), Symbia Intevo 16 (10764804), Symbia Intevo Bold (11007962) | Scanning Systems, Computed Tomography/Single Photon Emission Computed Tomography | III
Siemens Healthcare | Hongkong | MD |  | ACUSON Freestyle Ultrasound System (11002300), L8-3 Transducer (11001401), L13-5 Transducer (11001402), C5-2 Transducer (11001403), L17-5 Transducer (11003880) | Scanning Systems, Ultrasonic, General-Purpose | II
Siemens Healthcare | Hongkong | MD |  | Cios Alpha (10308191) | Radiographic/Fluoroscopic Units, Mobile | III
Siemens Healthcare | Hongkong | MD |  | SOMATOM Force (10742326) | Scanning Systems, Computed Tomography | III
Siemens Healthcare | Hongkong | MD |  | Symbia Evo (10910500, 11006983), Symbia Evo Excel (10910501) | Scanning Systems, Gamma Camera, Single Photon Emission Tomography | II
Siemens Healthcare | Hongkong | MD |  | Mammomat Fusion (10762444) | Radiographic Systems, Digital, Mammographic | III
Siemens Healthcare | Hongkong | MD |  | Sensis (10764561), Sensis Lite (10764562) | Workstations, Cardiac Catheterization Laboratory | III
Siemens Healthcare | Hongkong | MD |  | SOMATOM Scope (10967666, 10967888) | Scanning Systems, Computed Tomography, Spiral | III
Siemens Healthcare | Hongkong | MD |  | Mobilett Mira Max (10594738) | Radiographic Units, Mobile | III
Siemens Healthcare | Hongkong | MD |  | ACUSON X600 Diagnostic Ultrasound System, ACUSON X700 Diagnostic Ultrasound System (Transducers: CH5-2, VF10-5, VF12-4, CW2, CW5, C8F3, C6F2, EV9F3, C6-2, EC9-4w, 4V1c (MP), 4V1c (DL), 4C1, 6C2, VF16-5, V5Ms, P8-4, C8-5, MC9-4) | Scanning Systems, Ultrasonic, General-Purpose | II
Siemens Healthcare | Hongkong | MD |  | Multitom Rax (10860700) | Radiographic/Fluoroscopic Systems | III
Siemens Healthcare | Hongkong | MD |  | Cios Select (10893686) | Radiographic/Fluoroscopic Units, Mobile | III
Siemens Healthcare | Hongkong | MD |  | ACUSON P500 Diagnostic Ultrasound System (10785577) (Transducers: P4-2 (10136143), CH5-2 (10136141), VF10-5 (10136142), VF13-5 (10789372), EC9-4 (10136144), VF16-5 (11014552), L10-5v (11319682), P8-4 (11014543), CW2 (10789380), CW5 (10789381)) | Scanning Systems, Ultrasonic, General-Purpose | III
Cepheid | Hongkong | IVD |  | Xpert MRSA NxG (GXMRSA-NXG-CE-10, GXMRSA-NXG-CE-120) | IVD Test Reagent/Kits, Molecular Assay, Infection, Bacteria, Staphylococcus aureus, DNA, Antimicrobial-Resistant | C
Cepheid | Hongkong | IVD |  | Xpert Carba-R (GXCARBARP-CE-10, GXCARBARP-CE-120) | IVD Test Reagent/Kits, Microbiology, Bacteria, Identification, Enterococcus Species, Antimicrobial-Resistant | C
Cepheid | Hongkong | IVD |  | Xpert Xpress Flu/RSV (XPRSFLU/RSV-10) | IVD Test Reagent/Kits, Molecular Assay, Infection, Virus, Respiratory Syncytial Virus, RNA | C
Cepheid | Hongkong | IVD |  | Xpert C. difficile (GXCDIFFICILE-CE-10) | IVD Test Reagent/Kits, Molecular Assay, Infection, Bacteria, Clostridium difficile, DNA | C
Cepheid | Hongkong | IVD |  | Xpert MTB/RIF (GXMTB/RIF-10, GXMTB/RIF-50) | IVD Test Reagent/Kits, Molecular Assay, Infection, Bacteria, Mycobacterium tuberculosis, DNA, Antimicrobial-Resistant | C
Cepheid | Hongkong | IVD |  | Xpert CT/NG (GXCT/NG-CE-10, GXCT/NG-CE-120) | IVD Test Reagent/Kits, Molecular Assay, Infection, Bacteria, Chlamydia trachomatis/Neisseria gonorrhoeae, DNA | C
Cepheid | Hongkong | IVD |  | Xpert MTB/RIF Ultra (GXMTB/RIF-ULTRA-10, GXMTB/RIF-ULTRA-50) | IVD Test Reagent/Kits, Molecular Assay, Infection, Bacteria, Mycobacterium tuberculosis, DNA, Antimicrobial-Resistant | C
Cepheid | Hongkong | IVD |  | Xpert HIV-1 Viral Load (GXHIV-VL-CE-10) | IVD Test Reagent/Kits, Molecular Assay, Infection, Virus, Retrovirus, HIV-1, RNA | C
Thermo Fischer | Hongkong | MD |  | TSX1204BV, TSX2304BV, TSX3004BV, TSX5004BV | Refrigerators, Blood Bank | II
Thermo Fischer | Hongkong | MD |  | TSX1230LV, TSX2330LV, TSX3030LV, TSX5030LV | Freezers, Blood Bank, Plasma | II
Thermo Fischer | Hongkong | IVD |  | Acrion Analyzer (AC1000), Acrion Sample Transfer Terminal (AC1100 ), Acrion Sample Rack (AC1101 ), Acrion Sampling Loop (AC1103 ), Acrion ProTrap (AC1012 ), Acrion MS Sprayer (AC1013 ), Acrion Plate Culture Vial (AC1106 ), Acrion Blood Culture Vial (AC1107 ), Acrion Reagent 1 (AC1001), Acrion Reagent 2 (AC1002), Acrion Reagent 3 (AC1003), Acrion Reagent 4 (AC1004), Acrion Reagent 5 (AC1005 ), Acrion Reagent 6 (AC1006 ) | Analyzers, Laboratory, Mass Spectrometry, Microorganism Identification | C
Beckman Coulter, Inc. | indonesia | IVD |  | BECKMAN COULTER ACCESS 25(OH) Vitamin D Total | Vitamin D test system (kit & cair) | Kelas : 2
Beckman Coulter, Inc. | indonesia | IVD |  | COULTER diff Ac.T PAK Reagent Kit | Blood cell diluents | Kelas : 2
Beckman Coulter, Inc. | indonesia | IVD |  | COULTER DxH Retic Pack | Red blood cell enzyme assay. | Kelas : 2
Beckman Coulter, Inc. | indonesia | IVD |  | BECKMAN COULTER Access BNP | B-type natriuretic peptide test system (kit & cair) | Kelas : 2
Beckman Coulter, Inc. | indonesia | IVD |  | COULTER CLENZ Cleaning Agent | Calibrator (cair) | Kelas : 2
Beckman Coulter, Inc. | indonesia | IVD |  | COULTER Retic –X Cell Control | Hematology quality control mixture. | Kelas : 2
Beckman Coulter, Inc. | indonesia | IVD |  | COULTER 6C Plus Cell Control | Hematology quality control mixture. | Kelas : 2
Beckman Coulter, Inc. | indonesia | IVD |  | COULTER DxH Diff Pack | Red cell lysing reagent. | Kelas : 2
Beckman Coulter, Inc. | indonesia | IVD |  | COULTER Latron CP-X | Hematology quality control mixture. | Kelas : 2
Beckman Coulter, Inc. | indonesia | IVD |  | COULTER DxH Cell Lyse | Red cell lysing reagent. | Kelas : 2
Beckman Coulter, Inc. | indonesia | IVD |  | COULTER 6C Cell Control | Hematology quality control mixture. | Kelas : 2
Beckman Coulter, Inc. | indonesia | IVD |  | COULTER LYSE S III diff Lytic Reagent | Red cell lysing reagent. | Kelas : 2
Beckman Coulter, Inc. | indonesia | IVD |  | COULTER DxH Diluent | Blood cell diluents | Kelas : 2
Beckman Coulter, Inc. | indonesia | IVD |  | COULTER DxH Cleaner | General purpose reagent. | Kelas : 1
Beckman Coulter, Inc. | indonesia | IVD |  | BECKMAN COULTER C4 | Complement components immunological test system. | Kelas : 2
Beckman Coulter, Inc. | indonesia | IVD |  | COULTER 4C ES Cell Control | Hematology quality control mixture. | Kelas : 2
Beckman Coulter, Inc. | indonesia | IVD |  | AQUIOS CL Flow Cytometer | Automated differential cell counter | Kelas : 2
Beckman Coulter, Inc. | indonesia | IVD |  | AQUIOS IMMUNO-TROL Low Cells | Hematology quality control mixture. | Kelas : 2
Beckman Coulter, Inc. | indonesia | IVD |  | AQUIOS Tetra-2+ Panel | Automated differential cell counter. | Kelas : 2
Beckman Coulter, Inc. | indonesia | IVD |  | AQUIOS Sheath Solution | General purpose reagent. | Kelas : 1
Beckman Coulter, Inc. | indonesia | IVD |  | BECKMAN COULTER Urinary/CSF Protein | Total protein test system (kit & cair) | Kelas : 2
Beckman Coulter, Inc. | indonesia | IVD |  | BECKMAN COULTER C 3 | Complement components immunological test system. | Kelas : 2
Beckman Coulter, Inc. | indonesia | IVD |  | BECKMAN COULTER APO A1 & B Calibrator | Alpha -1-lipoprotein immunological test system. | Kelas : 2
Beckman Coulter, Inc. | indonesia | IVD |  | BECKMAN COULTER APO A1 | Alpha -1-lipoprotein immunological test system. | Kelas : 2
Beckman Coulter, Inc. | indonesia | IVD |  | BECKMAN COULTER Urine /CSF Albumin | Urinary protein or albumin (nonquantitative) test system (kit & cair) | Kelas : 2
Beckman Coulter, Inc. | indonesia | IVD |  | DxFLEX Sheath Fluid | General purpose reagent. | Kelas : 1
Beckman Coulter, Inc. | indonesia | IVD |  | AQUIOS Cleaning Agent | General purpose reagent. | Kelas : 1
Beckman Coulter, Inc. | indonesia | IVD |  | AQUIOS IMMUNO-TROL Cells | General purpose reagent. | Kelas : 1
Beckman Coulter, Inc. | indonesia | IVD |  | BECKMAN COULTER Chemistry Analyzer AU480 with ISE | Clinical chemistry analyzer | Kelas : 2
Beckman Coulter, Inc. | indonesia | IVD |  | BECKMAN COULTER Apo B | Alpha -1-lipoprotein immunological test system. | Kelas : 2
Beckman Coulter, Inc. | indonesia | IVD |  | BECKMAN COULTER Bicarbonate Calibrator | Bicarbonate/carbon dioxide test system (kit & cair) | Kelas : 2
Beckman Coulter, Inc. | indonesia | IVD |  | BECKMAN COULTER Calcium oCPC | Calcium test system (kit & cair) | Kelas : 2
Beckman Coulter, Inc. | indonesia | IVD |  | BECKMAN COULTER α -1 ACIDGLYCOPROTEIN | Alpha -2-glycoproteins immunological test system. | Kelas : 2
Beckman Coulter, Inc. | indonesia | IVD |  | BECKMAN COULTER α -1 ANTITRYPSIN | Alpha -1-antitrypsin immunological test system. | Kelas : 2
Beckman Coulter, Inc. | indonesia | IVD |  | BECKMAN COULTER HAPTOGLOBIN | Haptoglobin immunological test system. | Kelas : 2
Beckman Coulter, Inc. | indonesia | IVD |  | BECKMAN COULTER Transferrin | Transferrin immunological test system. | Kelas : 2
Beckman Coulter, Inc. | indonesia | IVD |  | BECKMAN COULTER Access PCT | Procalcitonin test system | Kelas : 2
Beckman Coulter, Inc. | indonesia | IVD |  | BECKMAN COULTER Bicarbonate | Bicarbonate/carbon dioxide test system (kit & cair) | Kelas : 2
Beckman Coulter, Inc. | indonesia | IVD |  | BECKMAN COULTER Access hLH | Luteinizing hormone test system (kit & cair) | Kelas : 2
Beckman Coulter, Inc. | indonesia | IVD |  | BECKMAN COULTER Access Total βhCG (5th IS) Calibrators | Calibrator (cair) | Kelas : 2
Beckman Coulter, Inc. | indonesia | IVD |  | BECKMAN COULTER ACCESS Folate Calibrators S0 | Calibrator (cair) | Kelas : 2
Beckman Coulter, Inc. | indonesia | IVD |  | BECKMAN COULTER Access Wash Buffer II | General purpose reagent. | Kelas : 1
Beckman Coulter, Inc. | indonesia | IVD |  | BECKMAN COULTER ACCESS Folate Calibrators | Folic acid test system (kit & cair) | Kelas : 2
Beckman Coulter, Inc. | indonesia | IVD |  | BECKMAN COULTER ACCESS Vitamin B12 | Vitamin B12 test system (kit & cair) | Kelas : 2
Beckman Coulter, Inc. | indonesia | IVD |  | BECKMAN COULTER ACCESS Vitamin B12 Calibrators S0 | Vitamin B12 test system (kit & cair) | Kelas : 2
Beckman Coulter, Inc. | indonesia | IVD |  | BECKMAN COULTER Access PCT Calibrators | Procalcitonin test system | Kelas : 2
Beckman Coulter, Inc. | indonesia | IVD |  | BECKMAN COULTER Access Total βhCG (5th IS) | Human chorionic gonadotropin (HCG) test system (kit & cair) | Kelas : 2
Beckman Coulter, Inc. | indonesia | IVD |  | BECKMAN COULTER Access hFSH Calibrators | Follicle-stimulating hormone test system (kit & cair) | Kelas : 2
Beckman Coulter, Inc. | indonesia | IVD |  | BECKMAN COULTER ACCESS Folate | Folic acid test system (kit & cair) | Kelas : 2
Beckman Coulter, Inc. | indonesia | IVD |  | BECKMAN COULTER Access hLH Calibrators | Calibrator (cair) | Kelas : 2
Beckman Coulter, Inc. | indonesia | IVD |  | BECKMAN COULTER ACCESS Vitamin B12 Calibrators | Vitamin B12 test system (kit & cair) | Kelas : 2
Beckman Coulter, Inc. | indonesia | IVD |  | BECKMAN COULTER Access BNP Calibrators | B-type natriuretic peptide test system (kit & cair) | Kelas : 2
Beckman Coulter, Inc. | indonesia | IVD |  | BECKMAN COULTER Access hFSH | Follicle-stimulating hormone test system (kit & cair) | Kelas : 2
Beckman Coulter, Inc. | indonesia | IVD |  | BECKMAN COULTER Access TSH (3rd IS) Calibrators | Thyroid stimulating hormone test system (kit & cair) | Kelas : 2
Beckman Coulter, Inc. | indonesia | IVD |  | BECKMAN COULTER Access BNP QC | Quality control material (assayed and unassayed) (cair) | Kelas : 2
Beckman Coulter, Inc. | indonesia | IVD |  | BECKMAN COULTER ACCESS BR Monitor | Tumor-associated antigen immunological test system. | Kelas : 2
Beckman Coulter, Inc. | indonesia | IVD |  | BECKMAN COULTER ACCESS GI Monitor Calibrator | Tumor-associated antigen immunological test system. | Kelas : 2
Beckman Coulter, Inc. | indonesia | IVD |  | BECKMAN COULTER ACCESS BR Monitor Calibrator | Tumor-associated antigen immunological test system. | Kelas : 2
Beckman Coulter, Inc. | indonesia | IVD |  | BECKMAN COULTER ACCESS OV Monitor | Tumor-associated antigen immunological test system. | Kelas : 2
Beckman Coulter, Inc. | indonesia | IVD |  | BECKMAN COULTER Access Hybritech free PSA Calibrators | Tumor-associated antigen immunological test system. | Kelas : 2
Beckman Coulter, Inc. | indonesia | IVD |  | BECKMAN COULTER Access Ferritin Calibrators | Ferritin immunological test system. | Kelas : 2
Beckman Coulter, Inc. | indonesia | IVD |  | BECKMAN COULTER Access hsTnI Calibrators | Calibrator (cair) | Kelas : 2
Beckman Coulter, Inc. | indonesia | IVD |  | BECKMAN COULTER ACCESS hsTnI | Creatine phosphokinase/creatine kinase or isoenzymes test system(kit & cair) | Kelas : 2
Beckman Coulter, Inc. | indonesia | IVD |  | BECKMAN COULTER Access TSH (3rd IS) | Thyroid stimulating hormone test system (kit & cair) | Kelas : 2
Beckman Coulter, Inc. | indonesia | IVD |  | BECKMAN COULTER ACCESS OV Monitor Calibrator | Ovarian Adnexal Mass Assessment Score Test System | Kelas : 2
Beckman Coulter, Inc. | indonesia | IVD |  | BECKMAN COULTER ACCESS Hybritech PSA | Tumor-associated antigen immunological test system. | Kelas : 2
Beckman Coulter, Inc. | indonesia | IVD |  | BECKMAN COULTER Access Ferritin | Ferritin immunological test system. | Kelas : 2
Beckman Coulter, Inc. | indonesia | IVD |  | BECKMAN COULTER Access Hybritech free PSA QC | Tumor-associated antigen immunological test system. | Kelas : 2
Beckman Coulter, Inc. | indonesia | IVD |  | BECKMAN COULTER Access Hybritech p2PSA | Tumor-associated antigen immunological test system. | Kelas : 2
Beckman Coulter, Inc. | indonesia | IVD |  | BECKMAN COULTER ACCESS Hybritech PSA Calibrator | Tumor-associated antigen immunological test system. | Kelas : 2
Beckman Coulter, Inc. | indonesia | IVD |  | BECKMAN COULTER Access Hybritech p2PSA QC | Tumor-associated antigen immunological test system. | Kelas : 2
Beckman Coulter, Inc. | indonesia | IVD |  | BECKMAN COULTER ACCESS GI Monitor | Tumor-associated antigen immunological test system. | Kelas : 2
Beckman Coulter, Inc. | indonesia | IVD |  | BECKMAN COULTER ACCESS Hybritech PSA QC | Tumor-associated antigen immunological test system. | Kelas : 2
Beckman Coulter, Inc. | indonesia | IVD |  | BECKMAN COULTER Access Hybritech p2PSA Calibrators | Tumor-associated antigen immunological test system. | Kelas : 2
Beckman Coulter, Inc. | indonesia | IVD |  | BECKMAN COULTER Access Hybritech free PSA | Tumor-associated antigen immunological test system. | Kelas : 2
Beckman Coulter, Inc. | indonesia | IVD |  | BECKMAN COULTER Alpha - Amylase | Amylase test system (kit & cair) | Kelas : 2
Beckman Coulter, Inc. | indonesia | IVD |  | BECKMAN COULTER Access System Check Solution | Quality control material (assayed and unassayed) (cair) | Kelas : 2
Beckman Coulter, Inc. | indonesia | IVD |  | BECKMAN COULTER Inorganic Phosphorous | Phosphorus (inorganic) test system (kit & cair) | Kelas : 2
Beckman Coulter, Inc. | indonesia | IVD |  | BECKMAN COULTER Access Sample Diluent A | General purpose reagent. | Kelas : 1
Beckman Coulter, Inc. | indonesia | IVD |  | BECKMAN COULTER UIBC | Iron-binding capacity test system (kit & cair) | Kelas : 2
Beckman Coulter, Inc. | indonesia | IVD |  | BECKMAN COULTER Alpha-Amylase | Amylase test system (kit & cair) | Kelas : 2
Beckman Coulter, Inc. | indonesia | IVD |  | BECKMAN COULTER Calcium Arsenazo | Calcium test system (kit & cair) | Kelas : 2
Beckman Coulter, Inc. | indonesia | IVD |  | BECKMAN COULTER Access Sample Diluent A | General purpose reagent. | Kelas : 1
Beckman Coulter, Inc. | indonesia | IVD |  | BECKMAN COULTER Access 2 Immunoassay System | Instrumentation for clinical multiplex test systems. | Kelas : 2
Beckman Coulter, Inc. | indonesia | IVD |  | BECKMAN COULTER CRP | C-reactive protein immunological test system. | Kelas : 2
Beckman Coulter, Inc. | indonesia | IVD |  | BECKMAN COULTER Access Substrate | General purpose reagent. | Kelas : 1
Beckman Coulter, Inc. | indonesia | IVD |  | BECKMAN COULTER Access Wash Buffer II | General purpose reagent. | Kelas : 1
Beckman Coulter, Inc. | indonesia | IVD |  | BECKMAN COULTER UniCel DxI 800 Access Immunoassay System w/Spot B Gantry | Instrumentation for clinical multiplex test systems. | Kelas : 2
Beckman Coulter, Inc. | indonesia | IVD |  | BECKMAN COULTER Iron | Iron-binding capacity test system (kit & cair) | Kelas : 2
Beckman Coulter, Inc. | indonesia | IVD |  | BECKMAN COULTER Magnesium | Magnesium test system (kit & cair) | Kelas : 2
Beckman Coulter, Inc. | indonesia | IVD |  | BECKMAN COULTER CK-MB | Creatine phosphokinase/creatine kinase or isoenzymes test system(kit & cair) | Kelas : 2
Beckman Coulter, Inc. | indonesia | IVD |  | BECKMAN COULTER Direct Bilirubin | Bilirubin (total or direct) test system (kit & cair) | Kelas : 2
Beckman Coulter, Inc. | indonesia | IVD |  | BECKMAN COULTER Creatinine | Creatine test system (kit & cair) | Kelas : 2
Beckman Coulter, Inc. | indonesia | IVD |  | BECKMAN COULTER Urea / Urea Nitrogen | Urea nitrogen test system (kit & cair) | Kelas : 2
Beckman Coulter, Inc. | indonesia | IVD |  | BECKMAN COULTER Wash Solution | General purpose reagent. | Kelas : 1
Beckman Coulter, Inc. | indonesia | IVD |  | BECKMAN COULTER Uric Acid | Uric acid test system (kit & cair) | Kelas : 2
Beckman Coulter, Inc. | indonesia | IVD |  | BECKMAN COULTER Glucose | Glucose test system (kit & cair) | Kelas : 2
Beckman Coulter, Inc. | indonesia | IVD |  | BECKMAN COULTER Cleaning Solution | General purpose reagent. | Kelas : 1
Beckman Coulter, Inc. | indonesia | IVD |  | BECKMAN COULTER Cleaning Solution | General purpose reagent. | Kelas : 1
Beckman Coulter, Inc. | indonesia | IVD |  | BECKMAN COULTER CK ( NAC ) | Creatine phosphokinase/creatine kinase or isoenzymes test system(kit & cair) | Kelas : 2
Beckman Coulter, Inc. | indonesia | IVD |  | BECKMAN COULTER AU481-10, Chemistry Analyzer AU480 | Clinical chemistry analyzer | Kelas : 2
Beckman Coulter, Inc. | indonesia | IVD |  | BECKMAN COULTER Cholesterol | Cholesterol (total) test system (kit & cair) | Kelas : 2
Beckman Coulter, Inc. | indonesia | IVD |  | BECKMAN COULTER AST | Aspartate amino transferase (AST/SGOT) test system (kit & cair) | Kelas : 2
Beckman Coulter, Inc. | indonesia | IVD |  | BECKMAN COULTER LDH | Lactate dehydrogenase test system (kit & cair) | Kelas : 2
Beckman Coulter, Inc. | indonesia | IVD |  | BECKMAN COULTER Total Bilirubin | Bilirubin (total or direct) test system (kit & cair) | Kelas : 2
Beckman Coulter, Inc. | indonesia | IVD |  | BECKMAN COULTER ALP | Alkaline phosphatase or isoenzymes test system (kit & cair) | Kelas : 2
Beckman Coulter, Inc. | indonesia | IVD |  | BECKMAN COULTER GGT | Gamma-glutamyl transpeptidase and isoenzymes test system (kit & cair) | Kelas : 2
Beckman Coulter, Inc. | indonesia | IVD |  | BECKMAN COULTER Triglyceride | Triglyceride test system (kit & cair) | Kelas : 2
Beckman Coulter, Inc. | indonesia | IVD |  | BECKMAN COULTER Total Protein | Total protein test system (kit & cair) | Kelas : 2
Beckman Coulter, Inc. | indonesia | IVD |  | BECKMAN COULTER ALT | Alanine amino transferase (ALT/SGPT) test system (kit & cair) | Kelas : 2
Beckman Coulter, Inc. | indonesia | IVD |  | BECKMAN COULTER AU5800-10,Chemistry Analyzer AU5800 | Clinical chemistry analyzer | Kelas : 2
Beckman Coulter, Inc. | indonesia | IVD |  | BECKMAN COULTER Albumin | Albumin test system (kit & cair) | Kelas : 2
Beckman Coulter, Inc. | indonesia | IVD |  | BECKMAN COULTER AU681-10E, Chemical Analyzer AU680 with ISE | Clinical chemistry analyzer | Kelas : 2
Beckman Coulter, Inc. | indonesia | IVD |  | BECKMAN COULTER AU5800-20 Chemistry Analyser AU5800,Automation Ready | Instrumentation for clinical multiplex test systems. | Kelas : 2
Beckman Coulter, Inc. | indonesia | IVD |  | BECKMAN COULTER DxC 700 AU and Accessories | Clinical chemistry analyzer | Kelas : 2
Beckman Coulter, Inc. | indonesia | IVD |  | BECKMAN COULTER DxC 700 AU DTS (Direct Track Sampling) with ISE and Accessories | Clinical chemistry analyzer | Kelas : 2
Beckman Coulter, Inc. | indonesia | IVD |  | BECKMAN COULTER DxC 700 AU with ISE and Accessories | Clinical chemistry analyzer | Kelas : 2
Beckman Coulter, Inc. | indonesia | IVD |  | BECKMAN COULTER DxC 700 AU DTS (Direct Track Sampling) and Accessories | Discrete photometric chemistry analyzer for clinical use. | Kelas : 2
Beckman Coulter, Inc. | indonesia | IVD |  | BECKMAN COULTER Access Progesterone Calibrator S0 | Progesterone test system (kit & cair) | Kelas : 2
Beckman Coulter, Inc. | indonesia | IVD |  | BECKMAN COULTER Access Testosterone | Testosterone test system (kit & cair) | Kelas : 2
Beckman Coulter, Inc. | indonesia | IVD |  | BECKMAN COULTER Access Testosterone Calibrators | Calibrator (cair) | Kelas : 2
Beckman Coulter, Inc. | indonesia | IVD |  | BECKMAN COULTER Access Progesterone | Progesterone test system (kit & cair) | Kelas : 2
Beckman Coulter, Inc. | indonesia | IVD |  | BECKMAN COULTER Access Total T3 Calibrators | Clinical toxicology calibrator (kit & cair) | Kelas : 2
Beckman Coulter, Inc. | indonesia | IVD |  | BECKMAN COULTER Access Progesterone Calibrator | Calibrator (cair) | Kelas : 2
Beckman Coulter, Inc. | indonesia | IVD |  | BECKMAN COULTER Access Total T4 | Free thyroxine test system (kit & cair) | Kelas : 2
Beckman Coulter, Inc. | indonesia | IVD |  | Beckman coulter ACCESS FREE T3 CALIBRATORS | Clinical toxicology calibrator (kit & cair) | Kelas : 2
Beckman Coulter, Inc. | indonesia | IVD |  | BECKMAN COULTER Access Total T3 | Free thyroxine test system (kit & cair) | Kelas : 2
Beckman Coulter, Inc. | indonesia | IVD |  | BECKMAN COULTER UniCel DxH 900 Coulter Cellular Analysis System with Accessories | Automated differential cell counter | Kelas : 2
Beckman Coulter, Inc. | indonesia | IVD |  | BECKMAN COULTER ACCESS FREE T4 | Free thyroxine test system (kit & cair) | Kelas : 2
Beckman Coulter, Inc. | indonesia | IVD |  | BECKMAN COULTER ACCESS FREE T3 | Total triiodothyronine test system (kit & cair) | Kelas : 2
Beckman Coulter, Inc. | indonesia | IVD |  | BECKMAN COULTER Access Total T4 Calibrators | Calibrator (cair) | Kelas : 2
Beckman Coulter, Inc. | indonesia | IVD |  | BECKMAN COULTER MicroScan Neg Urine Combo Panel Type 78 | Antimicrobial susceptibility test powder. | Kelas : 2
Beckman Coulter, Inc. | indonesia | IVD |  | BECKMAN COULTER MicroScan Neg Urine Combo Panel Type 79 | Antimicrobial susceptibility test powder. | Kelas : 2
Beckman Coulter, Inc. | indonesia | IVD |  | BECKMAN COULTER MicroScan Pos Combo Panel Type 44 | Antimicrobial susceptibility test powder. | Kelas : 2
Beckman Coulter, Inc. | indonesia | IVD |  | BECKMAN COULTER Access Free T4 Calibrators | Clinical toxicology calibrator (kit & cair) | Kelas : 2
Beckman Coulter, Inc. | indonesia | IVD |  | BECKMAN COULTER MicroScan WalkAway-96 plus Instrument and Accessories | Antimicrobial susceptibility test powder. | Kelas : 2
Beckman Coulter, Inc. | indonesia | IVD |  | BECKMAN COULTER MicroScan WalkAway-40 plus Instrument | Antimicrobial susceptibility test powder. | Kelas : 2
Beckman Coulter, Inc. | indonesia | IVD |  | BECKMAN COULTER MicroScan autoSCAN-4 System and Accessories | Fully automated short-term incubation cycle antimicrobial susceptibility system. | Kelas : 2
Beckman Coulter, Inc. | indonesia | IVD |  | BECKMAN COULTER Access Inhibin A | Follicle-stimulating hormone test system (kit & cair) | Kelas : 2
Beckman Coulter, Inc. | indonesia | IVD |  | BECKMAN COULTER Access Inhibin A Calibrators | Calibrator (cair) | Kelas : 2
Beckman Coulter, Inc. | indonesia | IVD |  | BECKMAN COULTER MicroScan MICroSTREP Plus Panel Type 2 | Antimicrobial susceptibility test powder. | Kelas : 2
Beckman Coulter, Inc. | indonesia | IVD |  | BECKMAN COULTER MicroScan Inoculum Saline | Microorganism differentiation and identification device. | Kelas : 1
Beckman Coulter, Inc. | indonesia | IVD |  | BECKMAN COULTER MicroScan HNID Panel | Microorganism differentiation and identification device. | Kelas : 1
Beckman Coulter, Inc. | indonesia | IVD |  | BECKMAN COULTER MicroScan HNID Indole Reagent | Microorganism differentiation and identification device. | Kelas : 1
Beckman Coulter, Inc. | indonesia | IVD |  | BECKMAN COULTER Access Inhibin A QC | Quality control material (assayed and unassayed) (cair) | Kelas : 2
Beckman Coulter, Inc. | indonesia | IVD |  | BECKMAN COULTER MicroScan Rapid Anaerobe ID Panel | Microorganism differentiation and identification device. | Kelas : 1
Beckman Coulter, Inc. | indonesia | IVD |  | BECKMAN COULTER MicroScan Neg Combo Panel Type 67 | Antimicrobial susceptibility test powder. | Kelas : 2
Beckman Coulter, Inc. | indonesia | IVD |  | BECKMAN COULTER MicroScan Neg Urine Combo Panel Type 73 | Antimicrobial susceptibility test powder. | Kelas : 2
Beckman Coulter, Inc. | indonesia | IVD |  | MicroScan Pos Combo Panel Type 34 | Antimicrobial susceptibility test powder. | Kelas : 2
Beckman Coulter, Inc. | indonesia | IVD |  | BECKMAN COULTER MicroScan Inoculum Water | Microbiological assay culture medium. | Kelas : 1
Beckman Coulter, Inc. | indonesia | IVD |  | BECKMAN COULTER MicroScan Xylene | Microorganism differentiation and identification device. | Kelas : 1
Beckman Coulter, Inc. | indonesia | IVD |  | BECKMAN COULTER MicroScan Inoculum Water with PLURONIC | Microbiological assay culture medium. | Kelas : 1
Beckman Coulter, Inc. | indonesia | IVD |  | BECKMAN COULTER MicroScan Ehrlich's Reagent | Microorganism differentiation and identification device. | Kelas : 1
Beckman Coulter, Inc. | indonesia | IVD |  | BECKMAN COULTER MicroScan Peptidase | Microorganism differentiation and identification device. | Kelas : 1
Beckman Coulter, Inc. | indonesia | IVD |  | BECKMAN COULTER MicroScan Kovac’s Reagent | Microorganism differentiation and identification device. | Kelas : 1
Beckman Coulter, Inc. | indonesia | IVD |  | BECKMAN COULTER MicroScan 0.5% N,N-Dimethylalphanaphthylamine | Microorganism differentiation and identification device. | Kelas : 1
Beckman Coulter, Inc. | indonesia | IVD |  | MicroScan 10% Ferric Chloride | Microorganism differentiation and identification device. | Kelas : 1
Beckman Coulter, Inc. | indonesia | IVD |  | MicroScan 40% Potassium Hydroxide | Microorganism differentiation and identification device. | Kelas : 1
Beckman Coulter, Inc. | indonesia | IVD |  | MicroScan 0,8% Sulfanilic Acid | Microorganism differentiation and identification device. | Kelas : 1
Beckman Coulter, Inc. | indonesia | IVD |  | BECKMAN COULTER MicroScan Alpha Naphthol | Dye and chemical solution stains. | Kelas : 1
Beckman Coulter, Inc. | indonesia | IVD |  | BECKMAN COULTER MicroScan Mineral Oil | Supplement for culture media. | Kelas : 1
Beckman Coulter, Inc. | indonesia | IVD |  | iQ 200 Sprint Plus Analyzer (2008 Version) (Int'l) | Automated urinalysis system. | Kelas : 2
Beckman Coulter, Inc. | indonesia | IVD |  | iQ Precision Kit | Quality control material (assayed and unassayed) (cair) | Kelas : 2
Beckman Coulter, Inc. | indonesia | IVD |  | iQ 200 Select Plus Automated Urine Microscopy (Intl) | Automated urinalysis system. | Kelas : 2
Beckman Coulter, Inc. | indonesia | IVD |  | iChem VELOCITY Urine Chemistry Strips | Multi parameter clinical toxicology test system | Kelas : 2
Beckman Coulter, Inc. | indonesia | IVD |  | iChem® VELOCITY™ CalChek Kit | General purpose reagent. | Kelas : 1
Beckman Coulter, Inc. | indonesia | IVD |  | iQ Lamina | General purpose reagent. | Kelas : 1
Beckman Coulter, Inc. | indonesia | IVD |  | iQ 200 Elite Plus (Int'l) and Accessories | Automated urinalysis system. | Kelas : 2
Beckman Coulter, Inc. | indonesia | IVD |  | iQ 200 Elite Pro (Int'l) | Automated urinalysis system. | Kelas : 2
Beckman Coulter, Inc. | indonesia | IVD |  | iQ 200 Sprint Pro (Int’l) | Automated urinalysis system. | Kelas : 2
Beckman Coulter, Inc. | indonesia | IVD |  | IQ200 Select (Int’l) | Automated urinalysis system. | Kelas : 2
Beckman Coulter, Inc. | indonesia | IVD |  | iQ Control/Focus Set | Quality control material (assayed and unassayed) (cair) | Kelas : 2
Beckman Coulter, Inc. | indonesia | IVD |  | iQ Calibrator | Calibrator (cair) | Kelas : 2
Beckman Coulter, Inc. | indonesia | IVD |  | BECKMAN COULTER Access Thyroid Uptake Calibrators | Calibrator (cair) | Kelas : 2
Beckman Coulter, Inc. | indonesia | IVD |  | BECKMAN COULTER Access SHBG Calibrators | Calibrator (cair) | Kelas : 2
Beckman Coulter, Inc. | indonesia | IVD |  | BECKMAN COULTER Access SHBG QC | Quality control material (assayed and unassayed) (cair) | Kelas : 2
Beckman Coulter, Inc. | indonesia | IVD |  | BECKMAN COULTER Access Thyroid Uptake | Free thyroxine test system (kit & cair) | Kelas : 2
Beckman Coulter, Inc. | indonesia | IVD |  | BECKMAN COULTER Access PAPP-A | Total protein test system (kit & cair) | Kelas : 2
Beckman Coulter, Inc. | indonesia | IVD |  | BECKMAN COULTER Access DHEA-S | Dehydroepiandrosterone (free and sulfate) test system (kit & cair) | Kelas : 2
Beckman Coulter, Inc. | indonesia | IVD |  | BECKMAN COULTER Access DHEA-S Calibrators | Calibrator (cair) | Kelas : 2
Beckman Coulter, Inc. | indonesia | IVD |  | BECKMAN COULTER Access PAPP-A QC | Total protein test system (kit & cair) | Kelas : 2
Beckman Coulter, Inc. | indonesia | IVD |  | BECKMAN COULTER Access Ostase Calibrator | Alkaline phosphatase or isoenzymes test system (kit & cair) | Kelas : 2
Beckman Coulter, Inc. | indonesia | IVD |  | IRISpec CA/CB/CC Controls | Quality control material (assayed and unassayed) (cair) | Kelas : 2
Beckman Coulter, Inc. | indonesia | IVD |  | BECKMAN COULTER UniCel DxI 600 Access Immunoassay Systems W/ Spot B Gantry and Accesories | Instrumentation for clinical multiplex test systems. | Kelas : 2
Beckman Coulter, Inc. | indonesia | IVD |  | BECKMAN COULTER Access PAPP-A Calibrators | Total protein test system (kit & cair) | Kelas : 2
Beckman Coulter, Inc. | indonesia | IVD |  | iChem VELOCITY Computerless system (Int’l) | Automated urinalysis system. | Kelas : 2
Beckman Coulter, Inc. | indonesia | IVD |  | iChem VELOCITY™ Stand Alone w/racks 1-18 (Int'l) | Automated urinalysis system. | Kelas : 2
Beckman Coulter, Inc. | indonesia | IVD |  | iChem® VELOCITY™ w/Load/Unload (Int’l) | Automated urinalysis system. | Kelas : 2
Beckman Coulter, Inc. | indonesia | IVD |  | iChem VELOCITY, Back Integrated w/o Bridge (Int’l) | Automated urinalysis system. | Kelas : 2
Beckman Coulter, Inc. | indonesia | IVD |  | Stand Alone iChem VELOCITY (Intl) | Automated urinalysis system. | Kelas : 2
Beckman Coulter, Inc. | indonesia | IVD |  | iChem VELOCITY Back Integrated (Intl) | Automated urinalysis system. | Kelas : 2
Beckman Coulter, Inc. | indonesia | IVD |  | Flow-Set Pro Fluorospheres | Automated differential cell counter | Kelas : 2
Beckman Coulter, Inc. | indonesia | IVD |  | AQUIOS Flow-Count Fluorospheres | Leukocyte alkaline phosphatase test. | Kelas : 2
Beckman Coulter, Inc. | indonesia | IVD |  | BECKMAN COULTER IgG | Immunoglobulins A, G, M, D, and E immunological test system. | Kelas : 2
Beckman Coulter, Inc. | indonesia | IVD |  | BECKMAN COULTER Access Sensitive Estradiol Calibrator S0 | Estradiol test system (kit & cair) | Kelas : 2
Beckman Coulter, Inc. | indonesia | IVD |  | BECKMAN COULTER ISE Buffer | Quality control material (assayed and unassayed) (cair) | Kelas : 2
Beckman Coulter, Inc. | indonesia | IVD |  | BECKMAN COULTER Ceruloplasmin | Ceruloplasmin immunological test system. | Kelas : 2
Beckman Coulter, Inc. | indonesia | IVD |  | BECKMAN COULTER IMMAGE 800 | Automated cell counter. | Kelas : 2
Beckman Coulter, Inc. | indonesia | IVD |  | BECKMAN COULTER IgM | Immunoglobulins A, G, M, D, and E immunological test system. | Kelas : 2
Beckman Coulter, Inc. | indonesia | IVD |  | BECKMAN COULTER IgA | Immunoglobulins A, G, M, D, and E immunological test system. | Kelas : 2
Beckman Coulter, Inc. | indonesia | IVD |  | BECKMAN COULTER Urine/CSF Albumin Calibrator | Calibrator (cair) | Kelas : 2
Beckman Coulter, Inc. | indonesia | IVD |  | BECKMAN COULTER UniCel DxH Slidemaker Stainer II Coulter Cellular Analysis System | Automated slide stainer. | Kelas : 2
Beckman Coulter, Inc. | indonesia | IVD |  | COULTER S-CAL Calibrator | Calibrator for hemoglobin or hematocrit measurement. | Kelas : 2
Beckman Coulter, Inc. | indonesia | IVD |  | BECKMAN COULTER ISE Low Serum Standard | Quality control material (assayed and unassayed) (cair) | Kelas : 2
Beckman Coulter, Inc. | indonesia | IVD |  | BECKMAN COULTER ISE Na+ /K+ Selectivity Check | Multi parameter clinical chemistry test system | Kelas : 2
Beckman Coulter, Inc. | indonesia | IVD |  | DxFLEX with Autoloader and Accessories | Automated differential cell counter | Kelas : 2
Beckman Coulter, Inc. | indonesia | IVD |  | BECKMAN COULTER Access AMH Advanced | Anti-Mullerian Hormone Test System (cair) | Kelas : 2
Beckman Coulter, Inc. | indonesia | IVD |  | BECKMAN COULTER ISE Mid Standard | Quality control material (assayed and unassayed) (cair) | Kelas : 2
Beckman Coulter, Inc. | indonesia | IVD |  | BECKMAN COULTER ISE Reference | Quality control material (assayed and unassayed) (cair) | Kelas : 2
Beckman Coulter, Inc. | indonesia | IVD |  | COULTER S-CAL Calibrator | Calibrator (cair) | Kelas : 2
Beckman Coulter, Inc. | indonesia | IVD |  | BECKMAN COULTER ISE High Serum Standard | Quality control material (assayed and unassayed) (cair) | Kelas : 2
Beckman Coulter, Inc. | indonesia | IVD |  | BECKMAN COULTER ISE Low/High Urine Standard | Quality control material (assayed and unassayed) (cair) | Kelas : 2
Beckman Coulter, Inc. | indonesia | IVD |  | BECKMAN COULTER ACCESS 25(OH) Vitamin D Total Calibrator | Vitamin D test system (kit & cair) | Kelas : 2
Beckman Coulter, Inc. | indonesia | IVD |  | BECKMAN COULTER ISE Internal Reference | Quality control material (assayed and unassayed) (cair) | Kelas : 2
Beckman Coulter, Inc. | indonesia | IVD |  | BECKMAN COULTER Access Ultrasensitive Insulin | Immunoreactive insulin test system (kit & cair) | Kelas : 2
Beckman Coulter, Inc. | indonesia | IVD |  | BECKMAN COULTER Access Ultrasensitive hGH Calibrators | Calibrator (cair) | Kelas : 2
Beckman Coulter, Inc. | indonesia | IVD |  | BECKMAN COULTER Access Ostase QC | Quality control material (assayed and unassayed) (cair) | Kelas : 2
Beckman Coulter, Inc. | indonesia | IVD |  | BECKMAN COULTER Access SHBG | Testosterone test system (kit & cair) | Kelas : 2
Beckman Coulter, Inc. | indonesia | IVD |  | BECKMAN COULTER Access Thyroglobulin Antibody II | Thyroid autoantibody immunological test system. | Kelas : 2
Beckman Coulter, Inc. | indonesia | IVD |  | BECKMAN COULTER UniCel DxI 800 Access Immunoassay System and Accessories | Instrumentation for clinical multiplex test systems. | Kelas : 2
Beckman Coulter, Inc. | indonesia | IVD |  | BECKMAN COULTER Access sTfR QC2 and QC3 | Transferrin immunological test system. | Kelas : 2
Beckman Coulter, Inc. | indonesia | IVD |  | BECKMAN COULTER UniCel DxH 690 T Coulter Cellular Analysis System | Automated differential cell counter. | Kelas : 2
Beckman Coulter, Inc. | indonesia | IVD |  | BECKMAN COULTER LDH | Lactate dehydrogenase test system (kit & cair) | Kelas : 2
Beckman Coulter, Inc. | indonesia | IVD |  | BECKMAN COULTER Access EPO Calibrators | Erythropoietin assay. | Kelas : 2
Beckman Coulter, Inc. | indonesia | IVD |  | BECKMAN COULTER Access sTfR QC1 | Transferrin immunological test system. | Kelas : 2
Beckman Coulter, Inc. | indonesia | IVD |  | BECKMAN COULTER Access Intact PTH (iPTH) Calibrators | Parathyroid hormone test system (kit & cair) | Kelas : 2
Beckman Coulter, Inc. | indonesia | IVD |  | BECKMAN COULTER LIH | Analyte specific reagents. | Kelas : 2
Beckman Coulter, Inc. | indonesia | IVD |  | BECKMAN COULTER Access Ultrasensitive hGH | Human growth hormone test system (kit & cair) | Kelas : 2
Beckman Coulter, Inc. | indonesia | IVD |  | BECKMAN COULTER Access Thyroglobulin Antibody II Calibrators | Calibrator (cair) | Kelas : 2
Beckman Coulter, Inc. | indonesia | IVD |  | COULTER CLONE T4 - FITC | Automated differential cell counter | Kelas : 2
Beckman Coulter, Inc. | indonesia | IVD |  | IsoFlow Sheath Fluid | Blood cell diluents | Kelas : 2
Beckman Coulter, Inc. | indonesia | IVD |  | BECKMAN Flow-Check Pro Fluorospheres | Automated differential cell counter | Kelas : 2
Beckman Coulter, Inc. | indonesia | IVD |  | BECKMAN COULTER Unicel DxI 600 Access Immunoassay System and Accessories | Instrumentation for clinical multiplex test systems. | Kelas : 2
Beckman Coulter, Inc. | indonesia | IVD |  | BECKMAN COULTER Access Ostase | Alkaline phosphatase or isoenzymes test system (kit & cair) | Kelas : 2
Beckman Coulter, Inc. | indonesia | IVD |  | BECKMAN COULTER Access Ultrasensitive Insulin Calibrators | Immunoreactive insulin test system (kit & cair) | Kelas : 2
Beckman Coulter, Inc. | indonesia | IVD |  | BECKMAN COULTER Access EPO | Erythropoietin assay. | Kelas : 2
Beckman Coulter, Inc. | indonesia | IVD |  | BECKMAN COULTER Access Intrinsic Factor Ab Calibrators | Calibrator (cair) | Kelas : 2
Beckman Coulter, Inc. | indonesia | IVD |  | BECKMAN COULTER Access Intact PTH (iPTH) | Parathyroid hormone test system (kit & cair) | Kelas : 2
Beckman Coulter, Inc. | indonesia | IVD |  | BECKMAN COULTER Access Intrinsic Factor Ab QC | Quality control material (assayed and unassayed) (cair) | Kelas : 2
Beckman Coulter, Inc. | indonesia | IVD |  | BECKMAN COULTER Access sTfR Calibrators | Transferrin immunological test system. | Kelas : 2
Beckman Coulter, Inc. | indonesia | IVD |  | BECKMAN COULTER Access C-Peptide | C-peptides of proinsulin test system (kit & cair) | Kelas : 2
Beckman Coulter, Inc. | indonesia | IVD |  | BECKMAN COULTER Access Intrinsic Factor Ab | Multiple autoantibodies immunological test system. | Kelas : 2
Beckman Coulter, Inc. | indonesia | IVD |  | BECKMAN COULTER Access sTfR | Transferrin immunological test system. | Kelas : 2
Beckman Coulter, Inc. | indonesia | IVD |  | BECKMAN COULTER Access C-Peptide Calibrators | Calibrator (cair) | Kelas : 2
Beckman Coulter, Inc. | indonesia | IVD |  | LeukoSure Enumeration Kit | Quality control kit for blood banking reagents. | Kelas : 2
Beckman Coulter, Inc. | indonesia | IVD |  | IMMAGE Immunochemistry Systems Wash Solution | Complement reagent. | Kelas : 2
Beckman Coulter, Inc. | indonesia | IVD |  | IMMAGE Immunochemistry Systems DIL 1 Diluent 1 | Blood cell diluents | Kelas : 2
Beckman Coulter, Inc. | indonesia | IVD |  | BECKMAN COULTER Access Cortisol | Cortisol (hydrocortisone and hydroxycorticosterone) test system (kit & cair) | Kelas : 2
Beckman Coulter, Inc. | indonesia | IVD |  | BECKMAN COULTER Access Cortisol Calibrator S0 | Cortisol (hydrocortisone and hydroxycorticosterone) test system (kit & cair) | Kelas : 2
Beckman Coulter, Inc. | indonesia | IVD |  | BECKMAN COULTER ACCESS 25 (OH) Vitamin D Total Calibrator | Vitamin D test system (kit & cair) | Kelas : 2
Beckman Coulter, Inc. | indonesia | IVD |  | BECKMAN COULTER ACCESS 25 (OH) Vitamin D Total | Vitamin D test system (kit & cair) | Kelas : 2
Beckman Coulter, Inc. | indonesia | IVD |  | IMMAGE Immunochemistry Systems BUF 1 Buffer 1 | Complement reagent. | Kelas : 2
Beckman Coulter, Inc. | indonesia | IVD |  | BECKMAN COULTER Access IL-6 QC | Tumor-associated antigen immunological test system. | Kelas : 2
Beckman Coulter, Inc. | indonesia | IVD |  | COULTER LIN-X Linearity Control | Hematology quality control mixture. | Kelas : 2
Beckman Coulter, Inc. | indonesia | IVD |  | BECKMAN COULTER Access Hybritech PSA Sample Diluent | Tumor-associated antigen immunological test system. | Kelas : 2
Beckman Coulter, Inc. | indonesia | IVD |  | BECKMAN COULTER Access Thyroglobulin Calibrator | Thyroid autoantibody immunological test system. | Kelas : 2
Beckman Coulter, Inc. | indonesia | IVD |  | BECKMAN COULTER Access Thyroglobulin | Thyroid autoantibody immunological test system. | Kelas : 2
Beckman Coulter, Inc. | indonesia | IVD |  | BECKMAN COULTER Access TPO Antibody Calibrators | Thyroid autoantibody immunological test system. | Kelas : 2
Beckman Coulter, Inc. | indonesia | IVD |  | BECKMAN COULTER Access Myoglobin Calibrators | Myoglobin immunological test system. | Kelas : 2
Beckman Coulter, Inc. | indonesia | IVD |  | BECKMAN COULTER Access Digoxin Calibrator | Calibrator (cair) | Kelas : 2
Beckman Coulter, Inc. | indonesia | IVD |  | BECKMAN COULTER Access TPO Antibody | Thyroid autoantibody immunological test system. | Kelas : 2
Beckman Coulter, Inc. | indonesia | IVD |  | BECKMAN COULTER ACCESS Digoxin | Digoxin test system (kit & cair) | Kelas : 2
Beckman Coulter, Inc. | indonesia | IVD |  | BECKMAN COULTER Access Unconjugated Estriol | Estradiol test system (kit & cair) | Kelas : 2
Beckman Coulter, Inc. | indonesia | IVD |  | BECKMAN COULTER Access AFP Calibrators | AFP-L3% immunological test system. | Kelas : 2
Beckman Coulter, Inc. | indonesia | IVD |  | BECKMAN COULTER Access Thyroglobulin Sample Diluent | Thyroid autoantibody immunological test system. | Kelas : 2
Beckman Coulter, Inc. | indonesia | IVD |  | BECKMAN COULTER Access Red Blood Cell (RBC) Folate Lysing Agent | Red cell lysing reagent. | Kelas : 2
Beckman Coulter, Inc. | indonesia | IVD |  | BECKMAN COULTER Access IL-6 Calibrators | Tumor-associated antigen immunological test system. | Kelas : 2
Beckman Coulter, Inc. | indonesia | IVD |  | BECKMAN COULTER Access IL-6 | Tumor-associated antigen immunological test system. | Kelas : 2
Beckman Coulter, Inc. | indonesia | IVD |  | BECKMAN COULTER Access Myoglobin | Myoglobin immunological test system. | Kelas : 2
Beckman Coulter, Inc. | indonesia | IVD |  | BECKMAN COULTER Access Cortisol Calibrators | Cortisol (hydrocortisone and hydroxycorticosterone) test system (kit & cair) | Kelas : 2
Beckman Coulter, Inc. | indonesia | IVD |  | AQUIOS Tetra-1 Panel | Automated differential cell counter | Kelas : 2
Beckman Coulter, Inc. | indonesia | IVD |  | BECKMAN COULTER Access AFP | AFP-L3% immunological test system. | Kelas : 2
Beckman Coulter, Inc. | indonesia | IVD |  | BECKMAN COULTER Access Digoxin Cal S0 | Clinical toxicology calibrator (kit & cair) | Kelas : 2
Beckman Coulter, Inc. | indonesia | IVD |  | BECKMAN COULTER Access AFP Sample Diluent | AFP-L3% immunological test system. | Kelas : 2
Beckman Coulter, Inc. | indonesia | IVD |  | BECKMAN COULTER Access AMH | Anti-Mullerian Hormone Test System (cair) | Kelas : 2
Beckman Coulter, Inc. | indonesia | IVD |  | BECKMAN COULTER Access Prolactin | Prolactin (lactogen) test system (kit & cair) | Kelas : 2
Beckman Coulter, Inc. | indonesia | IVD |  | Iris System Cleanser Pack | General purpose reagent. | Kelas : 1
Beckman Coulter, Inc. | indonesia | IVD |  | BECKMAN COULTER UniCel Dxl Wash Buffer II | General purpose reagent. | Kelas : 1
Beckman Coulter, Inc. | indonesia | IVD |  | BECKMAN COULTER Access Sensitive Estradiol Calibrators | Calibrator (cair) | Kelas : 2
Beckman Coulter, Inc. | indonesia | IVD |  | BECKMAN COULTER Access Unconjugated Estriol Calibrators | Calibrator (cair) | Kelas : 2
Beckman Coulter, Inc. | indonesia | IVD |  | BECKMAN COULTER Access AMH QC | Quality control material (assayed and unassayed) (cair) | Kelas : 2
Beckman Coulter, Inc. | indonesia | IVD |  | BECKMAN COULTER UniCel DxI Wash Buffer II | General purpose reagent. | Kelas : 1
Beckman Coulter, Inc. | indonesia | IVD |  | BECKMAN COULTER Access Sensitive Estradiol | Estradiol test system (kit & cair) | Kelas : 2
Beckman Coulter, Inc. | indonesia | IVD |  | BECKMAN COULTER Access CK-MB | Creatine phosphokinase/creatine kinase or isoenzymes test system(kit & cair) | Kelas : 2
Beckman Coulter, Inc. | indonesia | IVD |  | DxH 500 Series Diluent | Blood cell diluents | Kelas : 2
Beckman Coulter, Inc. | indonesia | IVD |  | Iris Diluent Pack | Blood cell diluents | Kelas : 2
Beckman Coulter, Inc. | indonesia | IVD |  | BECKMAN COULTER Access Prolactin Calibrators | Calibrator (cair) | Kelas : 2
Beckman Coulter, Inc. | indonesia | IVD |  | BECKMAN COULTER Access CK-MB Calibrators | Calibrator (cair) | Kelas : 2
Beckman Coulter, Inc. | indonesia | IVD |  | BECKMAN COULTER ACCESS AMH Calibrators | Calibrator (cair) | Kelas : 2
Beckman Coulter, Inc. | indonesia | IVD |  | BECKMAN COULTER Prealbumin | Prealbumin immunological test system. | Kelas : 2
Beckman Coulter, Inc. | indonesia | IVD |  | COULTER Body Fluid Control | Hematology quality control mixture. | Kelas : 2
Beckman Coulter, Inc. | indonesia | IVD |  | iQ® Lamina™ (2x7L) | General purpose reagent. | Kelas : 1
Beckman Coulter, Inc. | indonesia | IVD |  | iChem® VELOCITY™ Wash Solution | General purpose reagent. | Kelas : 1
Beckman Coulter, Inc. | indonesia | IVD |  | iQ Body Fluids Lysing Reagent | Red cell lysing reagent. | Kelas : 2
Beckman Coulter, Inc. | indonesia | IVD |  | DxH 500 Series Cleaner | General purpose reagent. | Kelas : 1
Beckman Coulter, Inc. | indonesia | IVD |  | BECKMAN COULTER DxA Automation System-DxA5000 | Calculator/data processing module for clinical use | Kelas : 1
Abbott | indonesia | IVD |  | ALINITY i Folate Lysis Reagent | Red cell lysing reagent. | Kelas : 2
Abbott | indonesia | IVD |  | Abbott Alinity m HR HPV AMP Kit | Dna Detection for Human Papillomavirus | Kelas : 2
Abbott | indonesia | IVD |  | ALINITY i Folate Calibrators | Calibrator (cair) | Kelas : 2
Abbott | indonesia | IVD |  | ALINITY i Rubella IgM Controls | Rubella virus serological reagents. | Kelas : 2
Abbott | indonesia | IVD |  | ALINITY i Folate Controls | Quality control material (assayed and unassayed) (cair) | Kelas : 2
Abbott | indonesia | IVD |  | ARCHITECT Toxo IgG Controls | Toxoplasma gondii serological reagents. | Kelas : 2
Abbott | indonesia | IVD |  | ALINITY i Folate Reagent Kit | Folic acid test system (kit & cair) | Kelas : 2
Abbott | indonesia | IVD |  | ALINITY i Progesterone Reagent Kit | Progesterone test system (kit & cair) | Kelas : 2
Abbott | indonesia | IVD |  | ALINITY i Progesterone Controls | Quality control material (assayed and unassayed) (cair) | Kelas : 2
Abbott | indonesia | IVD |  | ALINITY i Progesterone Calibrators | Calibrator (cair) | Kelas : 2
Abbott | indonesia | IVD |  | ARCHITECT Toxo IgG Avidity Reagent Kit | Toxoplasma gondii serological reagents. | Kelas : 2
Abbott | indonesia | MD |  | HI-TORQUE WHISPER Guide Wire | Catheter guide wire. | Kelas : 2
Abbott | indonesia | MD |  | HI-TORQUE WHISPER MS Guide Wire | Catheter guide wire. | Kelas : 2
Abbott | indonesia | IVD |  | ARCHITECT Toxo IgG Calibrators | Toxoplasma gondii serological reagents. | Kelas : 2
Abbott | indonesia | IVD |  | ALINITY i Progesterone Manual Diluent | General purpose reagent. | Kelas : 1
Abbott | indonesia | IVD |  | Abbott Alinity m HCV AMP Kit | Antinuclear antibody immunological test system. | Kelas : 2
Abbott | indonesia | MD |  | OPTIS™ Mobile Next Imaging System | Ultrasonic pulsed echo imaging system. | Kelas : 2
Abbott | indonesia | IVD |  | ABBOTT Alinity m HIV-1 CAL Kit | Multiple autoantibodies immunological test system. | Kelas : 2
Abbott | indonesia | MD |  | OPTIS ™ Integrated Next Imaging System | Ultrasonic pulsed echo imaging system. | Kelas : 2
Abbott | indonesia | IVD |  | ARCHITECT Rubella IgM Controls | Rubella virus serological reagents. | Kelas : 2
Abbott | indonesia | IVD |  | ARCHITECT Toxo IgG Avidity Calibrator & Controls | Toxoplasma gondii serological reagents. | Kelas : 2
Abbott | indonesia | IVD |  | ARCHITECT Rubella IgM Calibrator | Rubella virus serological reagents. | Kelas : 2
Abbott | indonesia | IVD |  | ALINITY i Urine NGAL Reagent Kit | Neutrophil gelatinase associated lipocalin | Kelas : 2
Abbott | indonesia | IVD |  | ALINITY i Anti TPO Reagent Kit | Thyroid autoantibody immunological test system. | Kelas : 2
Abbott | indonesia | IVD |  | ALINITY i LH Calibrators | Calibrator (cair) | Kelas : 2
Abbott | indonesia | IVD |  | ARCHITECT Iron2 | Iron (non-heme) test system (kit & cair) | Kelas : 2
Abbott | indonesia | IVD |  | ARCHITECT B12 Reagent Kit | Vitamin B12 test system (kit & cair) | Kelas : 2
Abbott | indonesia | IVD |  | ALINITY i LH Reagent Kit | Luteinizing hormone test system (kit & cair) | Kelas : 2
Abbott | indonesia | IVD |  | ALINITY c Lactate Dehydrogenase2 | Lactate dehydrogenase test system (kit & cair) | Kelas : 2
Abbott | indonesia | IVD |  | ALINITY i Urine NGAL Calibrators | Calibrator (cair) | Kelas : 2
Abbott | indonesia | IVD |  | ALINITY i Urine NGAL Controls | Quality control material (assayed and unassayed) (cair) | Kelas : 2
Abbott | indonesia | IVD |  | ARCHITECT B12 Controls | Quality control material (assayed and unassayed) (cair) | Kelas : 2
Abbott | indonesia | IVD |  | ABBOTT Alinity m HR HPV CTRL Kit | Dna Detection for Human Papillomavirus | Kelas : 2
Abbott | indonesia | IVD |  | ALINITY c Alkaline Phosphatase2 | Alkaline phosphatase or isoenzymes test system (kit & cair) | Kelas : 2
Abbott | indonesia | IVD |  | ALINITY c Iron2 | Iron (non-heme) test system (kit & cair) | Kelas : 2
Abbott | indonesia | IVD |  | ALINITY i FSH Reagent Kit | Follicle-stimulating hormone test system (kit & cair) | Kelas : 2
Abbott | indonesia | IVD |  | ARCHITECT Aspartate Aminotransferase2 | Aspartate amino transferase (AST/SGOT) test system (kit & cair) | Kelas : 2
Abbott | indonesia | IVD |  | Abbott Alinity m HBV CAL Kit | Antimitochondrial antibody immunological test system. | Kelas : 2
Abbott | indonesia | IVD |  | ALINITY c Total Bilirubin2 | Bilirubin (total or direct) test system (kit & cair) | Kelas : 2
Abbott | indonesia | IVD |  | ABBOTT ALINITY m HBV CTRL Kit | Antinuclear antibody immunological test system. | Kelas : 2
Abbott | indonesia | IVD |  | ALINITY i B12 Calibrators | Calibrator (cair) | Kelas : 2
Abbott | indonesia | IVD |  | ALINITY c Creatinine2 | Creatinine test system (kit & cair) | Kelas : 2
Abbott | indonesia | IVD |  | ALINITY i B12 Reagent Kit | Vitamin B12 test system (kit & cair) | Kelas : 2
Abbott | indonesia | IVD |  | ARCHITECT Alkaline Phosphatase2 | Alkaline phosphatase or isoenzymes test system (kit & cair) | Kelas : 2
Abbott | indonesia | IVD |  | Abbott Alinity m HCV CAL Kit | Antinuclear antibody immunological test system. | Kelas : 2
Abbott | indonesia | IVD |  | ALINITY i B12 Controls | Quality control material (assayed and unassayed) (cair) | Kelas : 2
Abbott | indonesia | IVD |  | Abbott Alinity m HBV AMP Kit | Antinuclear antibody immunological test system. | Kelas : 2
Abbott | indonesia | IVD |  | ABBOTT ALINITY m HCV CTRL Kit | Antinuclear antibody immunological test system. | Kelas : 2
Abbott | indonesia | IVD |  | ARCHITECT Total Bilirubin2 | Bilirubin (total or direct) test system (kit & cair) | Kelas : 2
Abbott | indonesia | IVD |  | Abbott Alinity m Bottle for Ethanol Use | General purpose reagent. | Kelas : 1
Abbott | indonesia | IVD |  | ALINITY c Gamma-Glutamyl Transferase2 | Gamma-glutamyl transpeptidase and isoenzymes test system (kit & cair) | Kelas : 2
Abbott | indonesia | IVD |  | ARCHITECT i1000 SR Processing Module and Accessories | Instrumentation for clinical multiplex test systems. | Kelas : 2
Abbott | indonesia | IVD |  | ARCHITECT Lactate Dehydrogenase2 | Lactate dehydrogenase test system (kit & cair) | Kelas : 2
Abbott | indonesia | IVD |  | ARCHITECT i1000SR Integrated Module | Instrumentation for clinical multiplex test systems. | Kelas : 2
Abbott | indonesia | IVD |  | ALINITY i FSH Calibrators | Calibrator (cair) | Kelas : 2
Abbott | indonesia | IVD |  | ALINITY i FSH Controls | Quality control material (assayed and unassayed) (cair) | Kelas : 2
Abbott | indonesia | IVD |  | Abbott Alinity m HIV-1 CTRL Kit | Multiple autoantibodies immunological test system. | Kelas : 2
Abbott | indonesia | IVD |  | ALINITY c Alanine Aminotransferase2 | Aspartate amino transferase (AST/SGOT) test system (kit & cair) | Kelas : 2
Abbott | indonesia | IVD |  | Panbio COVID-19 Ag Rapid Test Device (Nasal) | Respiratory viral panel multiplex nucleic acid assay | Kelas : 2
Abbott | indonesia | IVD |  | ALINITY c Aspartate Aminotransferase2 | Aspartate amino transferase (AST/SGOT) test system (kit & cair) | Kelas : 2
Abbott | indonesia | IVD |  | ALINITY m multi-Collect Specimen Collection Kit | Specimen transport and storage container. | Kelas : 1
Abbott | indonesia | IVD |  | Abbott Alinity m System | Antinuclear antibody immunological test system. | Kelas : 2
Abbott | indonesia | IVD |  | ABBOTT Alinity m Sample Prep Kit 1 | Complement components immunological test system. | Kelas : 2
Abbott | indonesia | IVD |  | Abbott Alinity m Specimen Dilution Kit I | Specimen transport and storage container. | Kelas : 1
Abbott | indonesia | IVD |  | ARCHITECT Anti-HBC II Calibrator | Antimitochondrial antibody immunological test system. | Kelas : 2
Abbott | indonesia | IVD |  | ARCHITECT Gamma-Glutamyl Transferase2 | Gamma-glutamyl transpeptidase and isoenzymes test system (kit & cair) | Kelas : 2
Abbott | indonesia | IVD |  | Abbott Alinity m Lysis solution | Red cell lysing reagent. | Kelas : 2
Abbott | indonesia | IVD |  | ARCHITECT Anti-HBC II Controls | Antimitochondrial antibody immunological test system. | Kelas : 2
Abbott | indonesia | IVD |  | Abbott Alinity m Diluent Solution | Blood cell diluents | Kelas : 2
Abbott | indonesia | IVD |  | ARCHITECT B12 Calibrators | Calibrator (cair) | Kelas : 2
Abbott | indonesia | IVD |  | Bioline™ HBsAg WB | Antimitochondrial antibody immunological test system. | Kelas : 3
Abbott | indonesia | MD |  | OPTIS Mobile System (C408661) | Ultrasonic pulsed echo imaging system. | Kelas : 2
Abbott | indonesia | IVD |  | ARCHITECT Anti-HBc II Reagent Kit | Antimitochondrial antibody immunological test system. | Kelas : 2
Abbott | indonesia | IVD |  | Abbott Alinity m Vapor Barrier Solution | General purpose reagent. | Kelas : 1
Abbott | indonesia | IVD |  | Abbott Alinity m Sample Prep Kit 2 | General purpose reagent. | Kelas : 1
Abbott | indonesia | IVD |  | m-PIMA™ Analyser and Accessories | Multiple autoantibodies immunological test system. | Kelas : 2
Abbott | indonesia | IVD |  | Abbott Alinity m Ethanol Solution | Dye and chemical solution stains. | Kelas : 1
Abbott | indonesia | IVD |  | ARCHITECT Toxo IgM Calibrator | Toxoplasma gondii serological reagents. | Kelas : 2
Abbott | indonesia | IVD |  | Abbott Alinity m Cervi-Collect Specimen Collection Kit | Microbiological specimen collection and transport device. | Kelas : 1
Abbott | indonesia | IVD |  | ARCHITECT Toxo IgM Reagent Kit | Toxoplasma gondii serological reagents. | Kelas : 2
Abbott | indonesia | IVD |  | AFINION™ 2 and Accessories | Instrumentation for clinical multiplex test systems. | Kelas : 2
Abbott | indonesia | MD |  | OPTIS Integrated Sytem (C408652) | Ultrasonic pulsed echo imaging system. | Kelas : 2
Abbott | indonesia | MD |  | DRAGONFLY OPTIS Imaging Catheter | Diagnostic intravascular catheter. | Kelas : 2
Abbott | indonesia | IVD |  | ARCHITECT Toxo IgM Controls | Toxoplasma gondii serological reagents. | Kelas : 2
Abbott | indonesia | IVD |  | ARCHITECT Estradiol Calibrators | Calibrator (cair) | Kelas : 2
Abbott | indonesia | IVD |  | PANBIO™ Covid-19 Ag Rapid Test Device Positive Control Kit | Respiratory viral panel multiplex nucleic acid assay | Kelas : 2
Abbott | indonesia | MD |  | AMPLATZER™ Vascular Plug II | Vascular embolization device | Kelas : 2
Abbott | indonesia | MD |  | AMPLATZER™ Vascular Plug | Vascular embolization device | Kelas : 2
Abbott | indonesia | IVD |  | ARCHITECT Estradiol Controls | Quality control material (assayed and unassayed) (cair) | Kelas : 2
Abbott | indonesia | MD |  | AMPLATZER™ Vascular Plug 4 | Vascular embolization device | Kelas : 2
Abbott | indonesia | IVD |  | COVID-19 Swab Transport Tube Accessory Pack | Microbiological specimen collection and transport device. | Kelas : 1
Abbott | indonesia | IVD |  | ALINITY i Anti-HBs Specimen Diluent | Blood cell diluents | Kelas : 2
Abbott | indonesia | MD |  | DRAGONFLY OPSTAR™ Imaging Catheter | Diagnostic intravascular catheter. | Kelas : 2
Abbott | indonesia | IVD |  | PANBIO Dengue Duo Cassette | Dengue virus serological reagents | Kelas : 2
Abbott | indonesia | IVD |  | UroMeter 720 Urine Chemistry Analyzer | Automated urinalysis system. | Kelas : 2
Abbott | indonesia | IVD |  | UroMeter 120 Urine Chemistry Analyzer | Automated urinalysis system. | Kelas : 2
Abbott | indonesia | IVD |  | ABBOTT Alanine Aminotransferase2 | Alanine amino transferase (ALT/SGPT) test system (kit & cair) | Kelas : 2
Abbott | indonesia | MD |  | TACTICATH™ Contact Force Ablation Catheter, Sensor Enabled™ | Cardiac ablation percutaneous catheter | Kelas : 3
Abbott | indonesia | IVD |  | ALINITY h-series WBC Reagent | Red cell lysing reagent. | Kelas : 2
Abbott | indonesia | IVD |  | ALINITY h-series HGB Reagent | Red cell lysing reagent. | Kelas : 2
Abbott | indonesia | IVD |  | ALINITY i Total PSA Controls | Tumor-associated antigen immunological test system. | Kelas : 2
Abbott | indonesia | IVD |  | ALINITY i Total PSA Calibrators | Tumor-associated antigen immunological test system. | Kelas : 2
Abbott | indonesia | IVD |  | ALINITY i Total PSA Reagent Kit | Tumor-associated antigen immunological test system. | Kelas : 2
Abbott | indonesia | IVD |  | ARCHITECT CMV IgG Controls | Cytomegalovirus serological reagents. | Kelas : 2
Abbott | indonesia | IVD |  | ARCHITECT CMV IgG Avidity Reagent kit | Cytomegalovirus serological reagents. | Kelas : 2
Abbott | indonesia | IVD |  | ARCHITECT CMV IgG Avidity Calibrator & Controls | Cytomegalovirus serological reagents. | Kelas : 2
Abbott | indonesia | IVD |  | ARCHITECT Lactic Acid2 | Lactic acid test system (kit & cair) | Kelas : 2
Abbott | indonesia | MD |  | Fast-Cath ™ Transseptal Guiding Introducer | Catheter introducer. | Kelas : 2
Abbott | indonesia | IVD |  | ABBOTT RealTime HIV-1 Control Kit | Multiple autoantibodies immunological test system. | Kelas : 2
Abbott | indonesia | MD |  | XIENCE ProA Everolimus Eluting Coronary Stent System | Drug eluting stent | Kelas : 3
Abbott | indonesia | MD |  | FAST-CATH ™ Guiding Introducer | Catheter introducer | Kelas : 2
Abbott | indonesia | IVD |  | ALINITY h-series Retic Reagent | Dye and chemical solution stains. | Kelas : 1
Abbott | indonesia | IVD |  | ALINITY i Free PSA Controls | Tumor-associated antigen immunological test system. | Kelas : 2
Abbott | indonesia | IVD |  | ALINITY i Free PSA Reagent Kit | Tumor-associated antigen immunological test system. | Kelas : 2
Abbott | indonesia | IVD |  | ARCHITECT Anti-HCV Controls | Antinuclear antibody immunological test system. | Kelas : 2
Abbott | indonesia | IVD |  | ARCHITECT Anti-HCV Calibrator | Antinuclear antibody immunological test system. | Kelas : 2
Abbott | indonesia | IVD |  | ALINITY i Free PSA Calibrators | Tumor-associated antigen immunological test system. | Kelas : 2
Abbott | indonesia | MD |  | XIENCE Sierra Everolimus Eluting Coronary Stent System | Drug eluting stent | Kelas : 3
Abbott | indonesia | MD |  | TACTICATH ™ Contact Force Ablation Catheter, Sensor Enabled ™ | Cardiac ablation percutaneous catheter | Kelas : 3
Abbott | indonesia | IVD |  | ABBOTT Triglyceride2 | Triglyceride test system (kit & cair) | Kelas : 2
Abbott | indonesia | IVD |  | PANBIO™ COVID-19 Ag Rapid Test Device | Respiratory viral panel multiplex nucleic acid assay | Kelas : 2
Abbott | indonesia | IVD |  | ARCHITECT Total T3 Reagent Kit | Total triiodothyronine test system (kit & cair) | Kelas : 2
Abbott | indonesia | IVD |  | ALINITY c Triglyceride2 | Triglyceride test system (kit & cair) | Kelas : 2
Abbott | indonesia | IVD |  | ARCHITECT Free T3 Controls | Quality control material (assayed and unassayed) (cair) | Kelas : 2
Abbott | indonesia | IVD |  | ARCHITECT Free T3 Reagent Kit | Total triiodothyronine test system (kit & cair) | Kelas : 2
Abbott | indonesia | IVD |  | ARCHITECT Total T3 Calibrators | Calibrator (cair) | Kelas : 2
Abbott | indonesia | IVD |  | ARCHITECT Free T3 Calibrators | Calibrator (cair) | Kelas : 2
Abbott | indonesia | IVD |  | ALINITY c Lactic Acid2 | Lactic acid test system (kit & cair) | Kelas : 2
Abbott | indonesia | IVD |  | ALINITY i HBeAg Reagent Kit | Antimitochondrial antibody immunological test system. | Kelas : 3
Abbott | indonesia | IVD |  | PANBIO Dengue Duo IgM Capture and IgG Capture ELISA | Dengue virus serological reagents | Kelas : 2
Abbott | indonesia | IVD |  | ALINITY i Anti-HBe Reagent Kit | Antimitochondrial antibody immunological test system. | Kelas : 3
Abbott | indonesia | IVD |  | ALINITY i Anti-HBs Reagent Kit | Antimitochondrial antibody immunological test system. | Kelas : 3
Abbott | indonesia | IVD |  | ARCHITECT Anti-HBe Reagent Kit | Antimitochondrial antibody immunological test system. | Kelas : 3
Abbott | indonesia | IVD |  | BIOLINE™ Strep A | Staphylococcus aureus serological reagents. | Kelas : 2
Abbott | indonesia | IVD |  | PANBIO Dengue Early ELISA | Dengue virus serological reagents | Kelas : 2
Abbott | indonesia | IVD |  | ARCHITECT Anti-HBe Calibrator | Antimitochondrial antibody immunological test system. | Kelas : 2
Abbott | indonesia | IVD |  | PANBIO Dengue IgG Capture ELISA | Dengue virus serological reagents | Kelas : 2
Abbott | indonesia | IVD |  | PANBIO Dengue IgM Capture ELISA | Dengue virus serological reagents | Kelas : 2
Abbott | indonesia | IVD |  | ALINITY i HBsAg Manual Diluent | Antimitochondrial antibody immunological test system. | Kelas : 2
Abbott | indonesia | IVD |  | PANBIO Dengue Early Rapid | Dengue virus serological reagents | Kelas : 2
Abbott | indonesia | IVD |  | PANBIO Leptospira IgM ELISA | Dengue virus serological reagents | Kelas : 2
Abbott | indonesia | IVD |  | ARCHITECT Anti-HBs Reagent Kit | Antimitochondrial antibody immunological test system. | Kelas : 3
Abbott | indonesia | IVD |  | PANBIO Dengue IgG Indirect ELISA | Dengue virus serological reagents | Kelas : 2
Abbott | indonesia | IVD |  | ALINITY i HBsAg Quantitative Reagent Kit | Antimitochondrial antibody immunological test system. | Kelas : 3
Abbott | indonesia | IVD |  | BIOLINE HIV 1/2 3.0 | Multiple autoantibodies immunological test system. | Kelas : 3
Abbott | indonesia | MD |  | ELLIPSE™ VR | Implantable Cardioverter Defibrillator (Non-Crt) | Kelas : 3
Abbott | indonesia | MD |  | QUADRA Assura MP | Automatic Implantable Cardioverter Defibrillator With Cardiac Resynchronization (Crt-D) | Kelas : 3
Abbott | indonesia | MD |  | QUADRA ASSURA | Automatic Implantable Cardioverter Defibrillator With Cardiac Resynchronization (Crt-D) | Kelas : 3
Abbott | indonesia | MD |  | ELLIPSE™ DR | Implantable Cardioverter Defibrillator (Non-Crt) | Kelas : 3
Abbott | indonesia | MD |  | ELLIPSE™ DR | Implantable Cardioverter Defibrillator (Non-Crt) | Kelas : 3
Abbott | indonesia | MD |  | FORTIFY Assura DR | Implantable Cardioverter Defibrillator (Non-Crt) | Kelas : 3
Abbott | indonesia | MD |  | UNIFY Assura | Automatic Implantable Cardioverter Defibrillator With Cardiac Resynchronization (Crt-D) | Kelas : 3
Abbott | indonesia | MD |  | FORTIFY Assura VR | Implantable Cardioverter Defibrillator (Non-Crt) | Kelas : 3
Abbott | indonesia | MD |  | FORTIFY ASSURA ™ DR | Implantable Cardioverter Defibrillator (Non-Crt) | Kelas : 3
Abbott | indonesia | MD |  | QUADRA ASSURA MP | Automatic Implantable Cardioverter Defibrillator With Cardiac Resynchronization (Crt-D) | Kelas : 3
Abbott | indonesia | MD |  | QUADRA Assura | Automatic Implantable Cardioverter Defibrillator With Cardiac Resynchronization (Crt-D) | Kelas : 3
Abbott | indonesia | MD |  | UNIFY ASSURA | Automatic Implantable Cardioverter Defibrillator With Cardiac Resynchronization (Crt-D) | Kelas : 3
Abbott | indonesia | IVD |  | ARCHITECT HBeAg Calibrators | Antimitochondrial antibody immunological test system. | Kelas : 2
Abbott | indonesia | IVD |  | ARCHITECT Anti-HBe Controls | Antimitochondrial antibody immunological test system. | Kelas : 2
Abbott | indonesia | IVD |  | CELL-DYN Emerald Cleaner | General purpose reagent. | Kelas : 1
Abbott | indonesia | IVD |  | ALINITY i CMV IgG Avidity Reagent Kit | Cytomegalovirus serological reagents. | Kelas : 2
Abbott | indonesia | IVD |  | CELL-DYN Reticulocyte Reagent | Hematology quality control mixture. | Kelas : 2
Abbott | indonesia | IVD |  | ABBOTT CN-Free HGB/NOC Lyse (Cell-Dyn Ruby, Cell DYn 3200 System) | Hematology quality control mixture. | Kelas : 2
Abbott | indonesia | IVD |  | CELL-DYN Emerald CN-Free Lyse | Red cell lysing reagent. | Kelas : 2
Abbott | indonesia | IVD |  | ABBOTT Complement C4 | Complement components immunological test system. | Kelas : 2
Abbott | indonesia | IVD |  | ARCHITECT Anti-HBs Reagent Kit | Antimitochondrial antibody immunological test system. | Kelas : 3
Abbott | indonesia | IVD |  | ARCHITECT Anti-HBs Controls | Antimitochondrial antibody immunological test system. | Kelas : 2
Abbott | indonesia | IVD |  | ARCHITECT Anti-HBs Calibrators | Antimitochondrial antibody immunological test system. | Kelas : 2
Abbott | indonesia | IVD |  | ABBOTT Diluent / Sheath (Cell-Dyn Sapphire and Cell-Dyn Ruby Systems | Hematology quality control mixture. | Kelas : 2
Abbott | indonesia | IVD |  | ABBOTT Complement C3 | Complement components immunological test system. | Kelas : 2
Abbott | indonesia | IVD |  | ABBOTT WBC Lyse (CellDyn Ruby, CellDyn 3200 Systems | Hematology quality control mixture. | Kelas : 2
Abbott | indonesia | IVD |  | ARCHITECT Anti-HBs Specimen Diluent | Blood cell diluents | Kelas : 2
Abbott | indonesia | IVD |  | ARCHITECT HAVAb-IgG Calibrator | Hepatitis A virus (HAV) serological assays. | Kelas : 2
Abbott | indonesia | MD |  | ADVISOR ™ VL Circular Mapping Catheter, Sensor Enabled ™ | Electrode recording catheter or electrode recording probe. | Kelas : 2
Abbott | indonesia | IVD |  | ALINITY i HBsAg Qualitative II Confirmatory Reagent Kit | Antimitochondrial antibody immunological test system. | Kelas : 3
Abbott | indonesia | IVD |  | ALINITY i CMV IgG Avidity Controls | Cytomegalovirus serological reagents. | Kelas : 2
Abbott | indonesia | IVD |  | ARCHITECT HAVAb-IgG Controls | Hepatitis A virus (HAV) serological assays. | Kelas : 2
Abbott | indonesia | IVD |  | ARCHITECT HBeAg Controls | Antimitochondrial antibody immunological test system. | Kelas : 2
Abbott | indonesia | MD |  | SUPERA Peripheral Stent System | Coronary stent | Kelas : 3
Abbott | indonesia | IVD |  | ALINITY i Multi-Assay Manual Diluent | Blood cell diluents | Kelas : 2
Abbott | indonesia | IVD |  | ARCHITECT rHTLV-I/II Calibrator | Antinuclear antibody immunological test system. | Kelas : 2
Abbott | indonesia | IVD |  | BIOLINE Leptospira IgG/IgM | Leptospira spp. serological reagents. | Kelas : 2
Abbott | indonesia | IVD |  | BIOLINE™ Leptospira IgM | Leptospira spp. serological reagents. | Kelas : 2
Abbott | indonesia | IVD |  | ALINITY i 25-OH Vitamin D Controls | Quality control material (assayed and unassayed) (cair) | Kelas : 2
Abbott | indonesia | IVD |  | BIOLINE Salmonella Typhi IgG/IgM Fast | Salmonella spp. serological reagents. | Kelas : 2
Abbott | indonesia | IVD |  | BIOLINE™ Rotavirus | Poliovirus serological reagents. | Kelas : 2
Abbott | indonesia | IVD |  | ALINITY i Anti-HBs Reagent Kit | Antimitochondrial antibody immunological test system. | Kelas : 3
Abbott | indonesia | IVD |  | ALINITY i HBsAg Confirmatory V.1 Reagent Kit | Antimitochondrial antibody immunological test system. | Kelas : 2
Abbott | indonesia | IVD |  | ALINITY i HBsAg Confirmatory V.1 Controls | Antimitochondrial antibody immunological test system. | Kelas : 2
Abbott | indonesia | IVD |  | ALINITY i HBsAg Reagent Kit | Antimitochondrial antibody immunological test system. | Kelas : 2
Abbott | indonesia | IVD |  | ALINITY i Free T4 Controls | Quality control material (assayed and unassayed) (cair) | Kelas : 2
Abbott | indonesia | IVD |  | ALINITY i TSH Controls | Quality control material (assayed and unassayed) (cair) | Kelas : 2
Abbott | indonesia | IVD |  | ALINITY i Total T3 Manual Diluent | General purpose reagent. | Kelas : 1
Abbott | indonesia | IVD |  | Alinity i Estradiol Manual Diluent Kit | Blood cell diluents | Kelas : 2
Abbott | indonesia | IVD |  | ALINITY i Free T3 Controls | Quality control material (assayed and unassayed) (cair) | Kelas : 2
Abbott | indonesia | IVD |  | ALINITY i CMV IgM Calibrator | Cytomegalovirus serological reagents. | Kelas : 2
Abbott | indonesia | IVD |  | ALINITY i HBsAg Confirmatory V.1 Calibrators | Antimitochondrial antibody immunological test system. | Kelas : 2
Abbott | indonesia | MD |  | Mitraclip G4 XTW Clip Delivery System | Cardiology Clip | Kelas : 3
Abbott | indonesia | IVD |  | ALINITY i Total T4 Controls | Quality control material (assayed and unassayed) (cair) | Kelas : 2
Abbott | indonesia | IVD |  | Bioline ™ HCV | Antinuclear antibody immunological test system. | Kelas : 3
Abbott | indonesia | IVD |  | ALINITY i HBsAg Qualitative II Calibrators | Antimitochondrial antibody immunological test system. | Kelas : 2
Abbott | indonesia | IVD |  | ALINITY i AFP Controls | AFP-L3% immunological test system. | Kelas : 2
Abbott | indonesia | IVD |  | ALINITY i HBsAg Calibrators | Antimitochondrial antibody immunological test system. | Kelas : 2
Abbott | indonesia | IVD |  | ALINITY i Ferritin Controls | Hematology quality control mixture. | Kelas : 2
Abbott | indonesia | IVD |  | ARCHITECT HAVAb-IgM Calibrator | Hepatitis A virus (HAV) serological assays. | Kelas : 2
Abbott | indonesia | IVD |  | ID NOW™ COVID-19 Control Swab Kit | Respiratory viral panel multiplex nucleic acid assay | Kelas : 2
Abbott | indonesia | IVD |  | ARCHITECT HAVAb-IgM Controls | Hepatitis A virus (HAV) serological assays. | Kelas : 2
Abbott | indonesia | IVD |  | ALINITY i HBsAg Qualitative II Controls | Antimitochondrial antibody immunological test system. | Kelas : 2
Abbott | indonesia | IVD |  | ARCHITECT HAVAb-IgM Reagent Kit | Hepatitis A virus (HAV) serological assays. | Kelas : 2
Abbott | indonesia | IVD |  | ALINITY i HBsAg Controls | Antimitochondrial antibody immunological test system. | Kelas : 2
Abbott | indonesia | IVD |  | ALINITY i SARS-CoV-2 IgG II Quant Calibrator Kit | Respiratory viral panel multiplex nucleic acid assay | Kelas : 2
Abbott | indonesia | IVD |  | ALINITY i Anti-HBs Calibrators | Antimitochondrial antibody immunological test system. | Kelas : 2
Abbott | indonesia | IVD |  | ALINITY i Total β-hCG Controls | Quality control material (assayed and unassayed) (strip) | Kelas : 2
Abbott | indonesia | IVD |  | ALINITY i Cortisol Reagent Kit | Cortisol (hydrocortisone and hydroxycorticosterone) test system (kit & cair) | Kelas : 2
Abbott | indonesia | IVD |  | ALINITY i HBsAg Qualitative II Reagent Kit | Antimitochondrial antibody immunological test system. | Kelas : 3
Abbott | indonesia | IVD |  | ALINITY i Anti-HBs Controls | Antimitochondrial antibody immunological test system. | Kelas : 2
Abbott | indonesia | IVD |  | ALINITY i AFP Calibrators | AFP-L3% immunological test system. | Kelas : 2
Abbott | indonesia | IVD |  | ALINITY i SARS-CoV-2 IgG II Quant Control Kit | Respiratory viral panel multiplex nucleic acid assay | Kelas : 2
Abbott | indonesia | IVD |  | ALINITY i AFP Reagent Kit | AFP-L3% immunological test system. | Kelas : 2
Abbott | indonesia | IVD |  | DetermineTM TB LAM Ag | Microorganism differentiation and identification device. | Kelas : 2
Abbott | indonesia | IVD |  | ALINITY i-series Concentrated Wash Buffer | General purpose reagent. | Kelas : 1
Abbott | indonesia | IVD |  | ALINITY i Total T3 Calibrators | Calibrator (cair) | Kelas : 2
Abbott | indonesia | IVD |  | ALINITY i 25-OH Vitamin D Calibrators | Calibrator (cair) | Kelas : 2
Abbott | indonesia | IVD |  | ALINITY i Rubella IgM Calibrator | Rubella virus serological reagents. | Kelas : 2
Abbott | indonesia | IVD |  | ABBOTT SARS-CoV-2 IgG II Quant Control Kit | Respiratory viral panel multiplex nucleic acid assay | Kelas : 2
Abbott | indonesia | IVD |  | ALINITY i Rubella IgM Reagent Kit | Rubella virus serological reagents. | Kelas : 2
Abbott | indonesia | IVD |  | Panbio™ COVID-19 Ag Rapid Test Device (Nasal) | Respiratory viral panel multiplex nucleic acid assay | Kelas : 2
Abbott | indonesia | IVD |  | ABBOTT SARS-CoV-2 IgG II Quant Reagent Kit | Respiratory viral panel multiplex nucleic acid assay | Kelas : 2
Abbott | indonesia | IVD |  | ALINITY i CMV IgM Reagent Kit | Cytomegalovirus serological reagents. | Kelas : 2
Abbott | indonesia | IVD |  | ALINITY i Pepsinogen I Reagent Kit | Antiparietal antibody immunological test system. | Kelas : 2
Abbott | indonesia | IVD |  | ALINITY i-series Probe Conditioning Solution | General purpose reagent. | Kelas : 1
Abbott | indonesia | IVD |  | ALINITY i CEA Controls | Tumor-associated antigen immunological test system. | Kelas : 2
Abbott | indonesia | IVD |  | ABBOTT SARS-CoV-2 IgG II Quant Calibrator Kit | Respiratory viral panel multiplex nucleic acid assay | Kelas : 2
Abbott | indonesia | IVD |  | ALINITY i CEA Reagent Kit | Tumor-associated antigen immunological test system. | Kelas : 2
Abbott | indonesia | MD |  | Mitraclip G4 XT Clip Delivery System | Cardiology Clip | Kelas : 3
Abbott | indonesia | IVD |  | ALINITY i SARS-CoV-2 IgG II Quant Reagent Kit | Respiratory viral panel multiplex nucleic acid assay | Kelas : 2
Abbott | indonesia | IVD |  | ALINITY i HBsAg Qualitative II Confirmatory Manual Diluent | Antimitochondrial antibody immunological test system. | Kelas : 2
Abbott | indonesia | IVD |  | ALINITY i Free T3 Reagent Kit | Total triiodothyronine test system (kit & cair) | Kelas : 2
Abbott | indonesia | IVD |  | ALINITY i CEA Calibrators | Tumor-associated antigen immunological test system. | Kelas : 2
Abbott | indonesia | IVD |  | ALINITY i CMV IgG Calibrators | Cytomegalovirus serological reagents. | Kelas : 2
Abbott | indonesia | IVD |  | ALINITY i CMV IgG Controls | Cytomegalovirus serological reagents. | Kelas : 2
Abbott | indonesia | MD |  | MITRACLIP G4 Steerable Guide Catheter | Steerable catheter. | Kelas : 2
Abbott | indonesia | IVD |  | ALINITY i Rubella IgG Reagent Kit | Rubella virus serological reagents. | Kelas : 2
Abbott | indonesia | IVD |  | ALINITY i Rubella IgG Calibrators | Rubella virus serological reagents. | Kelas : 2
Abbott | indonesia | IVD |  | ALINITY i Estradiol Reagent Kit | Estradiol test system (kit & cair) | Kelas : 2
Abbott | indonesia | IVD |  | ALINITY i T-Uptake Reagent Kit | Triiodothyronine uptake test system (kit & cair) | Kelas : 2
Abbott | indonesia | IVD |  | ALINITY i Rubella IgM Controls | Rubella virus serological reagents. | Kelas : 2
Abbott | indonesia | IVD |  | ALINITY i CMV IgM Controls | Cytomegalovirus serological reagents. | Kelas : 2
Abbott | indonesia | IVD |  | ALINITY i Rubella IgG Controls | Rubella virus serological reagents. | Kelas : 2
Abbott | indonesia | IVD |  | ALINITY i Estradiol Calibrators | Calibrator (cair) | Kelas : 2
Abbott | indonesia | IVD |  | ALINITY i Free T3 Calibrators | Calibrator (cair) | Kelas : 2
Abbott | indonesia | IVD |  | ALINITY i Estradiol Controls | Quality control material (assayed and unassayed) (cair) | Kelas : 2
Abbott | indonesia | IVD |  | ALINITY i Total T3 Reagent Kit | Total triiodothyronine test system (kit & cair) | Kelas : 2
Abbott | indonesia | IVD |  | ALINITY i CMV IgG Reagent Kit | Cytomegalovirus serological reagents. | Kelas : 2
Abbott | indonesia | IVD |  | ALINITY i STAT High Sensitive Troponin-I Reagent Kit | Creatine phosphokinase/creatine kinase or isoenzymes test system(kit & cair) | Kelas : 2
Abbott | indonesia | IVD |  | FREESTYLE Optium Blood β-Ketone Test Strips | Ketones (nonquantitative) test system (strip & midstream) | Kelas : 2
Abbott | indonesia | IVD |  | ALINITY i 25-OH Vitamin D Reagent Kit | Vitamin D test system (kit & cair) | Kelas : 2
Abbott | indonesia | IVD |  | ALINITY i Free T4 Calibrators | Calibrator (cair) | Kelas : 2
Abbott | indonesia | IVD |  | ARCHITECT FSH Calibrators | Calibrator (cair) | Kelas : 2
Abbott | indonesia | IVD |  | ALINITY i Prolactin Reagent Kit | Prolactin (lactogen) test system (kit & cair) | Kelas : 2
Abbott | indonesia | IVD |  | ALINITY i Total T4 Reagent Kit | Total thyroxine test system (kit & cair) | Kelas : 2
Abbott | indonesia | IVD |  | ALINITY i Total B-hCG Reagent Kit | Human chorionic gonadotropin (HCG) test system (kit & cair) | Kelas : 2
Abbott | indonesia | IVD |  | ALINITY i STAT High Sensitive Troponin-I Controls | Quality control material (assayed and unassayed) (cair) | Kelas : 2
Abbott | indonesia | IVD |  | ALINITY i Prolactin Controls | Quality control material (assayed and unassayed) (cair) | Kelas : 2
Abbott | indonesia | IVD |  | ALINITY i Total T4 Calibrators | Calibrator (cair) | Kelas : 2
Abbott | indonesia | IVD |  | ALINITY i STAT High Sensitive Troponin-I Calibrators | Calibrator (cair) | Kelas : 2
Abbott | indonesia | IVD |  | ALINITY i Ferritin Calibrators | Calibrator for hemoglobin or hematocrit measurement. | Kelas : 2
Abbott | indonesia | IVD |  | ALINITY i Ferritin Reagent Kit | Ferritin immunological test system. | Kelas : 2
Abbott | indonesia | IVD |  | ALINITY i Free T4 Reagent Kit | Free thyroxine test system (kit & cair) | Kelas : 2
Abbott | indonesia | IVD |  | ID NOW™ COVID-19 | Respiratory viral panel multiplex nucleic acid assay | Kelas : 2
Abbott | indonesia | IVD |  | ALINITY i Total B-hCG Calibrators | Calibrator (cair) | Kelas : 2
Abbott | indonesia | IVD |  | ARCHITECT HIV Ag/Ab Combo Reagent Kit | Multiple autoantibodies immunological test system. | Kelas : 3
Abbott | indonesia | IVD |  | ALINITY i Prolactin Calibrators | Calibrator (cair) | Kelas : 2
Abbott | indonesia | IVD |  | ALINITY i HBeAg Quantitative Controls | Antimitochondrial antibody immunological test system. | Kelas : 2
Abbott | indonesia | MD |  | MitraClip G4 NT Clip Delivery System | Cardiology Clip | Kelas : 3
Abbott | indonesia | MD |  | MitraClip G4 NTW Clip Delivery System | Vascular clip. | Kelas : 3
Abbott | indonesia | IVD |  | ARCHITECT FSH Reagent Kit | Follicle-stimulating hormone test system (kit & cair) | Kelas : 2
Abbott | indonesia | IVD |  | ARCHITECT HIV Ag/Ab Combo Controls | Multiple autoantibodies immunological test system. | Kelas : 2
Abbott | indonesia | IVD |  | ALINITY i HBeAg Quantitative Calibrators | Antimitochondrial antibody immunological test system. | Kelas : 2
Abbott | indonesia | IVD |  | ARCHITECT i Carbamazepine Calibrators | Clinical toxicology calibrator (kit & cair) | Kelas : 2
Abbott | indonesia | IVD |  | ARCHITECT i Carbamazepine Reagent Kit | Neuroleptic drugs radioreceptor assay test system (kit & cair) | Kelas : 2
Abbott | indonesia | IVD |  | Alinity c Urea Nitrogen2 | Urea nitrogen test system (kit & cair) | Kelas : 2
Abbott | indonesia | IVD |  | ALINITY c Apolipoprotein B | Lipoprotein test system (kit & cair) | Kelas : 2
Abbott | indonesia | IVD |  | ALINITY i TSH Reagent Kit | Thyroid stimulating hormone test system (kit & cair) | Kelas : 2
Abbott | indonesia | IVD |  | ABBOTT ICT Sample Diluent | Blood cell diluents | Kelas : 2
Abbott | indonesia | IVD |  | ARCHITECT FSH Controls | Quality control material (assayed and unassayed) (cair) | Kelas : 2
Abbott | indonesia | IVD |  | ARCHITECT LH Reagent Kit | Luteinizing hormone test system (kit & cair) | Kelas : 2
Abbott | indonesia | IVD |  | Alinity h-series HGB Reagent | Red cell lysing reagent. | Kelas : 2
Abbott | indonesia | IVD |  | Alinity h-series WBC Reagent | Blood cell diluents | Kelas : 2
Abbott | indonesia | IVD |  | ALINITY i TSH Calibrators | Calibrator (cair) | Kelas : 2
Abbott | indonesia | IVD |  | ARCHITECT HIV Ag/Ab Combo Calibrator | Multiple autoantibodies immunological test system. | Kelas : 2
Abbott | indonesia | IVD |  | ALINITY i HIV Ag/Ab Combo Controls | Multiple autoantibodies immunological test system. | Kelas : 2
Abbott | indonesia | IVD |  | ALINITY i HAVAb IgM Reagent Kit | Hepatitis A virus (HAV) serological assays. | Kelas : 2
Abbott | indonesia | IVD |  | ALINITY i HBeAg Controls | Antimitochondrial antibody immunological test system. | Kelas : 2
Abbott | indonesia | IVD |  | ALINITY i HIV Ag/Ab Combo Reagent Kit | Multiple autoantibodies immunological test system. | Kelas : 3
Abbott | indonesia | IVD |  | ALINITY i HIV Ag/Ab Combo Calibrator | Multiple autoantibodies immunological test system. | Kelas : 2
Abbott | indonesia | IVD |  | ALINITY i Toxo IgG Calibrators | Toxoplasma gondii serological reagents. | Kelas : 2
Abbott | indonesia | IVD |  | ALINITY i Toxo IgG Reagent Kit | Toxoplasma gondii serological reagents. | Kelas : 2
Abbott | indonesia | IVD |  | ALINITY i Anti-HBc II Reagent Kit | Antimitochondrial antibody immunological test system. | Kelas : 3
Abbott | indonesia | IVD |  | ALINITY i Toxo IgG Controls | Toxoplasma gondii serological reagents. | Kelas : 2
Abbott | indonesia | IVD |  | ALINITY i Anti-HBc IgM Reagent Kit | Antimitochondrial antibody immunological test system. | Kelas : 3
Abbott | indonesia | IVD |  | ALINITY i HAVAb-IgM Calibrator | Hepatitis A virus (HAV) serological assays. | Kelas : 2
Abbott | indonesia | IVD |  | ALINITY i HBeAg Calibrators | Antimitochondrial antibody immunological test system. | Kelas : 2
Abbott | indonesia | IVD |  | ALINITY i Anti-HBc II Calibrator | Antimitochondrial antibody immunological test system. | Kelas : 2
Abbott | indonesia | IVD |  | ALINITY i Anti-HBc II Controls | Antimitochondrial antibody immunological test system. | Kelas : 2
Abbott | indonesia | IVD |  | ALINITY i Anti-HBe Calibrator | Antimitochondrial antibody immunological test system. | Kelas : 2
Abbott | indonesia | IVD |  | ALINITY i Toxo IgM Calibrator | Toxoplasma gondii serological reagents. | Kelas : 2
Abbott | indonesia | IVD |  | ALINITY i Anti-HBc IgM Calibrators | Antimitochondrial antibody immunological test system. | Kelas : 2
Abbott | indonesia | IVD |  | ALINITY i Anti-HBe Controls | Antimitochondrial antibody immunological test system. | Kelas : 2
Abbott | indonesia | IVD |  | BIOLINE™ HBsAg | Antimitochondrial antibody immunological test system. | Kelas : 3
Abbott | indonesia | IVD |  | DETERMINE™ HIV Controls | Multiple autoantibodies immunological test system. | Kelas : 2
Abbott | indonesia | IVD |  | ALINITY i Toxo IgG Avidity Reagent Kit | Toxoplasma gondii serological reagents. | Kelas : 2
Abbott | indonesia | IVD |  | ALINITY i Anti HCV Reagent Kit | Antinuclear antibody immunological test system. | Kelas : 2
Abbott | indonesia | IVD |  | ALINITY i HAVAb-IgG Controls | Hepatitis A virus (HAV) serological assays. | Kelas : 2
Abbott | indonesia | IVD |  | ALINITY i HAVAb IgG Reagent Kit | Hepatitis A virus (HAV) serological assays. | Kelas : 2
Abbott | indonesia | IVD |  | ALINITY c Microalbumin Controls | Quality control material (assayed and unassayed) (cair) | Kelas : 2
Abbott | indonesia | IVD |  | ALINITY i Syphilis TP Reagent Kit | Treponema pallidum nontreponemal test reagents. | Kelas : 2
Abbott | indonesia | IVD |  | BIOLINE™ H.pylori. Ag | Campylobacter fetus serological reagents. | Kelas : 2
Abbott | indonesia | IVD |  | ALINITY i Anti-HCV Calibrator | Antinuclear antibody immunological test system. | Kelas : 2
Abbott | indonesia | IVD |  | ALINITY i Anti-HCV Controls | Antinuclear antibody immunological test system. | Kelas : 2
Abbott | indonesia | IVD |  | ALINITY c Microalbumin Calibrators | Calibrator (cair) | Kelas : 2
Abbott | indonesia | IVD |  | ALINITY i HAVAb-IgM Controls | Hepatitis A virus (HAV) serological assays. | Kelas : 2
Abbott | indonesia | IVD |  | ALINITY i Anti-HBc IgM Controls | Antimitochondrial antibody immunological test system. | Kelas : 2
Abbott | indonesia | IVD |  | ALINITY i Syphilis TP Calibrator | Treponema pallidum treponemal test reagents. | Kelas : 2
Abbott | indonesia | IVD |  | ALINITY i Toxo IgM Reagent Kit | Toxoplasma gondii serological reagents. | Kelas : 2
Abbott | indonesia | IVD |  | ALINITY i HAVAb IgG Calibrator | Hepatitis A virus (HAV) serological assays. | Kelas : 2
Abbott | indonesia | IVD |  | ABBOTT Microalbumin Calibrators | Calibrator (cair) | Kelas : 2
Abbott | indonesia | IVD |  | ALINITY i Toxo IgG Avidity Controls | Toxoplasma gondii serological reagents. | Kelas : 2
Abbott | indonesia | IVD |  | ALINITY i Toxo IgM Controls | Toxoplasma gondii serological reagents. | Kelas : 2
Abbott | indonesia | IVD |  | BIOLINE ™ Malaria Ag P.f / Pan | Plasmodium species antigen detection assays | Kelas : 2
Abbott | indonesia | IVD |  | Bioline™ H.pylori | Campylobacter fetus serological reagents. | Kelas : 2
Abbott | indonesia | IVD |  | ALINITY c Microalbumin | Albumin test system (kit & cair) | Kelas : 2
Abbott | indonesia | IVD |  | ALINITY i Syphilis TP Controls | Treponema pallidum treponemal test reagents. | Kelas : 2
Abbott | indonesia | IVD |  | BIOLINE™ HAV IgG / IgM | Hepatitis A virus (HAV) serological assays. | Kelas : 2
Abbott | indonesia | MD |  | Abbott FAST-CATH™ Hemostasis Introducer | Catheter introducer | Kelas : 2
Abbott | indonesia | IVD |  | Bioline™ Dengue Duo | Dengue virus serological reagents | Kelas : 2
Abbott | indonesia | IVD |  | ALINITY i SARS-CoV-2 IgG Calibrator Kit | Respiratory viral panel multiplex nucleic acid assay | Kelas : 2
Abbott | indonesia | IVD |  | Bioline ™ Dengue IgG/IgM | Dengue virus serological reagents | Kelas : 2
Abbott | indonesia | IVD |  | Bioline™ Influenza Antigen | Influenza virus serological reagents. | Kelas : 2
Abbott | indonesia | IVD |  | Bioline ™ Malaria Ag P.f / P.v | Plasmodium species antigen detection assays | Kelas : 2
Abbott | indonesia | IVD |  | ABBOTT Apolipoprotein A1 | Lipoprotein test system (kit & cair) | Kelas : 2
Abbott | indonesia | IVD |  | ABBOTT Microalbumin Controls | Quality control material (assayed and unassayed) (cair) | Kelas : 2
Abbott | indonesia | IVD |  | ABBOTT Microalbumin | Albumin test system (kit & cair) | Kelas : 2
Abbott | indonesia | IVD |  | ABBOTT UroColor 10 | Multi parameter clinical chemistry test system | Kelas : 2
Abbott | indonesia | IVD |  | ARCHITECT Total β-hCG Controls | Quality control material (assayed and unassayed) (cair) | Kelas : 2
Abbott | indonesia | IVD |  | ARCHITECT LH Calibrators | Calibrator (cair) | Kelas : 2
Abbott | indonesia | IVD |  | ARCHITECT Ferritin Reagent Kit | Ferritin immunological test system. | Kelas : 2
Abbott | indonesia | IVD |  | ALINITY i SARS-CoV-2 IgM Reagent Kit | Respiratory viral panel multiplex nucleic acid assay | Kelas : 2
Abbott | indonesia | MD |  | Fast Cath ™ Hemostasis Introducer | Catheter introducer | Kelas : 2
Abbott | indonesia | IVD |  | Bioline ™ Dengue IgG/IgM WB | Dengue virus serological reagents | Kelas : 2
Abbott | indonesia | IVD |  | Bioline ™ Dengue NS1 Ag | Dengue virus serological reagents | Kelas : 2
Abbott | indonesia | MD |  | SWARTZ ™ Braided Transseptal Guiding Introducer | Catheter introducer | Kelas : 2
Abbott | indonesia | IVD |  | ALINITY c Immunoglobulin G | Immunoglobulins A, G, M, D, and E immunological test system. | Kelas : 2
Abbott | indonesia | IVD |  | ALINITY c Apolipoprotein A1 | Lipoprotein test system (kit & cair) | Kelas : 2
Abbott | indonesia | IVD |  | ABBOTT SARS-CoV-2 IgM Reagent Kit | Respiratory viral panel multiplex nucleic acid assay | Kelas : 2
Abbott | indonesia | IVD |  | ALINITY i SARS-CoV-2 IgG Reagent Kit | Respiratory viral panel multiplex nucleic acid assay | Kelas : 2
Abbott | indonesia | IVD |  | ALINITY c Prealbumin | Prealbumin immunological test system. | Kelas : 2
Abbott | indonesia | IVD |  | ALINITY c Complement C4 | Complement components immunological test system. | Kelas : 2
Abbott | indonesia | IVD |  | ALINITY i STAT High Sensitive Troponin-I Reagent Kit | Creatine phosphokinase/creatine kinase or isoenzymes test system(kit & cair) | Kelas : 2
Abbott | indonesia | IVD |  | ALINITY c Haptoglobin | Haptoglobin immunological test system. | Kelas : 2
Abbott | indonesia | IVD |  | ARCHITECT Prolactin Calibrators | Calibrator (cair) | Kelas : 2
Abbott | indonesia | IVD |  | Bioline ™ Syphilis 3.0 | Treponema pallidum treponemal test reagents. | Kelas : 2
Abbott | indonesia | IVD |  | ABBOTT Apolipoprotein B | Alpha -1-lipoprotein immunological test system. | Kelas : 2
Abbott | indonesia | IVD |  | ABBOTT Prealbumin | Prealbumin immunological test system. | Kelas : 2
Abbott | indonesia | IVD |  | DETERMINE™ Syphilis TP | Treponema pallidum treponemal test reagents. | Kelas : 2
Abbott | indonesia | IVD |  | ABBOTT SARS-CoV-2 IgM Control Kit | Respiratory viral panel multiplex nucleic acid assay | Kelas : 2
Abbott | indonesia | IVD |  | ALINITY i SARS-CoV-2 IgM Control Kit | Respiratory viral panel multiplex nucleic acid assay | Kelas : 2
Abbott | indonesia | IVD |  | ALINITY c Uric Acid2 | Uric acid test system (kit & cair) | Kelas : 2
Abbott | indonesia | IVD |  | ALINITY c Immunoglobulin A | Immunoglobulins A, G, M, D, and E immunological test system. | Kelas : 2
Abbott | indonesia | IVD |  | ABBOTT Rheumatoid Factor | Rheumatoid factor immunological test system. | Kelas : 2
Abbott | indonesia | IVD |  | ABBOTT SARS-CoV-2 IgM Calibrator Kit | Respiratory viral panel multiplex nucleic acid assay | Kelas : 2
Abbott | indonesia | IVD |  | ALINITY c Complement C3 | Complement components immunological test system. | Kelas : 2
Abbott | indonesia | IVD |  | ALINITY c Immunoglobulin M | Immunoglobulins A, G, M, D, and E immunological test system. | Kelas : 2
Abbott | indonesia | IVD |  | ALINITY c Amylase2 | Amylase test system (kit & cair) | Kelas : 2
Abbott | indonesia | IVD |  | Bioline™ TB Ag MPT64 | Mycobacterium tuberculosis immunofluorescent reagents. | Kelas : 2
Abbott | indonesia | IVD |  | Alinity c Total Protein2 | Total protein test system (kit & cair) | Kelas : 2
Abbott | indonesia | IVD |  | ALINITY i SARS-CoV-2 IgM Calibrator Kit | Respiratory viral panel multiplex nucleic acid assay | Kelas : 2
Abbott | indonesia | IVD |  | ABBOTT Albumin BCG2 | Albumin test system (kit & cair) | Kelas : 2
Abbott | indonesia | IVD |  | ALINITY Albumin BCP2 | Albumin test system (kit & cair) | Kelas : 2
Abbott | indonesia | IVD |  | ABBOTT Cholesterol2 | Cholesterol (total) test system (kit & cair) | Kelas : 2
Abbott | indonesia | MD |  | ENGAGE TR ™ Introducer | Catheter introducer | Kelas : 2
Abbott | indonesia | MD |  | ABBOTT Engage™ Introducer | Catheter introducer | Kelas : 2
Abbott | indonesia | IVD |  | ALINITY Pre-Trigger Solution | General purpose reagent. | Kelas : 1
Abbott | indonesia | IVD |  | ARCHITECT Pre-Trigger Solution | General purpose reagent. | Kelas : 1
Abbott | indonesia | IVD |  | ARCHITECT AFP Reagent Kit | AFP-L3% immunological test system. | Kelas : 2
Abbott | indonesia | IVD |  | ARCHITECT Trigger Solution | General purpose reagent. | Kelas : 1
Abbott | indonesia | IVD |  | Alinity Trigger Solution | General purpose reagent. | Kelas : 1
Abbott | indonesia | IVD |  | ARCHITECT Probe Conditioning Solution | General purpose reagent. | Kelas : 1
Abbott | indonesia | IVD |  | ABBOTT SARS-CoV-2 IgG Control Kit | Respiratory viral panel multiplex nucleic acid assay | Kelas : 2
Abbott | indonesia | IVD |  | ABBOTT SARS-CoV-2 IgG Reagent Kit | Respiratory viral panel multiplex nucleic acid assay | Kelas : 2
Abbott | indonesia | IVD |  | ARCHITECT AFP Calibrators | AFP-L3% immunological test system. | Kelas : 2
Abbott | indonesia | IVD |  | ARCHITECT HBeAg Reagent Kit | Antimitochondrial antibody immunological test system. | Kelas : 3
Abbott | indonesia | IVD |  | ALINITY Pre-Trigger Solution | Analyte specific reagents. | Kelas : 2
Abbott | indonesia | IVD |  | ARCHITECT AFP Controls | AFP-L3% immunological test system. | Kelas : 2
Abbott | indonesia | IVD |  | ALINITY Trigger Solution | General purpose reagent. | Kelas : 1
Abbott | indonesia | IVD |  | ARCHITECT HBeAg Quantitative Controls | Antimitochondrial antibody immunological test system. | Kelas : 2
Abbott | indonesia | IVD |  | ABBOTT RealTime HIV-1 Amplification Reagent Kit | Multiple autoantibodies immunological test system. | Kelas : 3
Abbott | indonesia | IVD |  | ABBOTT SARS-CoV-2 IgG Calibrator Kit | Respiratory viral panel multiplex nucleic acid assay | Kelas : 2
Abbott | indonesia | IVD |  | ARCHITECT HBeAg Quantitative Calibrators | Antimitochondrial antibody immunological test system. | Kelas : 2
Abbott | indonesia | IVD |  | ABBOTT Realtime SARS-CoV-2 Control Kit | Respiratory viral panel multiplex nucleic acid assay | Kelas : 2
Abbott | indonesia | IVD |  | ARCHITECT TSH Controls | Quality control material (assayed and unassayed) (cair) | Kelas : 2
Abbott | indonesia | IVD |  | ALINITY i HBsAg Next Confirmatory Manual Diluent | Blood cell diluents | Kelas : 2
Abbott | indonesia | IVD |  | ARCHITECT Ferritin Calibrators | Ferritin immunological test system. | Kelas : 2
Abbott | indonesia | IVD |  | ABBOTT RealTime HCV Genotype II Control Kit | Antinuclear antibody immunological test system. | Kelas : 2
Abbott | indonesia | IVD |  | ABBOTT RealTime HCV Control Kit | Antinuclear antibody immunological test system. | Kelas : 2
Abbott | indonesia | IVD |  | ABBOTT Immunoglobulin G | Immunoglobulins A, G, M, D, and E immunological test system. | Kelas : 2
Abbott | indonesia | IVD |  | ABBOTT Transferrin | Transferrin immunological test system. | Kelas : 2
Abbott | indonesia | IVD |  | ABBOTT Uric Acid2 | Uric acid test system (kit & cair) | Kelas : 2
Abbott | indonesia | IVD |  | ABBOTT Capillary Tube | Capillary blood collection tube. | Kelas : 2
Abbott | indonesia | IVD |  | I-STAT G3+ Cartridge | Blood gases (P CO 2, P O 2) and blood pH test system (card) | Kelas : 2
Abbott | indonesia | IVD |  | ALINITY c Transferrin | Transferrin immunological test system. | Kelas : 2
Abbott | indonesia | IVD |  | ABBOTT Immunoglobulin A | Immunoglobulins A, G, M, D, and E immunological test system. | Kelas : 2
Abbott | indonesia | IVD |  | ABBOTT Complement C4 | Complement components immunological test system. | Kelas : 2
Abbott | indonesia | IVD |  | ABBOTT Magnesium | Magnesium test system (kit & cair) | Kelas : 2
Abbott | indonesia | IVD |  | ABBOTT Haptoglobin | Haptoglobin immunological test system. | Kelas : 2
Abbott | indonesia | IVD |  | m-PIMA™ HIV-1/2 VL | Multiple autoantibodies immunological test system. | Kelas : 2
Abbott | indonesia | IVD |  | ABBOTT Immunoglobulin M | Immunoglobulins A, G, M, D, and E immunological test system. | Kelas : 2
Abbott | indonesia | IVD |  | I-STAT CG4+ Cartridge | Multi parameter clinical chemistry test system | Kelas : 2
Abbott | indonesia | IVD |  | ARCHITECT Folate Reagent Kit | Folic acid test system (kit & cair) | Kelas : 2
Abbott | indonesia | IVD |  | ARCHITECT Ferritin Controls | Ferritin immunological test system. | Kelas : 2
Abbott | indonesia | IVD |  | ABBOTT Complement C3 | Complement components immunological test system. | Kelas : 2
Abbott | indonesia | IVD |  | ABBOTT Creatinine2 | Creatinine test system (kit & cair) | Kelas : 2
Abbott | indonesia | IVD |  | ALINITY i HBsAg Next Qualitative Reagent Kit | Antimitochondrial antibody immunological test system. | Kelas : 3
Abbott | indonesia | IVD |  | ABBOTT Albumin BCP2 | Albumin test system (kit & cair) | Kelas : 2
Abbott | indonesia | IVD |  | ALINITY c Magnesium | Magnesium test system (kit & cair) | Kelas : 2
Abbott | indonesia | IVD |  | ALINITY i Anti-HCV Reagent Kit | Antinuclear antibody immunological test system. | Kelas : 3
Abbott | indonesia | IVD |  | ABBOTT RealTime CMV Amplification Reagent Kit | Cytomegalovirus serological reagents. | Kelas : 2
Abbott | indonesia | IVD |  | ALINITY i HBsAg Next Confirmatory Reagent Kit | Antimitochondrial antibody immunological test system. | Kelas : 3
Abbott | indonesia | IVD |  | ABBOTT RealTime HBV Calibrator Kit | Antimitochondrial antibody immunological test system. | Kelas : 2
Abbott | indonesia | IVD |  | ABBOTT Urea Nitrogen2 | Urea nitrogen test system (kit & cair) | Kelas : 2
Abbott | indonesia | IVD |  | ALINITY i HBsAg Next Qualitative Calibrators | Antimitochondrial antibody immunological test system. | Kelas : 2
Abbott | indonesia | IVD |  | Abbott PIMA ™ CD4 | Automated differential cell counter | Kelas : 2
Abbott | indonesia | IVD |  | PIMA ™ Bead Standard | Hematology quality control mixture. | Kelas : 2
Abbott | indonesia | MD |  | Xience Skypoint Everolimus Eluting Coronary Stent System | Drug eluting stent | Kelas : 3
Abbott | indonesia | IVD |  | PIMA CD4 | Automated differential cell counter | Kelas : 2
Abbott | indonesia | IVD |  | ABBOTT RealTime HIV-1 Qualitative Amplification Reagent Kit | Multiple autoantibodies immunological test system. | Kelas : 3
Abbott | indonesia | IVD |  | Determine ™ HIV 1/2 | Multiple autoantibodies immunological test system. | Kelas : 3
Abbott | indonesia | MD |  | Triclip G4 System | Cardiology Clip | Kelas : 3
Abbott | indonesia | IVD |  | Panbio ™ COVID-19 Antigen Self-Test | Respiratory viral panel multiplex nucleic acid assay | Kelas : 2
Abbott | indonesia | IVD |  | DETERMINE HBsAg 2 | Antimitochondrial antibody immunological test system. | Kelas : 3
Abbott | indonesia | IVD |  | PIMA ™ Bead Standard | Hematology quality control mixture. | Kelas : 2
Abbott | indonesia | IVD |  | ALINITY i Folate Manual Diluent | Blood cell diluents | Kelas : 2
Abbott | indonesia | IVD |  | ABBOTT Alinity m SARS-CoV-2 CTRL Kit | Respiratory viral panel multiplex nucleic acid assay | Kelas : 2
Abbott | indonesia | IVD |  | UCH-L1 Reagent Kit For Use With Alinity i | Whole human plasma or serum immunological test system. | Kelas : 2
Abbott | indonesia | IVD |  | ARCHITECT CMV IgG Calibrators | Cytomegalovirus serological reagents. | Kelas : 2
Abbott | indonesia | IVD |  | ARCHITECT CMV IgM Calibrator | Cytomegalovirus serological reagents. | Kelas : 2
Abbott | indonesia | IVD |  | ARCHITECT HBsAg Qualitative II Reagent Kit | Antimitochondrial antibody immunological test system. | Kelas : 2
Abbott | indonesia | IVD |  | ABBOTT Alinity m SARS-CoV-2 AMP Kit | Respiratory viral panel multiplex nucleic acid assay | Kelas : 2
Abbott | indonesia | IVD |  | GFAP Reagent Kit For Use With Alinity i | Whole human plasma or serum immunological test system. | Kelas : 2
Abbott | indonesia | IVD |  | ARCHITECT Rubella IgM Controls | Rubella virus serological reagents. | Kelas : 2
Abbott | indonesia | IVD |  | ABBOTT Total Protein2 | Total protein test system (kit & cair) | Kelas : 2
Abbott | indonesia | IVD |  | ABBOTT RealTime HCV Calibrator Kit | Antinuclear antibody immunological test system. | Kelas : 2
Abbott | indonesia | IVD |  | ABBOTT RealTime CMV Control Kit | Cytomegalovirus serological reagents. | Kelas : 2
Abbott | indonesia | IVD |  | ALINITY i HBsAg Next Qualitative Controls | Antimitochondrial antibody immunological test system. | Kelas : 2
Abbott | indonesia | IVD |  | ABBOTT RealTime CMV Calibrator Kit | Cytomegalovirus serological reagents. | Kelas : 2
Abbott | indonesia | IVD |  | ABBOTT RealTime SARS-CoV-2 Amplification Reagent Kit | Respiratory viral panel multiplex nucleic acid assay | Kelas : 2
Abbott | indonesia | IVD |  | NycoCard ™ Reader II and Accessories | Instrumentation for clinical multiplex test systems. | Kelas : 2
Abbott | indonesia | IVD |  | FREESTYLE Optium Neo H Blood Glucose Test Strips | Glucose test system (strip & midstream) | Kelas : 2
Abbott | indonesia | IVD |  | Alinity i Anti-HCV Calibrator | Antinuclear antibody immunological test system. | Kelas : 2
Abbott | indonesia | IVD |  | ABBOTT Cholesterol2 | Cholesterol (total) test system (kit & cair) | Kelas : 2
Abbott | indonesia | IVD |  | FREESTYLE Optium H Blood β Ketone Test Strips | Ketones (nonquantitative) test system (strip & midstream) | Kelas : 2
Abbott | indonesia | IVD |  | ABBOTT Amylase2 | Amylase test system (kit & cair) | Kelas : 2
Abbott | indonesia | IVD |  | ARCHITECT Progesterone Reagent Kit | Progesterone test system (kit & cair) | Kelas : 2
Abbott | indonesia | IVD |  | ARCHITECT Total T4 Calibrators | Calibrator (cair) | Kelas : 2
Abbott | indonesia | IVD |  | ARCHITECT Total T4 Controls | Quality control material (assayed and unassayed) (cair) | Kelas : 2
Abbott | indonesia | IVD |  | ALINITY i Anti-HCV Controls | Antinuclear antibody immunological test system. | Kelas : 2
Abbott | indonesia | IVD |  | Afinion™ HbA1c Control | Hematology quality control mixture. | Kelas : 2
Abbott | indonesia | IVD |  | ARCHITECT Total T4 Reagent Kit | Total thyroxine test system (kit & cair) | Kelas : 2
Abbott | indonesia | IVD |  | ARCHITECT Estradiol Reagent Kit | Estradiol test system (kit & cair) | Kelas : 2
Abbott | indonesia | IVD |  | NYCOCARD™ CRP | C-reactive protein immunological test system. | Kelas : 2
Abbott | indonesia | IVD |  | AFINION™ CRP Control | C-reactive protein immunological test system. | Kelas : 2
Abbott | indonesia | IVD |  | AFINION ™ ACR Control | Quality control material (assayed and unassayed) (cair) | Kelas : 2
Abbott | indonesia | IVD |  | AFINION™ Lipid Panel Control | Quality control material (assayed and unassayed) (strip) | Kelas : 2
Abbott | indonesia | IVD |  | AFINION™ Lipid Panel | Cholesterol (total) test system | Kelas : 2
Abbott | indonesia | IVD |  | ALERE NT-proBNP for ARCHITECT Reagent Packs | B-type natriuretic peptide test system (kit & cair) | Kelas : 2
Abbott | indonesia | IVD |  | AFINION™ CRP | C-reactive protein immunological test system. | Kelas : 2
Abbott | indonesia | IVD |  | Afinion™ ACR | Multi parameter clinical chemistry test system | Kelas : 2
Abbott | indonesia | IVD |  | NYCOCARD ™ HbA1c Control | Hematology quality control mixture. | Kelas : 2
Abbott | indonesia | IVD |  | NYCOCARD ™ HbA1c | Glycosylated hemoglobin assay. | Kelas : 2
Abbott | indonesia | IVD |  | AFINION™ HbA1c | Glycosylated hemoglobin assay. | Kelas : 2
Abbott | indonesia | IVD |  | ALINITY i Anti-Tg Reagent Kit | Thyroid autoantibody immunological test system. | Kelas : 2
Abbott | indonesia | MD |  | ADVISOR ™ HD Grid Mapping Catheter, Sensor Enabled ™ | Electrode recording catheter or electrode recording probe. | Kelas : 2
Abbott | indonesia | MD |  | ARMADA 14 PTA Catheter | Percutaneous catheter. | Kelas : 2
Abbott | indonesia | MD |  | DRAGONFLY OPTIS Kit | Diagnostic intravascular catheter. | Kelas : 2
Abbott | indonesia | MD |  | ARMADA 35 LL PTA Catheter | Percutaneous catheter. | Kelas : 2
Abbott | indonesia | IVD |  | ABBOTT Albumin BCG2 | Albumin test system (kit & cair) | Kelas : 2
Abbott | indonesia | MD |  | HI-TORQUE Command 18 LT Guide Wire | Catheter guide wire. | Kelas : 2
Abbott | indonesia | MD |  | HI-TORQUE Command 18 ST Guide Wire | Catheter guide wire. | Kelas : 2
Abbott | indonesia | MD |  | VIATRAC 14 Plus Peripheral Dilatation Catheter | Percutaneous catheter. | Kelas : 2
Abbott | indonesia | MD |  | ARMADA 35 PTA Catheter | Percutaneous catheter. | Kelas : 2
Abbott | indonesia | MD |  | HI-TORQUE Command Guide Wire | Catheter guide wire. | Kelas : 2
Abbott | indonesia | MD |  | ABSOLUTE PRO Peripheral Self-Expanding Stent System | Biliary catheter and accessories. | Kelas : 2
Abbott | indonesia | MD |  | AMPLATZER ™ TORQVUE ™ LP Catheter | Percutaneous catheter. | Kelas : 2
Abbott | indonesia | MD |  | AMPLATZER ™ TREVISIO ™ Intravascular Delivery System | Percutaneous catheter. | Kelas : 2
Abbott | indonesia | MD |  | HI-TORQUE Balance Middleweight Elite Guide Wire | Catheter guide wire. | Kelas : 2
Abbott | indonesia | IVD |  | ABBOTT NP-40 | General purpose reagent. | Kelas : 1
Abbott | indonesia | MD |  | NC TREK RX Coronary Dilatation Catheter | Percutaneous catheter. | Kelas : 2
Abbott | indonesia | IVD |  | ARCHITECT HAVAb-IgG Reagent Kit | Hepatitis A virus (HAV) serological assays. | Kelas : 2
Abbott | indonesia | IVD |  | Alinity h-series Retic Reagent | Dye and chemical solution stains. | Kelas : 1
Abbott | indonesia | MD |  | MINI TREK RX Coronary Dilatation Catheter | Percutaneous catheter. | Kelas : 2
Abbott | indonesia | MD |  | ILUMIEN OPTIS | Ultrasonic pulsed echo imaging system. | Kelas : 2
Abbott | indonesia | MD |  | XIENCE PRIME SV Everolimus Eluting Coronary Stent System | Drug eluting stent | Kelas : 3
Abbott | indonesia | MD |  | XIENCE Xpedition 48 Everolimus Eluting Coronary Stent System | Drug eluting stent | Kelas : 3
Abbott | indonesia | IVD |  | ALINITY i SARS-CoV-2 IgG Control Kit | Respiratory viral panel multiplex nucleic acid assay | Kelas : 2
Abbott | indonesia | IVD |  | 20X SSC | General purpose reagent. | Kelas : 1
Abbott | indonesia | IVD |  | ARCHITECT Syphilis TP Controls | Treponema pallidum treponemal test reagents. | Kelas : 2
Abbott | indonesia | IVD |  | ARCHITECT 25-OH Vitamin D Calibrators | Calibrator (cair) | Kelas : 2
Abbott | indonesia | IVD |  | ARCHITECT Syphilis TP Calibrator | Treponema pallidum treponemal test reagents. | Kelas : 2
Abbott | indonesia | IVD |  | DAPI I Counterstain 2x500 µl (1000 ng/mL) | General purpose reagent. | Kelas : 1
Abbott | indonesia | IVD |  | ARCHITECT 25-OH Vitamin D Controls | Quality control material (assayed and unassayed) (cair) | Kelas : 2
Abbott | indonesia | IVD |  | ARCHITECT Free T4 Reagent Kit | Free thyroxine test system (kit & cair) | Kelas : 2
Abbott | indonesia | IVD |  | ARCHITECT Anti-HBc IgM Controls | Antimitochondrial antibody immunological test system. | Kelas : 2
Abbott | indonesia | IVD |  | DAPI II Counterstain 2 x 500 µL (125 ng/mL) | General purpose reagent. | Kelas : 1
Abbott | indonesia | IVD |  | ARCHITECT Anti-HBc IgM Reagent Kit | Antimitochondrial antibody immunological test system. | Kelas : 3
Abbott | indonesia | IVD |  | ARCHITECT Anti-HBc IgM Calibrators | Antimitochondrial antibody immunological test system. | Kelas : 2
Abbott | indonesia | IVD |  | ARCHITECT 25-OH Vitamin D Reagent Kit | Vitamin D test system (kit & cair) | Kelas : 2
Abbott | indonesia | IVD |  | i-STAT cTnl Cartridge | Creatine phosphokinase/creatine kinase or isoenzymes test system (card) | Kelas : 2
Abbott | indonesia | IVD |  | Alinity s HBsAg Reagent Kit | Antimitochondrial antibody immunological test system. | Kelas : 3
Abbott | indonesia | IVD |  | ALINITY s HBsAg Confirmatory Reagent Kit | Antimitochondrial antibody immunological test system. | Kelas : 3
Abbott | indonesia | IVD |  | Vysis CLL FISH Probe Kit | Automated fluorescence in situ hybridization (FISH) enumeration systems | Kelas : 2
Abbott | indonesia | IVD |  | Vysis CEP X SpetrumOrange /Y SpectrumGreen DNA Probe Kit | Automated fluorescence in situ hybridization (FISH) enumeration systems | Kelas : 2
Abbott | indonesia | IVD |  | Alinity i Cyclosporine Reagent Kit | Cyclosporine test system (kit & cair) | Kelas : 2
Abbott | indonesia | IVD |  | ARCHITECT HBsAg Reagent Kit | Antinuclear antibody immunological test system. | Kelas : 3
Abbott | indonesia | MD |  | AMPLATZER™ PFO Occluder | Cardiac occluder | Kelas : 3
Abbott | indonesia | IVD |  | ARCHITECT Rubella IgG Reagent Kit | Rubella virus serological reagents. | Kelas : 2
Abbott | indonesia | IVD |  | i-STAT Alinity System and Accessories | Blood gases (P CO 2, P O 2) and blood pH test system | Kelas : 2
Abbott | indonesia | IVD |  | Alinity s HBsAg Calibrator Kit | Antimitochondrial antibody immunological test system. | Kelas : 2
Abbott | indonesia | MD |  | RX HERCULINK ELITE Peripheral Stent System | Coronary stent | Kelas : 3
Abbott | indonesia | IVD |  | ALINITY s HBsAg Assay Control Kit | Antimitochondrial antibody immunological test system. | Kelas : 2
Abbott | indonesia | MD |  | AMPLATZER™ Cardiac Plug | Cardiac occluder | Kelas : 3
Abbott | indonesia | IVD |  | ARCHITECT Rubella IgG Calibrators | Rubella virus serological reagents. | Kelas : 2
Abbott | indonesia | MD |  | HI-TORQUE Supra Core 35 Guide Wire | Catheter guide wire. | Kelas : 2
Abbott | indonesia | MD |  | OMNILINK ELITE Peripheral Stent System | Coronary stent | Kelas : 3
Abbott | indonesia | IVD |  | ANEUVYSION DNA Probe Kit | Automated fluorescence in situ hybridization (FISH) enumeration systems | Kelas : 2
Abbott | indonesia | IVD |  | ARCHITECT HBsAg Qualitative II Confirmatory Manual Diluent | Antimitochondrial antibody immunological test system. | Kelas : 2
Abbott | indonesia | IVD |  | ARCHITECT Cyclosporine Reagent Kit | Cyclosporine test system (kit & cair) | Kelas : 2
Abbott | indonesia | IVD |  | ARCHITECT HBsAg Qualitative II Controls | Antimitochondrial antibody immunological test system. | Kelas : 2
Abbott | indonesia | IVD |  | ALINITY i Cyclosporine Calibrators | Calibrator (cair) | Kelas : 2
Abbott | indonesia | IVD |  | Vysis Paraffin Pretreatment IV & Post-Hybridization Wash Buffer Kit | Automated fluorescence in situ hybridization (FISH) enumeration systems | Kelas : 2
Abbott | indonesia | MD |  | AMPLATZER™ Multifenestrated Septal Occluder | Cardiac occluder | Kelas : 3
Abbott | indonesia | MD |  | Amplatzer ™ P.I. Muscular VSD Occluder | Cardiac occluder | Kelas : 3
Abbott | indonesia | MD |  | AMPLATZER™ Muscular VSD Occluder | Cardiac occluder | Kelas : 3
Abbott | indonesia | IVD |  | ARCHITECT HBsAg Calibrators | Antimitochondrial antibody immunological test system. | Kelas : 2
Abbott | indonesia | IVD |  | ARCHITECT Rubella IgG Control | Rubella virus serological reagents. | Kelas : 2
Abbott | indonesia | IVD |  | Vysis ALK Break Apart FISH Probe Kit | Automated fluorescence in situ hybridization (FISH) enumeration systems | Kelas : 2
Abbott | indonesia | IVD |  | ALINITY s HBsAg Release Control Kit | Antimitochondrial antibody immunological test system. | Kelas : 2
Abbott | indonesia | MD |  | Amplatzer ™ Duct Occluder II | Cardiac occluder | Kelas : 3
Abbott | indonesia | MD |  | Amplatzer ™ Amulet ™ Left Atrial Appendage Occluder | Cardiac occluder | Kelas : 3
Abbott | indonesia | IVD |  | Viroseq HIV-1 Genotyping System V2.0 | In vitro human immunodeficiency virus (HIV) drug resistance genotype assay. | Kelas : 2
Abbott | indonesia | IVD |  | ARCHITECT HBsAg Qualitative II Confirmatory Reagent Kit | Antimitochondrial antibody immunological test system. | Kelas : 2
Abbott | indonesia | MD |  | RX Herculink Elite Peripheral Stent System | Coronary stent | Kelas : 3
Abbott | indonesia | IVD |  | ARCHITECT HBsAg Qualitative II Calibrators | Antimitochondrial antibody immunological test system. | Kelas : 2
Abbott | indonesia | IVD |  | ARCHITECT Anti-HCV Reagent Kit | Antinuclear antibody immunological test system. | Kelas : 3
Abbott | indonesia | IVD |  | ARCHITECT Anti-HCV Calibrator | Antinuclear antibody immunological test system. | Kelas : 2
Abbott | indonesia | MD |  | ARMADA 18 PTA Catheter | Percutaneous catheter. | Kelas : 2
Abbott | indonesia | IVD |  | PATHVYSION HER-2 DNA Probe Kit | Automated fluorescence in situ hybridization (FISH) enumeration systems | Kelas : 2
Abbott | indonesia | IVD |  | ARCHITECT STAT High Sensitive Troponin-I Controls | Quality control material (assayed and unassayed) (cair) | Kelas : 2
Abbott | indonesia | MD |  | Amplatzer Piccolo ™ Occluder | Cardiac occluder | Kelas : 3
Abbott | indonesia | MD |  | AMPLATZER ™ TorqVue ™ 45 ° x 45 ° Delivery Sheath | Percutaneous catheter. | Kelas : 2
Abbott | indonesia | IVD |  | ARCHITECT Cyclosporine Calibrators | Calibrator (cair) | Kelas : 2
Abbott | indonesia | MD |  | Amplatzer ™ Duct Occluder | Cardiac occluder | Kelas : 3
Abbott | indonesia | MD |  | HI-TORQUE Command ES Guide Wire | Catheter guide wire. | Kelas : 2
Abbott | indonesia | IVD |  | ARCHITECT Anti-HCV Controls | Antinuclear antibody immunological test system. | Kelas : 2
Abbott | indonesia | MD |  | Amplatzer ™ Septal Occluder | Cardiac occluder | Kelas : 3
Abbott | indonesia | MD |  | ARMADA 14 XT PTA Catheter | Percutaneous catheter. | Kelas : 2
Abbott | indonesia | MD |  | AMPLATZER ™ TorqVue ™ Delivery System | Percutaneous catheter. | Kelas : 2
Abbott | indonesia | MD |  | AMPLATZER ™ TorqVue ™ LP Delivery System | Percutaneous catheter. | Kelas : 2
Abbott | indonesia | IVD |  | ARCHITECT HBsAg Next Qualitative Reagent Kit | Antimitochondrial antibody immunological test system. | Kelas : 3
Abbott | indonesia | IVD |  | ARCHITECT STAT High Sensitive Troponin-I Calibrators | Calibrator (cair) | Kelas : 2
Abbott | indonesia | IVD |  | ARCHITECT HBsAg Next Confirmatory Reagent Kit | Antimitochondrial antibody immunological test system. | Kelas : 3
Abbott | indonesia | IVD |  | FREESTYLE Optium Blood Glucose Test Strips | Glucose test system (strip & midstream) | Kelas : 2
Abbott | indonesia | MD |  | XIENCE PRIME Everolimus Eluting Coronary Stent System | Drug eluting stent | Kelas : 3
Abbott | indonesia | MD |  | XIENCE PRIME LL Everolimus Eluting Coronary Stent System | Drug eluting stent | Kelas : 3
Abbott | indonesia | IVD |  | ARCHITECT HBSAg Next Qualitative Calibrators | Antimitochondrial antibody immunological test system. | Kelas : 2
Abbott | indonesia | IVD |  | ARCHITECT HBsAg Next Confirmatory Manual Diluent | Blood cell diluents | Kelas : 2
Abbott | indonesia | IVD |  | ARCHITECT HBSAg Next Qualitative Controls | Antimitochondrial antibody immunological test system. | Kelas : 2
Abbott | indonesia | MD |  | XIENCE PRO X Everolimus Eluting Coronary Stent System | Drug eluting stent | Kelas : 3
Abbott | indonesia | MD |  | MULTI-LINK 8 SV Coronary Stent System | Coronary stent | Kelas : 3
Abbott | indonesia | MD |  | XIENCE PRIME BTK EVEROLIMUS ELUTING CORONARY STENT SYSTEM | Drug eluting stent | Kelas : 3
Abbott | indonesia | MD |  | XIENCE Xpedition LL Everolimus Coronary Stent System | Drug eluting stent | Kelas : 3
Abbott | indonesia | MD |  | XIENCE Xpedition SV Everolimus Eluting Coronary Stent System | Drug eluting stent | Kelas : 3
Abbott | indonesia | MD |  | MULTI-LINK 8 Coronary Stent System | Coronary stent | Kelas : 3
Abbott | indonesia | MD |  | X.ACT Carotid Stent System | Carotid stent | Kelas : 3
Abbott | indonesia | MD |  | HI-TORQUE Progress 40 Guide Wire | Catheter guide wire. | Kelas : 2
Abbott | indonesia | MD |  | MULTI-LINK 8 LL Coronary Stent System | Coronary stent | Kelas : 3
Abbott | indonesia | MD |  | HI-TORQUE Extra S’port Guide Wire | Catheter guide wire. | Kelas : 2
Abbott | indonesia | MD |  | PERCLOSE PROGLIDE Suture-Mediated Closure System | Vascular embolization device. | Kelas : 3
Abbott | indonesia | MD |  | HI-TORQUE Progress 80 Guide Wire | Catheter guide wire. | Kelas : 2
Abbott | indonesia | MD |  | Xience Xpedition Everolimus Eluting Coronary Stent System | Drug eluting stent | Kelas : 3
Abbott | indonesia | MD |  | STARCLOSE SE Vascular Closure System | Vascular embolization device. | Kelas : 3
Abbott | indonesia | MD |  | TREK RX Coronary Dilatation Catheter | Percutaneous catheter. | Kelas : 2
Abbott | indonesia | IVD |  | ID NOW ™ Influenza A & B2 | Influenza virus serological reagents. | Kelas : 2
Abbott | indonesia | MD |  | MINI TREK II OTW Coronary Dilatation Catheter | Percutaneous catheter. | Kelas : 2
Abbott | indonesia | MD |  | AMPLATZER™ Sizing Balloon II | Percutaneous catheter. | Kelas : 2
Abbott | indonesia | IVD |  | CELL-DYN HemCal Plus Calibrator | Calibrator for hemoglobin or hematocrit measurement. | Kelas : 2
Abbott | indonesia | IVD |  | ABBOTT Ultra HDL | Cholesterol (total) test system (kit & cair) | Kelas : 2
Abbott | indonesia | IVD |  | I-STAT CK-MB Cartridge | Creatine phosphokinase/creatine kinase or isoenzymes test system (card) | Kelas : 2
Abbott | indonesia | MD |  | AMPLATZER™ Amulet ™ Delivery Sheath | Percutaneous catheter. | Kelas : 2
Abbott | indonesia | IVD |  | I-STAT Kaolin ACT Cartridge | Activated whole blood clotting time tests. | Kelas : 2
Abbott | indonesia | IVD |  | ALINITY i UCH-L1 Calibrators | Calibrator (cair) | Kelas : 2
Abbott | indonesia | IVD |  | ALINITY i UCH-L1 Controls | Quality control material (assayed and unassayed) (cair) | Kelas : 2
Abbott | indonesia | IVD |  | I-STAT CG8+ Cartridge | Multi parameter clinical chemistry test system | Kelas : 2
Abbott | indonesia | IVD |  | I-STAT EG6+ Cartridge (pH, PCO2, PO2, Na, K, Hct, HC03, TCO2, BE, sO2, Hb) | Multi parameter clinical chemistry test system | Kelas : 2
Abbott | indonesia | IVD |  | I-Stat EG7+Cartridge | Multi parameter clinical chemistry test system | Kelas : 2
Abbott | indonesia | IVD |  | I-STAT G3+ Cartridge | Blood gases (P CO 2, P O 2) and blood pH test system | Kelas : 2
Abbott | indonesia | IVD |  | I-STAT Celite ACT Cartridge | Activated whole blood clotting time tests. | Kelas : 2
Abbott | indonesia | IVD |  | ARCHITECT ARM Concentrated Wash Buffer | General purpose reagent. | Kelas : 1
Abbott | indonesia | IVD |  | I-STAT EC8+ Cartridge (Na, K, Cl, Glu, pH, PCO2, Bun/Urea, Hct, HCO3, TCO2, BE, AnGap Hb) | Multi parameter clinical chemistry test system | Kelas : 2
Abbott | indonesia | IVD |  | ARCHITECT Pre-Trigger Solution | Analyte specific reagents. | Kelas : 2
Abbott | indonesia | IVD |  | ARCHITECT i Gentamicin Reagent Kit | Gentamicin test system (kit & cair) | Kelas : 2
Abbott | indonesia | IVD |  | ARCHITECT iGentamicin Calibrators | Clinical toxicology calibrator (kit & cair) | Kelas : 2
Abbott | indonesia | IVD |  | ARCHITECT rHTLV-I/II Controls | Antinuclear antibody immunological test system. | Kelas : 2
Abbott | indonesia | IVD |  | ARCHITECT CEA Calibrators | Tumor-associated antigen immunological test system. | Kelas : 2
Abbott | indonesia | IVD |  | ARCHITECT Free PSA Controls | Tumor-associated antigen immunological test system. | Kelas : 2
Abbott | indonesia | IVD |  | ALINITY i GFAP Controls | Quality control material (assayed and unassayed) (cair) | Kelas : 2
Abbott | indonesia | IVD |  | ALINITY i Pepsinogen II Reagent Kit | Antiparietal antibody immunological test system. | Kelas : 2
Abbott | indonesia | IVD |  | I-STAT 6+ Cartridge | Multi parameter clinical chemistry test system | Kelas : 2
Abbott | indonesia | IVD |  | I-STAT cTnl Cartridge | Creatine phosphokinase/creatine kinase or isoenzymes test system (card) | Kelas : 2
Abbott | indonesia | IVD |  | I-STAT Chem8+ Cartridge | Multi parameter clinical chemistry test system | Kelas : 2
Abbott | indonesia | IVD |  | I-STAT Crea Cartridge | Creatinine test system(card) | Kelas : 2
Abbott | indonesia | IVD |  | I-STAT BNP Cartridge | B-type natriuretic peptide test system (card) | Kelas : 2
Abbott | indonesia | IVD |  | I-STAT CG4+Cartridge | Multi parameter clinical chemistry test system | Kelas : 2
Abbott | indonesia | IVD |  | ARCHITECT Total β -hCG Reagent Kit | Human chorionic gonadotropin (HCG) test system (kit & cair) | Kelas : 2
Abbott | indonesia | IVD |  | ARCHITECT Folate RBC Lysis Diluent | Blood cell diluents | Kelas : 2
Abbott | indonesia | IVD |  | ARCHITECT Pepsinogen II Calibrators | Antiparietal antibody immunological test system. | Kelas : 2
Abbott | indonesia | IVD |  | ARCHITECT Anti-HCV Reagent Kit | Antinuclear antibody immunological test system. | Kelas : 3
Abbott | indonesia | IVD |  | ARCHITECT Trigger Solution | General purpose reagent. | Kelas : 1
Abbott | indonesia | IVD |  | ABBOTT Triglyceride | Triglyceride test system (kit & cair) | Kelas : 2
Abbott | indonesia | IVD |  | ARCHITECT Concentrated Wash Buffer | General purpose reagent. | Kelas : 1
Abbott | indonesia | IVD |  | ARCHITECT Progesterone Manual Diluent | General purpose reagent. | Kelas : 1
Abbott | indonesia | IVD |  | ARCHITECT HBsAg Controls | Hemoglobin immunological test system. | Kelas : 2
Abbott | indonesia | IVD |  | ARCHITECT Pepsinogen I Calibrator | Antiparietal antibody immunological test system. | Kelas : 2
Abbott | indonesia | IVD |  | ARCHITECT Estradiol Manual Diluent | General purpose reagent. | Kelas : 1
Abbott | indonesia | IVD |  | ARCHITECT Pepsinogen II Controls | Antiparietal antibody immunological test system. | Kelas : 2
Abbott | indonesia | IVD |  | ARCHITECT Pepsinogen II Reagent Kit | Antiparietal antibody immunological test system. | Kelas : 2
Abbott | indonesia | IVD |  | ARCHITECT Pepsinogen I Controls | Antiparietal antibody immunological test system. | Kelas : 2
Abbott | indonesia | IVD |  | ARCHITECT Folate Controls | Quality control material (assayed and unassayed) (cair) | Kelas : 2
Abbott | indonesia | IVD |  | ABBOTT Proteinase K, Recombinant PCR Grade | General purpose reagent. | Kelas : 1
Abbott | indonesia | IVD |  | Abbott RealTime High Risk HPV Control Kit | Antinuclear antibody immunological test system. | Kelas : 2
Abbott | indonesia | IVD |  | ABBOTT RealTime HCV Amplification Reagent Kit | Antinuclear antibody immunological test system. | Kelas : 3
Abbott | indonesia | IVD |  | ARCHITECT Free T4 Controls | Quality control material (assayed and unassayed) (cair) | Kelas : 2
Abbott | indonesia | IVD |  | ARCHITECT Urine NGAL Controls | Quality control material (assayed and unassayed) (cair) | Kelas : 2
Abbott | indonesia | IVD |  | CELL-DYN 3200 System WBC Lyse | Red cell lysing reagent. | Kelas : 2
Abbott | indonesia | IVD |  | CELL-DYN Sapphire System WBC Reagent-Part A & B | Automated differential cell counter. | Kelas : 2
Abbott | indonesia | IVD |  | CELL-DYN 3700 System CN-Free HGB/WIC Lyse | Red cell lysing reagent. | Kelas : 2
Abbott | indonesia | IVD |  | ARCHITECT Urine NGAL Calibrators | Calibrator (cair) | Kelas : 2
Abbott | indonesia | IVD |  | CELL-DYN 3200 System Diluent/Sheath | Blood cell diluents | Kelas : 2
Abbott | indonesia | IVD |  | CELL-DYN 3700 System Diluent | Blood cell diluents | Kelas : 2
Abbott | indonesia | IVD |  | CELL-DYN 3700 System Sheath | Automated differential cell counter. | Kelas : 2
Abbott | indonesia | IVD |  | ABBOTT RealTime High Risk HPV Amplification Reagent Kit | Dna Detection for Human Papillomavirus | Kelas : 2
Abbott | indonesia | IVD |  | ABBOTT REALTIME HIV-1 Calibrator Kit | Multiple autoantibodies immunological test system. | Kelas : 2
Abbott | indonesia | IVD |  | ABBOTT RealTime HIV-1 Qualitative Control Kit | Multiple autoantibodies immunological test system. | Kelas : 2
Abbott | indonesia | IVD |  | ABBOTT RealTime HIV-1 Amplification Reagent Kit | Multiple autoantibodies immunological test system. | Kelas : 3
Abbott | indonesia | IVD |  | ARCHITECT Prolactin Reagent Kit | Prolactin (lactogen) test system (kit & cair) | Kelas : 2
Abbott | indonesia | IVD |  | ABBOTT Folate Lysis Reagent | Red cell lysing reagent. | Kelas : 2
Abbott | indonesia | IVD |  | ARCHITECT Folate Manual Diluent | Folic acid test system (kit & cair) | Kelas : 2
Abbott | indonesia | IVD |  | ABBOTT m2000rt Instruments and Accessories | Antinuclear antibody immunological test system. | Kelas : 2
Abbott | indonesia | IVD |  | ARCHITECT Syphilis TP Reagent Kit | Treponema pallidum treponemal test reagents. | Kelas : 2
Abbott | indonesia | IVD |  | ARCHITECT Urine NGAL Reagent Kit | Neutrophil gelatinase associated lipocalin | Kelas : 2
Abbott | indonesia | IVD |  | CELL-DYN Sapphire System Reticulocyte Reagent | Automated differential cell counter. | Kelas : 2
Abbott | indonesia | IVD |  | CELL-DYN 1800 System Detergent | General purpose reagent. | Kelas : 1
Abbott | indonesia | IVD |  | ARCHITECT Glucose | Glucose test system | Kelas : 2
Abbott | indonesia | IVD |  | ARCHITECT Prolactin Controls | Quality control material (assayed and unassayed) (cair) | Kelas : 2
Abbott | indonesia | IVD |  | ARCHITECT Folate Calibrators | Calibrator (cair) | Kelas : 2
Abbott | indonesia | MD |  | Ensite Precision ™ Surface Electrode Kit | Electrode cable. | Kelas : 2
Abbott | indonesia | IVD |  | ARCHITECT Total T3 Manual Diluent | Total triiodothyronine test system (kit & cair) | Kelas : 2
Abbott | indonesia | IVD |  | ARCHITECT Free T4 Calibrators | Calibrator (cair) | Kelas : 2
Abbott | indonesia | IVD |  | ARCHITECT CMV IgM Reagent Kit | Cytomegalovirus serological reagents. | Kelas : 2
Abbott | indonesia | IVD |  | CELL-DYN Sapphire System CN-Free HGB Reagent | Red cell lysing reagent. | Kelas : 2
Abbott | indonesia | IVD |  | ARCHITECT Rubella IgM Reagent Kit | Rubella virus serological reagents. | Kelas : 2
Abbott | indonesia | IVD |  | CELL-DYN 3700 System Detergent | General purpose reagent. | Kelas : 1
Abbott | indonesia | IVD |  | ABBOTT RealTime HCV Genotype II Amplification Reagent Kit | Antinuclear antibody immunological test system. | Kelas : 3
Abbott | indonesia | IVD |  | ABBOTT Hemoglobin A1c Calibrators | Calibrator for hemoglobin or hematocrit measurement. | Kelas : 2
Abbott | indonesia | IVD |  | ABBOTT Hemoglobin A1c Controls | Quality control material (assayed and unassayed) (cair) | Kelas : 2
Abbott | indonesia | IVD |  | ARCHITECT CMV IgG Reagent Kit | Cytomegalovirus serological reagents. | Kelas : 2
Abbott | indonesia | IVD |  | ARCHITECT CMV IgM Controls | Cytomegalovirus serological reagents. | Kelas : 2
Abbott | indonesia | IVD |  | ABBOTT Alanine Aminotransferase | Alanine amino transferase (ALT/SGPT) test system (kit & cair) | Kelas : 2
Abbott | indonesia | IVD |  | ID NOW™ Influenza A& B 2 Control Swab Kit | Respiratory viral panel multiplex nucleic acid assay | Kelas : 2
Abbott | indonesia | IVD |  | ABBOTT Apolipoprotein A1 | Lipoprotein test system (kit & cair) | Kelas : 2
Abbott | indonesia | IVD |  | CELL-DYN 1800 System Diluent | Blood cell diluents | Kelas : 2
Abbott | indonesia | IVD |  | ARCHITECT CEA Reagent Kit | Tumor-associated antigen immunological test system. | Kelas : 2
Abbott | indonesia | IVD |  | ABBOTT Immunoglobulin M | Immunoglobulins A, G, M, D, and E immunological test system. | Kelas : 2
Abbott | indonesia | IVD |  | ABBOTT Prealbumin | Prealbumin immunological test system. | Kelas : 2
Abbott | indonesia | IVD |  | ARCHITECT Total PSA Controls | Tumor-associated antigen immunological test system. | Kelas : 2
Abbott | indonesia | MD |  | EMBOSHIELD NAV6 Embolic Protection System | Catheter guide wire. | Kelas : 2
Abbott | indonesia | IVD |  | ARCHITECT Total PSA Reagent Kit | Tumor-associated antigen immunological test system. | Kelas : 2
Abbott | indonesia | IVD |  | ARCHITECT Total PSA Calibrators | Tumor-associated antigen immunological test system. | Kelas : 2
Abbott | indonesia | IVD |  | ARCHITECT CEA Controls | Tumor-associated antigen immunological test system. | Kelas : 2
Abbott | indonesia | IVD |  | ARCHITECT Free PSA Calibrators | Tumor-associated antigen immunological test system. | Kelas : 2
Abbott | indonesia | IVD |  | ARCHITECT Free PSA Reagent Kit | Tumor-associated antigen immunological test system. | Kelas : 2
Abbott | indonesia | IVD |  | ALINITY i Pepsinogen II Controls | Antiparietal antibody immunological test system. | Kelas : 2
Abbott | indonesia | MD |  | HI-TORQUE PILOT Guide Wire | Catheter guide wire. | Kelas : 2
Abbott | indonesia | IVD |  | ID NOW ™ Covid-19 2.0 Control Swab Kit | Respiratory viral panel multiplex nucleic acid assay | Kelas : 2
Abbott | indonesia | IVD |  | ALINITY i Pepsinogen I Calibrators | Antiparietal antibody immunological test system. | Kelas : 2
Abbott | indonesia | IVD |  | ALINITY i Pepsinogen II Calibrators | Antiparietal antibody immunological test system. | Kelas : 2
Abbott | indonesia | MD |  | INQUIRY ™ Steerable Diagnostic Catheter | Electrode recording catheter or electrode recording probe. | Kelas : 2
Abbott | indonesia | MD |  | HI-TORQUE VERSATURN Guide Wire | Catheter guide wire. | Kelas : 2
Abbott | indonesia | IVD |  | ALINITY i Pepsinogen I Controls | Antiparietal antibody immunological test system. | Kelas : 2
Abbott | indonesia | MD |  | HI-TORQUE VERSATURN Guide Wire | Catheter guide wire. | Kelas : 2
Abbott | indonesia | MD |  | INQUIRY ™ Steerable Diagnostic Catheter | Electrode recording catheter or electrode recording probe. | Kelas : 2
Abbott | indonesia | MD |  | HI-TORQUE PILOT 50 Guide Wire With Hydrophylic Coating | Catheter guide wire. | Kelas : 2
Abbott | indonesia | IVD |  | ABBOTT Alinity m Resp-4-Plex AMP Kit | Respiratory viral panel multiplex nucleic acid assay | Kelas : 2
Abbott | indonesia | MD |  | HI-TORQUE Pilot 150 Guide Wire with Hydrophilic Coating | Catheter guide wire. | Kelas : 2
Abbott | indonesia | MD |  | ABSOLUTE PRO LL Peripheral Self-Expanding Stent System | Biliary catheter and accessories. | Kelas : 2
Abbott | indonesia | MD |  | GRAFTMASTER RX Coronary Stent Graft System | Coronary stent | Kelas : 3
Abbott | indonesia | IVD |  | ARCHITECT rHTLV-I/II Reagent | Antinuclear antibody immunological test system. | Kelas : 3
Abbott | indonesia | IVD |  | ALINITY m Resp-4-Plex CTRL Kit | Respiratory viral panel multiplex nucleic acid assay | Kelas : 2
Abbott | indonesia | IVD |  | ABBOTT mSample Preparation System DBS Buffer Kit | General purpose reagent. | Kelas : 1
Abbott | indonesia | MD |  | PRESSUREWIRE™ X Guidewire | Catheter tip pressure transducer. | Kelas : 2
Abbott | indonesia | MD |  | HI-TORQUE Winn 80 Guide Wire | Catheter guide wire. | Kelas : 2
Abbott | indonesia | IVD |  | Abbott Alinity m STI CTRL Kit | Multiple autoantibodies immunological test system. | Kelas : 2
Abbott | indonesia | MD |  | Amplatzer™ Talisman™ | Cardiac occluder | Kelas : 3
Abbott | indonesia | IVD |  | GFAP Calibrators For Use With Alinity i | Whole human plasma or serum immunological test system. | Kelas : 2
Abbott | indonesia | MD |  | HI-TORQUE Winn 40 Guide Wire | Catheter guide wire. | Kelas : 2
Abbott | indonesia | IVD |  | Abbott Alinity m HIV-1 AMP Kit | Multiple autoantibodies immunological test system. | Kelas : 3
Abbott | indonesia | IVD |  | Abbott Alinity m STI AMP Kit | Multiple autoantibodies immunological test system. | Kelas : 2
Abbott | indonesia | IVD |  | ALINITY i B.R.A.H.M.S PCT Reagent Kit | Procalcitonin test system | Kelas : 2
Abbott | indonesia | MD |  | HI-TORQUE Balance Middleweight Universal II Guide Wire | Catheter guide wire. | Kelas : 2
Abbott | indonesia | MD |  | HI-TORQUE Winn 200T Guide Wire | Catheter guide wire. | Kelas : 2
Abbott | indonesia | IVD |  | ALINITY i Folate RBC Lysis Diluent | Blood cell diluents | Kelas : 2
Abbott | indonesia | IVD |  | ID NOW ™ STREP A 2 | Streptococcus spp. serological reagents. | Kelas : 2
Abbott | indonesia | IVD |  | ID NOW™ STREP A 2 Control Swab Kit | Respiratory viral panel multiplex nucleic acid assay | Kelas : 2
Abbott | indonesia | IVD |  | BIOLINE™ HBsAg | Antimitochondrial antibody immunological test system. | Kelas : 3
Abbott | indonesia | IVD |  | Determine ™ HIV Early Detect | Multiple autoantibodies immunological test system. | Kelas : 3
Abbott | indonesia | MD |  | HI-TORQUE Proceed 170T Angled Guide Wire with Hydrophilic Coating | Catheter guide wire. | Kelas : 2
Abbott | indonesia | IVD |  | Positive Controls for PANBIO™ Covid-19/Flu A&B Rapid Panel | Respiratory viral panel multiplex nucleic acid assay | Kelas : 2
Abbott | indonesia | IVD |  | BIOLINE Filariasis Test Strip | Microorganism differentiation and identification device. | Kelas : 2
Abbott | indonesia | MD |  | HI-TORQUE Proceed 220T Angled Guide Wire with Hydrophilic Coating | Catheter guide wire. | Kelas : 2
Abbott | indonesia | IVD |  | PANBIO ™ Covid-19/Flu A&B Rapid Panel (Nasopharyngeal) | Respiratory viral panel multiplex nucleic acid assay | Kelas : 2
Abbott | indonesia | IVD |  | AlinIQ AMS | Calculator/data processing module for clinical use | Kelas : 1
Abbott | indonesia | IVD |  | ID NOW ™ RSV | Respiratory viral panel multiplex nucleic acid assay | Kelas : 2
Abbott | indonesia | IVD |  | ID NOW RSV Control Swab Kit | Respiratory viral panel multiplex nucleic acid assay | Kelas : 2
Abbott | indonesia | IVD |  | ARCHITECT Toxo IgG Reagent Kit | Toxoplasma gondii serological reagents. | Kelas : 2
Abbott | indonesia | IVD |  | ARCHITECT Total β-hCG Calibrators | Calibrator (cair) | Kelas : 2
Abbott | indonesia | IVD |  | ALINITY i Processing Module and Accessories | Instrumentation for clinical multiplex test systems. | Kelas : 2
Abbott | indonesia | IVD |  | ARCHITECT Progesterone Controls | Quality control material (assayed and unassayed) (cair) | Kelas : 2
Abbott | indonesia | IVD |  | ARCHITECT Multi-Assay Manual Diluent | Blood cell diluents | Kelas : 2
Abbott | indonesia | MD |  | Ensite ™ X EP System | Programmable diagnostic computer. | Kelas : 2
Abbott | indonesia | IVD |  | I-Stat PT/INR Cartridge | Prothrombin time test. | Kelas : 2
Abbott | indonesia | IVD |  | ARCHITECT Progesterone Calibrators | Calibrator (cair) | Kelas : 2
Abbott | indonesia | IVD |  | ABBOTT RealTime HBV Control Kit | Antinuclear antibody immunological test system. | Kelas : 2
Abbott | indonesia | IVD |  | ARCHITECT TSH Calibrators | Calibrator (cair) | Kelas : 2
Abbott | indonesia | IVD |  | I-STAT Total Beta - hCG Cartridge | Human chorionic gonadotropin (HCG) test system (card) | Kelas : 2
Abbott | indonesia | IVD |  | BIOLINE HIV/Syphilis Duo | Multiple autoantibodies immunological test system. | Kelas : 3
Abbott | indonesia | IVD |  | ID NOW COVID-19 2.0 | Respiratory viral panel multiplex nucleic acid assay | Kelas : 2
Abbott | indonesia | IVD |  | ARCHITECT TSH Reagent Kit | Thyroid stimulating hormone test system (kit & cair) | Kelas : 2
Abbott | indonesia | MD |  | EnSite X EP System Surface Electrode Kit | Electrocardiograph electrode. | Kelas : 2
Siemens Healthcare | indonesia | IVD |  | Quiklyte Dilution Check | Blood cell diluents | Kelas : 2
Siemens Healthcare | indonesia | IVD |  | SIEMENS N FLC Control SL2 | Immunoglobulin (light chain specific) immunological test system. | Kelas : 2
Siemens Healthcare | indonesia | IVD |  | ADVIA 120/ADVIA 2120/ADVIA 2120i auto Retic. | Automated cell counter. | Kelas : 2
Siemens Healthcare | indonesia | MD |  | Artis Zee Floor | Image-intensified fluoroscopic x-ray system. | Kelas : 2
Siemens Healthcare | indonesia | IVD |  | ADVIA Centaur XPT Immunoassay System | Instrumentation for clinical multiplex test systems. | Kelas : 2
Siemens Healthcare | indonesia | IVD |  | ADVIA 120/ADVIA 2120/ADVIA 2120i Sheath Rinse. | Automated cell counter. | Kelas : 2
Siemens Healthcare | indonesia | IVD |  | ATELLICA CH Iron3 (Iron3) | Iron (non-heme) test system (kit & cair) | Kelas : 2
Siemens Healthcare | indonesia | IVD |  | Atellica CH Enzymatic Creatinine_3 (ECre3) | Creatinine test system (kit & cair) | Kelas : 2
Siemens Healthcare | indonesia | IVD |  | IMMULITE 1000 system F4 Free T4 | Total thyroxine test system (kit & cair) | Kelas : 2
Siemens Healthcare | indonesia | IVD |  | IMMULITE 1000 EPO | Erythropoietin assay. | Kelas : 2
Siemens Healthcare | indonesia | MD |  | Mammomat Fusion | Mammographic x-ray system. | Kelas : 2
Siemens Healthcare | indonesia | IVD |  | IMMULITE Free Beta HCG Control Module (FBC) | Quality control material (assayed and unassayed) (cair) | Kelas : 2
Siemens Healthcare | indonesia | MD |  | Somatom go.Now. | Computed tomography x-ray system. | Kelas : 2
Siemens Healthcare | indonesia | MD |  | SOUNDSTAR 3D Diagnostic Ultrasound Catheter | Diagnostic intravascular catheter. | Kelas : 2
Siemens Healthcare | indonesia | MD |  | SOUNDSTAR Eco Diagnostic Ultrasound Catheter | Diagnostic intravascular catheter. | Kelas : 2
Siemens Healthcare | indonesia | MD |  | Mammomat Revelation | Mammographic x-ray system. | Kelas : 2
Siemens Healthcare | indonesia | MD |  | SIEMENS CIOS Fusion Mobile Radiography System | Image-intensified fluoroscopic x-ray system. | Kelas : 2
Siemens Healthcare | indonesia | IVD |  | IMMULITE 1000 LH | Luteinizing hormone test system (kit & cair) | Kelas : 2
Siemens Healthcare | indonesia | IVD |  | IMMULITE 2000 Multi-Diluent 1 | Blood cell diluents | Kelas : 2
Siemens Healthcare | indonesia | IVD |  | IMMULITE/IMMULITE 1000 Gastrin | Gastrin test system (kit & cair) | Kelas : 2
Siemens Healthcare | indonesia | MD |  | Multix Impact | Stationary x-ray system. | Kelas : 2
Siemens Healthcare | indonesia | MD |  | MULTIX Impact C | Stationary x-ray system. | Kelas : 2
Siemens Healthcare | indonesia | IVD |  | CLINITEK Novus 12 Urinalysis Cassette | Multi parameter clinical chemistry test system | Kelas : 2
Siemens Healthcare | indonesia | IVD |  | SIEMENS N Sample Diluent | Blood cell diluents | Kelas : 2
Siemens Healthcare | indonesia | IVD |  | RAPIDLAB 1200 Wash Cartridge Kit | General purpose reagent. | Kelas : 1
Siemens Healthcare | indonesia | MD |  | MAMMOMAT Inspiration | Mammographic x-ray system. | Kelas : 2
Siemens Healthcare | indonesia | MD |  | Somatom go.Top | Computed tomography x-ray system. | Kelas : 2
Siemens Healthcare | indonesia | MD |  | Cios Select | Image-intensified fluoroscopic x-ray system. | Kelas : 2
Siemens Healthcare | indonesia | IVD |  | SIEMENS Control Plasma N | Hematology quality control mixture. | Kelas : 2
Siemens Healthcare | indonesia | MD |  | Somatom go.Top | Computed tomography x-ray system. | Kelas : 2
Siemens Healthcare | indonesia | IVD |  | IMMULITE 2000 Substrate Module 2000T | General purpose reagent. | Kelas : 1
Siemens Healthcare | indonesia | IVD |  | SIEMENS N Latex sTfR | Transferrin immunological test system. | Kelas : 2
Siemens Healthcare | indonesia | IVD |  | ADVIA Centaur CA 15-3 Calibrator | Calibrator (cair) | Kelas : 2
Siemens Healthcare | indonesia | MD |  | SOMATOM Drive | Computed tomography x-ray system. | Kelas : 2
Siemens Healthcare | indonesia | IVD |  | DCA ™ Systems HbA1c Reagent Kit | Glycosylated hemoglobin assay. | Kelas : 2
Siemens Healthcare | indonesia | IVD |  | SIEMENS HEALTHINEERS N Protein Standard SL | Immunoglobulins A, G, M, D, and E immunological test system. | Kelas : 2
Siemens Healthcare | indonesia | IVD |  | IMMULITE 2000 Insulin | Immunoreactive insulin test system (kit & cair) | Kelas : 2
Siemens Healthcare | indonesia | IVD |  | IMMULITE 1000 Progesterone | Progesterone test system (kit & cair) | Kelas : 2
Siemens Healthcare | indonesia | MD |  | Cios Spin | Image-intensified fluoroscopic x-ray system. | Kelas : 2
Siemens Healthcare | indonesia | MD |  | Artis Pheno | Image-intensified fluoroscopic x-ray system. | Kelas : 2
Siemens Healthcare | indonesia | MD |  | ARTIS Q Ceiling | Image-intensified fluoroscopic x-ray system. | Kelas : 2
Siemens Healthcare | indonesia | IVD |  | ADVIA Centaur HIV Ag/Ab Combo (CHIV) | Multiple autoantibodies immunological test system. | Kelas : 3
Siemens Healthcare | indonesia | IVD |  | ADVIA CENTAUR® ThCG Diluent | Blood cell diluents | Kelas : 2
Siemens Healthcare | indonesia | MD |  | Luminos dRF Max | Image-intensified fluoroscopic x-ray system. | Kelas : 2
Siemens Healthcare | indonesia | IVD |  | N/T Protein Control SL/L | Quality control material (assayed and unassayed) (cair) | Kelas : 2
Siemens Healthcare | indonesia | IVD |  | ATELLICA® HEMA 570 Analyzer (SMS Ready) | Automated differential cell counter. | Kelas : 2
Siemens Healthcare | indonesia | IVD |  | RAPIDLAB 1200 System Reagent Cartridge | Blood gases (P CO 2, P O 2) and blood pH test system (kit & cair) | Kelas : 2
Siemens Healthcare | indonesia | MD |  | Somatom go.All | Computed tomography x-ray system. | Kelas : 2
Siemens Healthcare | indonesia | MD |  | ARTIS One | Image-intensified fluoroscopic x-ray system. | Kelas : 2
Siemens Healthcare | indonesia | MD |  | SOMATOM X.cite | Computed tomography x-ray system. | Kelas : 2
Siemens Healthcare | indonesia | IVD |  | VERSACELL X3 Solution system and accesories | Instrumentation for clinical multiplex test systems. | Kelas : 2
Siemens Healthcare | indonesia | IVD |  | ADVIA Centaur XP Immunoassay System | Instrumentation for clinical multiplex test systems. | Kelas : 2
Siemens Healthcare | indonesia | IVD |  | Dimension Lipase Flex reagent cartridge | Lipase test system (kit & cair) | Kelas : 2
Siemens Healthcare | indonesia | MD |  | MAGNETOM Lumina | Magnetic resonance diagnostic device. | Kelas : 2
Siemens Healthcare | indonesia | IVD |  | SIEMENS N/T Protein Control SL/M | Quality control material (assayed and unassayed) (cair) | Kelas : 2
Siemens Healthcare | indonesia | IVD |  | SIEMENS N/T Rheumatology Control SL/1 | Rheumatoid factor immunological test system. | Kelas : 2
Siemens Healthcare | indonesia | IVD |  | INNOVANCE D-Dimer Controls | Hematology quality control mixture. | Kelas : 2
Siemens Healthcare | indonesia | IVD |  | DIMENSION Tacrolimus Flex reagent cartridge | Tacrolimus test system (kit & cair) | Kelas : 2
Siemens Healthcare | indonesia | IVD |  | IMMULITE 1000 IgG/IgM (ID1) Sample Diluent | Blood cell diluents | Kelas : 2
Siemens Healthcare | indonesia | IVD |  | MULTIFIBREN U | Fibrinogen determination system. | Kelas : 2
Siemens Healthcare | indonesia | MD |  | MAGNETOM Avanto | Magnetic resonance diagnostic device. | Kelas : 2
Siemens Healthcare | indonesia | IVD |  | IMMULITE 2000 Systems Allergen Specific IgE Universal Kit | Radioallergosorbent (RAST) immunological test system. | Kelas : 2
Siemens Healthcare | indonesia | IVD |  | SIEMENS Fibrinogen Calibrator Kit | Fibrinogen determination system. | Kelas : 2
Siemens Healthcare | indonesia | IVD |  | DIMENSION Mass Creatine Kinase MB Isoenzyme Calibrator (MMB) | Calibrator (cair) | Kelas : 2
Siemens Healthcare | indonesia | IVD |  | IMMULITE 2000 IgG/IgM Sample Diluent | Blood cell diluents | Kelas : 2
Siemens Healthcare | indonesia | IVD |  | IMMULITE 2000 Multi-Diluent 2 | Blood cell diluents | Kelas : 2
Siemens Healthcare | indonesia | IVD |  | IMMULITE /IMMULITE 1000 Estradiol | Estradiol test system (kit & cair) | Kelas : 2
Siemens Healthcare | indonesia | IVD |  | RAPIDLAB 348 Bufferpack | General purpose reagent. | Kelas : 1
Siemens Healthcare | indonesia | IVD |  | RAPIDLAB Wash 348 & CD Pack | General purpose reagent. | Kelas : 1
Siemens Healthcare | indonesia | IVD |  | SIEMENS Protein C Reagent | Factor deficiency test. | Kelas : 2
Siemens Healthcare | indonesia | IVD |  | SIEMENS Imidazole Buffer Solution | Multipurpose system for in vitro coagulation studies | Kelas : 2
Siemens Healthcare | indonesia | IVD |  | SIEMENS Innovance D-Dimer Sample Diluent | Fibrinogen/fibrin degradation products assay. | Kelas : 2
Siemens Healthcare | indonesia | IVD |  | DADE INNOVIN | Prothrombin time test. | Kelas : 2
Siemens Healthcare | indonesia | IVD |  | SIEMENS Kaolin Suspension | General purpose reagent. | Kelas : 1
Siemens Healthcare | indonesia | IVD |  | DADE Owren's Veronal Buffer | Multipurpose system for in vitro coagulation studies. | Kelas : 2
Siemens Healthcare | indonesia | IVD |  | SIEMENS HEALTHINEERS Coagulation Factor VIII Deficient Plasma | Multipurpose system for in vitro coagulation studies (for reagent & control) | Kelas : 2
Siemens Healthcare | indonesia | IVD |  | SIEMENS HEALTHINEERS Coagulation Factor IX Deficient Plasma | Factor deficiency test. | Kelas : 2
Siemens Healthcare | indonesia | IVD |  | PATHROMTIN SL | Partial thromboplastin time tests. | Kelas : 2
Siemens Healthcare | indonesia | IVD |  | SIEMENS Control Plasma P | Hematology quality control mixture. | Kelas : 2
Siemens Healthcare | indonesia | IVD |  | DIMENSION and Dimension Vista Lipase Calibrator | Calibrator (cair) | Kelas : 2
Siemens Healthcare | indonesia | IVD |  | DIMENSION Urinary Cerebrospinal Fluid Protein Flex reagent cartridge (UFCP) | Total protein test system (kit & cair) | Kelas : 2
Siemens Healthcare | indonesia | IVD |  | SIEMENS N Latex BTP | Creatine test system (kit & cair) | Kelas : 2
Siemens Healthcare | indonesia | IVD |  | DADE CI-TROL 2 | Hematology quality control mixture. | Kelas : 2
Siemens Healthcare | indonesia | IVD |  | SIEMENS HEALTHINEERS Standard Human Plasma | Calibrator for hemoglobin or hematocrit measurement. | Kelas : 2
Siemens Healthcare | indonesia | IVD |  | SIEMENS Calcium Chloride Solution | Multipurpose system for in vitro coagulation studies | Kelas : 2
Siemens Healthcare | indonesia | IVD |  | SIEMENS N Reaction Buffer | General purpose reagent. | Kelas : 1
Siemens Healthcare | indonesia | MD |  | SOMATOM Force | Computed tomography x-ray system. | Kelas : 2
Siemens Healthcare | indonesia | IVD |  | Dimension Tacrolimus Calibrator | Calibrator (cair) | Kelas : 2
Siemens Healthcare | indonesia | IVD |  | Dimension Phosphorus Flex (PHOS) reagent cartridge | Phosphorus (inorganic) test system (kit & cair) | Kelas : 2
Siemens Healthcare | indonesia | IVD |  | DIMENSION Creatine Kinase Flex (CKI ) reagent cartridge | Creatine phosphokinase/creatine kinase or isoenzymes test system(kit & cair) | Kelas : 2
Siemens Healthcare | indonesia | IVD |  | Dimension Alkaline Phosphatase Calibrator ( ALPI CAL ) | Calibrator (cair) | Kelas : 2
Siemens Healthcare | indonesia | IVD |  | ADVIA Centaur HBsAgII (HBsII) | Antimitochondrial antibody immunological test system. | Kelas : 3
Siemens Healthcare | indonesia | IVD |  | ATELLICA™ IM Hepatitis B surface Antigen II Confirmatory (HbsII Conf). | Antimitochondrial antibody immunological test system. | Kelas : 3
Siemens Healthcare | indonesia | IVD |  | IMMULITE 1000 Substrate Module 1000T | General purpose reagent. | Kelas : 1
Siemens Healthcare | indonesia | IVD |  | SIEMENS Factor VIII Chromogenic Assay | Factor deficiency test. | Kelas : 2
Siemens Healthcare | indonesia | IVD |  | Dimension Alkaline Phosphatase Flex reagent cartridge | Alkaline phosphatase or isoenzymes test system (kit & cair) | Kelas : 2
Siemens Healthcare | indonesia | MD |  | AI-Rad Companion Chest X-ray | (Dihapus) Picture archiving and communications system. | Kelas : 2
Siemens Healthcare | indonesia | IVD |  | Dimension Chemistry Wash RD701 | General purpose reagent. | Kelas : 1
Siemens Healthcare | indonesia | MD |  | Cios Select | Mobile x-ray system. | Kelas : 2
Siemens Healthcare | indonesia | IVD |  | ADVIA Centaur CMV IgM Quality Control (CMV IgM QC) | Multiparameter serological reagents | Kelas : 2
Siemens Healthcare | indonesia | MD |  | MAGNETOM Free.Star | Magnetic resonance diagnostic device. | Kelas : 2
Siemens Healthcare | indonesia | IVD |  | ADVIA Centaur aHBs2 ReadyPack | Antimitochondrial antibody immunological test system. | Kelas : 3
Siemens Healthcare | indonesia | IVD |  | DIMENSION Clinical Chemistry System Enzyme Verifier | Multi parameter clinical chemistry test system | Kelas : 2
Siemens Healthcare | indonesia | MD |  | Somatom X.ceed | Computed tomography x-ray system. | Kelas : 2
Siemens Healthcare | indonesia | IVD |  | SIEMENS Coagulation Factor V Deficient Plasma | Factor V Leiden DNA mutation detection systems. | Kelas : 2
Siemens Healthcare | indonesia | IVD |  | DIMENSION Cyclosporine Calibrator (CSA CAL) | Calibrator (cair) | Kelas : 2
Siemens Healthcare | indonesia | IVD |  | INNOVANCE VWF Ac | Factor deficiency test. | Kelas : 2
Siemens Healthcare | indonesia | IVD |  | Dimension Cyclosporine Extended Range Calibrator | Calibrator (cair) | Kelas : 2
Siemens Healthcare | indonesia | IVD |  | ADVIA Centaur CMV IgM (CMV IgM) ReadyPack | Cytomegalovirus serological reagents. | Kelas : 2
Siemens Healthcare | indonesia | IVD |  | RAPIDPoint 500 System Analyzer and Accessories | Blood gases (P CO 2, P O 2) and blood pH test system | Kelas : 2
Siemens Healthcare | indonesia | IVD |  | DIMENSION Direct Bilirubin Flex reagent cartridge (DBI Flex) | Bilirubin (total or direct) test system (kit & cair) | Kelas : 2
Siemens Healthcare | indonesia | IVD |  | DIMENSION AHDL Calibrator | Calibrator (cair) | Kelas : 2
Siemens Healthcare | indonesia | IVD |  | DADE Fibrinogen Determination Reagents | Fibrinogen determination system. | Kelas : 2
Siemens Healthcare | indonesia | IVD |  | DIMENSION EXL LOCI Module LOCI VB12 Flex reagent cartridge | Vitamin B12 test system (kit & cair) | Kelas : 2
Siemens Healthcare | indonesia | IVD |  | PROC Control Plasma | Hematology quality control mixture. | Kelas : 2
Siemens Healthcare | indonesia | IVD |  | DADE CI-TROL 3 | Multipurpose system for in vitro coagulation studies | Kelas : 2
Siemens Healthcare | indonesia | IVD |  | SIEMENS BC Von Willebrand Reagent | Factor deficiency test. | Kelas : 2
Siemens Healthcare | indonesia | IVD |  | DIMENSION EXL LOCI Module LOCI FOLA Flex reagent cartridge | Folic acid test system (kit & cair) | Kelas : 2
Siemens Healthcare | indonesia | IVD |  | DIMENSION Total Bilirubin Flex (TBI) reagent cartridge | Bilirubin (total or direct) test system (card) | Kelas : 2
Siemens Healthcare | indonesia | IVD |  | DIMENSION EXL™ LOCI Module LOCI Anemia Calibrator | Calibrator (cair) | Kelas : 2
Siemens Healthcare | indonesia | IVD |  | SIEMENS Coagulation Factor VII Deficient Plasma | Factor deficiency test. | Kelas : 2
Siemens Healthcare | indonesia | IVD |  | DIMENSION Salt Bridge Solution | General purpose reagent. | Kelas : 1
Siemens Healthcare | indonesia | IVD |  | SIEMENS Coagulation Factor XI Deficient Plasma | Factor deficiency test. | Kelas : 2
Siemens Healthcare | indonesia | IVD |  | DADE Ci-Trol 1 | Hematology quality control mixture. | Kelas : 2
Siemens Healthcare | indonesia | IVD |  | SIEMENS PT-Multi Calibrator | Calibrator for hemoglobin or hematocrit measurement. | Kelas : 2
Siemens Healthcare | indonesia | IVD |  | SIEMENS Coagulation Factor XII Deficient Plasma | Factor deficiency test. | Kelas : 2
Siemens Healthcare | indonesia | IVD |  | DIMENSION Enzyme I Calibrator (ENZ I CAL) | Calibrator (cair) | Kelas : 2
Siemens Healthcare | indonesia | IVD |  | IMMULITE 2000 PEP C-Peptide | C-peptides of proinsulin test system (kit & cair) | Kelas : 2
Siemens Healthcare | indonesia | IVD |  | DADE ACTIN FSL Activated PTT Reagent | Partial thromboplastin time tests. | Kelas : 2
Siemens Healthcare | indonesia | IVD |  | DADE ACTIN FS Activated PTT Reagent | Partial thromboplastin time tests. | Kelas : 2
Siemens Healthcare | indonesia | IVD |  | DIMENSION Iron Flex reagent cartridge | Iron (non-heme) test system (kit & cair) | Kelas : 2
Siemens Healthcare | indonesia | IVD |  | DIMENSION Chemistry I Calibrator (CHEM I CAL) | Calibrator (cair) | Kelas : 2
Siemens Healthcare | indonesia | IVD |  | ADVIA Centaur SARS-CoV-2 Antigen (CoV2Ag) ReadyPack (CLIA) | Respiratory viral panel multiplex nucleic acid assay | Kelas : 2
Siemens Healthcare | indonesia | IVD |  | EMIT Calibrator / Control Level 3 | Multi parameter clinical toxicology test system | Kelas : 2
Siemens Healthcare | indonesia | IVD |  | DIMENSION Lactate Dehydrogenase Flex reagent cartridge (LDI) | Lactate dehydrogenase isoenzymes test system (kit & cair) | Kelas : 2
Siemens Healthcare | indonesia | IVD |  | Emit Calibrator / Control Level 4 | Multi parameter clinical toxicology test system | Kelas : 2
Siemens Healthcare | indonesia | IVD |  | ADVIA Centaur NT-proBNP | B-type natriuretic peptide test system (kit & cair) | Kelas : 2
Siemens Healthcare | indonesia | IVD |  | ADVIA Centaur HIV Ag/Ab Combo Quality Control Material (CHIV QC) | Multiple autoantibodies immunological test system. | Kelas : 2
Siemens Healthcare | indonesia | IVD |  | ADVIA Centaur T3 Diluent | Blood cell diluents | Kelas : 2
Siemens Healthcare | indonesia | IVD |  | ADVIA Centaur Multi-Diluent 15 Ready Pack | Blood cell diluents | Kelas : 2
Siemens Healthcare | indonesia | IVD |  | ADVIA Centaur SARS-CoV-2 Antigen Calibrator (CoV2Ag CAL) | Respiratory viral panel multiplex nucleic acid assay | Kelas : 2
Siemens Healthcare | indonesia | IVD |  | SIEMENS N FLC Supplementary Reagent | Immunoglobulin (light chain specific) immunological test system. | Kelas : 2
Siemens Healthcare | indonesia | IVD |  | IMMULITE 2000 / IMMULITE 2500 Probe Wash Module | General purpose reagent. | Kelas : 1
Siemens Healthcare | indonesia | IVD |  | ADVIA Centaur Probe Wash 4 | General purpose reagent. | Kelas : 1
Siemens Healthcare | indonesia | IVD |  | SIEMENS N Latex FLC Kappa | Immunoglobulin (light chain specific) immunological test system. | Kelas : 2
Siemens Healthcare | indonesia | IVD |  | DIMENSION Special Protein Calibrator | Calibrator (cair) | Kelas : 2
Siemens Healthcare | indonesia | IVD |  | ADVIA Centaur SARS-CoV-2 Antigen Quality Control (CoV2Ag QC) | Respiratory viral panel multiplex nucleic acid assay | Kelas : 2
Siemens Healthcare | indonesia | IVD |  | SIEMENS N Antiserum to Human IgM | Immunoglobulins A, G, M, D, and E immunological test system. | Kelas : 2
Siemens Healthcare | indonesia | IVD |  | CardioPhase hsCRP | C-reactive protein immunological test system. | Kelas : 2
Siemens Healthcare | indonesia | IVD |  | SIEMENS N FLC Standard SL | Immunoglobulin (light chain specific) immunological test system. | Kelas : 2
Siemens Healthcare | indonesia | IVD |  | DIMENSION Creatinine Flex reagent cartridge (CRE2) | Creatinine test system (kit & cair) | Kelas : 2
Siemens Healthcare | indonesia | IVD |  | DIMENSION Cholesterol Calibrator (CHOL CAL) | Calibrator (cair) | Kelas : 2
Siemens Healthcare | indonesia | IVD |  | DIMENSION Urinary/Cerebrospinal Fluid Protein Calibrator (UCFP CAL) | Calibrator (cair) | Kelas : 2
Siemens Healthcare | indonesia | IVD |  | DIMENSION Lipase Calibrator (LIPL CAL) | Calibrator (cair) | Kelas : 2
Siemens Healthcare | indonesia | IVD |  | DIMENSION Revised C-Reactive Protein Calibrator (RCRP CAL) | C-reactive protein immunological test system. | Kelas : 2
Siemens Healthcare | indonesia | IVD |  | SIEMENS N Antiserum to Human Alpha-1-acid Glycoprotein | Alpha -1-glycoproteins immunological test system. | Kelas : 2
Siemens Healthcare | indonesia | IVD |  | DIMENSION Bilirubin Calibrator (TBI/DBI CAL) | Calibrator (cair) | Kelas : 2
Siemens Healthcare | indonesia | IVD |  | IMMULITE/IMMULITE 1000 AFP | AFP-L3% immunological test system. | Kelas : 2
Siemens Healthcare | indonesia | IVD |  | Advia Centaur TnI-Ultra | Creatine phosphokinase/creatine kinase or isoenzymes test system(kit & cair) | Kelas : 2
Siemens Healthcare | indonesia | IVD |  | ADVIA Centaur Cortisol (COR) | Cortisol (hydrocortisone and hydroxycorticosterone) test system (kit & cair) | Kelas : 2
Siemens Healthcare | indonesia | IVD |  | SIEMENS N Antiserum to Human Retinol-binding Protein (RbP) | Retinol-binding protein immunological test system. | Kelas : 2
Siemens Healthcare | indonesia | IVD |  | DIMENSION Chemistry III Calibrator (CHEM III CAL) | Calibrator (cair) | Kelas : 2
Siemens Healthcare | indonesia | IVD |  | IMMULITE /IMMULITE 1000 Systems IGF - I | Human growth hormone test system (kit & cair) | Kelas : 2
Siemens Healthcare | indonesia | MD |  | ACUNAV™ Diagnostic Ultrasound Catheter | Diagnostic intravascular catheter. | Kelas : 2
Siemens Healthcare | indonesia | IVD |  | SIEMENS N Latex RF Kit | Rheumatoid factor immunological test system. | Kelas : 2
Siemens Healthcare | indonesia | IVD |  | ADVIA Centaur TSH3-Ultra (TSH3-UL) | Thyroid stimulating hormone test system (kit & cair) | Kelas : 2
Siemens Healthcare | indonesia | IVD |  | IMMULITE Probe Cleaning Kit | Enzyme preparations. | Kelas : 1
Siemens Healthcare | indonesia | IVD |  | SIEMENS N Antiserum to Human IgA ( α -chain) | Immunoglobulins A, G, M, D, and E immunological test system. | Kelas : 2
Siemens Healthcare | indonesia | IVD |  | IMMULITE/IMMULITE 1000 Growth Hormone (hGH) | Human growth hormone test system (kit & cair) | Kelas : 2
Siemens Healthcare | indonesia | IVD |  | SIEMENS N Latex FLC Lambda | Immunoglobulin (light chain specific) immunological test system. | Kelas : 2
Siemens Healthcare | indonesia | IVD |  | ADVIA 2120i Hematology System and Accessories | Automated differential cell counter | Kelas : 2
Siemens Healthcare | indonesia | IVD |  | IMMULITE/IMMULITE 1000 CEA | Tumor-associated antigen immunological test system. | Kelas : 2
Siemens Healthcare | indonesia | IVD |  | SIEMENS N Antiserum to Human Fibronectin | Fetal Fibronectin Test System | Kelas : 2
Siemens Healthcare | indonesia | IVD |  | DIMENSION Glucose Flex reagent cartridge (GLUC) | Glucose test system (kit & cair) | Kelas : 2
Siemens Healthcare | indonesia | IVD |  | SIEMENS N Antiserum to Human IgG | Immunoglobulins A, G, M, D, and E immunological test system. | Kelas : 2
Siemens Healthcare | indonesia | IVD |  | IMMULITE/IMMULITE 1000 Ferritin | Ferritin immunological test system. | Kelas : 2
Siemens Healthcare | indonesia | IVD |  | DCA System Microalbumin/Creatinine Reagent Kit | Albumin test system (kit & cair) | Kelas : 2
Siemens Healthcare | indonesia | IVD |  | ADVIA Centaur SARS-CoV-2 IgG (sCOVG) Ready Pack | Respiratory viral panel multiplex nucleic acid assay | Kelas : 2
Siemens Healthcare | indonesia | IVD |  | IMMULITE HCG Sample Diluent | Blood cell diluents | Kelas : 2
Siemens Healthcare | indonesia | IVD |  | ADVIA Centaur ELF Calibrator | Calibrator (cair) | Kelas : 2
Siemens Healthcare | indonesia | IVD |  | IMMULITE 1000 Beta-2-Microglobulin | Beta -2-microglobulin immunological test system. | Kelas : 2
Siemens Healthcare | indonesia | IVD |  | DIMENSION Magnesium Flex (MG) | Magnesium test system (kit & cair) | Kelas : 2
Siemens Healthcare | indonesia | IVD |  | ADVIA Centaur LH | Luteinizing hormone test system (kit & cair) | Kelas : 2
Siemens Healthcare | indonesia | IVD |  | IMMULITE/IMMULITE 1000 ACTH | Adrenocorticotropic hormone (ACTH) test system (kit & cair) | Kelas : 2
Siemens Healthcare | indonesia | IVD |  | SIEMENS N Supplementary Reagent L | General purpose reagent. | Kelas : 1
Siemens Healthcare | indonesia | IVD |  | IMMULITE/IMMULITE 1000 Insulin | Immunoreactive insulin test system (kit & cair) | Kelas : 2
Siemens Healthcare | indonesia | IVD |  | ADVIA Centaur HA | Antimitochondrial antibody immunological test system. | Kelas : 2
Siemens Healthcare | indonesia | IVD |  | ADVIA Centaur T3/T4/VB12 Ancillary Reagent | Multi parameter clinical chemistry test system | Kelas : 2
Siemens Healthcare | indonesia | MD |  | ARTIS pheno | Image-intensified fluoroscopic x-ray system. | Kelas : 2
Siemens Healthcare | indonesia | IVD |  | IMMULITE 2000 Systems Ferritin | Ferritin immunological test system. | Kelas : 2
Siemens Healthcare | indonesia | IVD |  | CLINITEK ATLAS Positive Control Strips | Quality control material (assayed and unassayed) (strip) | Kelas : 2
Siemens Healthcare | indonesia | IVD |  | ATELLICA IM Total hCG (ThCG). | Human chorionic gonadotropin (HCG) test system | Kelas : 2
Siemens Healthcare | indonesia | IVD |  | CLINITEK ATLAS Negative Control Strips | Quality control material (assayed and unassayed) (strip) | Kelas : 2
Siemens Healthcare | indonesia | IVD |  | SIEMENS N/T Rheumatology Control SL/2 | Rheumatoid factor immunological test system. | Kelas : 2
Siemens Healthcare | indonesia | IVD |  | ADVIA Centaur SARS-CoV-2 IgG Quality Control (sCOVG QC) | Respiratory viral panel multiplex nucleic acid assay | Kelas : 2
Siemens Healthcare | indonesia | IVD |  | IMMULITE 2000 Thyroglobulin Sample Diluent | Blood cell diluents | Kelas : 2
Siemens Healthcare | indonesia | IVD |  | ADVIA Centaur ELF Quality Controls (QC) Material | Antinuclear antibody immunological test system. | Kelas : 2
Siemens Healthcare | indonesia | MD |  | Luminos Fusion | Image-intensified fluoroscopic x-ray system. | Kelas : 2
Siemens Healthcare | indonesia | IVD |  | ADVIA Centaur Free PSA (fPSA) Calibrator | Calibrator (cair) | Kelas : 2
Siemens Healthcare | indonesia | IVD |  | ADVIA Centaur AFP | AFP-L3% immunological test system. | Kelas : 2
Siemens Healthcare | indonesia | IVD |  | CLINITEK Novus 10 Urinalysis Cassette | Multi parameter clinical chemistry test system | Kelas : 2
Siemens Healthcare | indonesia | IVD |  | ADVIA Centaur Rubella G Quality Control Material | Rubella virus serological reagents. | Kelas : 2
Siemens Healthcare | indonesia | IVD |  | ATELLICA™ IM Hepatitis B surface Antigen II (HBsII) | Antimitochondrial antibody immunological test system. | Kelas : 3
Siemens Healthcare | indonesia | MD |  | MAGNETOM Free.Max | Magnetic resonance diagnostic device. | Kelas : 2
Siemens Healthcare | indonesia | IVD |  | SIEMENS N FLC Control SL | Immunoglobulin (light chain specific) immunological test system. | Kelas : 2
Siemens Healthcare | indonesia | IVD |  | ATELLICA IM Total Triiodothyronine(T3) | Total triiodothyronine test system (kit & cair) | Kelas : 2
Siemens Healthcare | indonesia | IVD |  | Atellica IM Total Triiodothyronine Diluent (T3 DIL) | Blood cell diluents | Kelas : 2
Siemens Healthcare | indonesia | IVD |  | ADVIA Centaur Rubella G II (RbGII) | Rubella virus serological reagents. | Kelas : 2
Siemens Healthcare | indonesia | IVD |  | ADVIA Centaur Multi-Diluent 13 | General purpose reagent. | Kelas : 1
Siemens Healthcare | indonesia | IVD |  | DIMENSION CKI/MBI Calibrator | Calibrator (cair) | Kelas : 2
Siemens Healthcare | indonesia | IVD |  | SIEMENS N Latex Cystatin C | Creatinine test system (kit & cair) | Kelas : 2
Siemens Healthcare | indonesia | IVD |  | Dimension C-Reactive Protein Calibrator (CRP CAL) | C-reactive protein immunological test system. | Kelas : 2
Siemens Healthcare | indonesia | IVD |  | ADVIA Centaur Calibrator O | Calibrator (cair) | Kelas : 2
Siemens Healthcare | indonesia | IVD |  | IMMULITE 2000 IGF-I | Human growth hormone test system (kit & cair) | Kelas : 2
Siemens Healthcare | indonesia | IVD |  | IMMULITE 1000 FSH | Follicle-stimulating hormone test system (kit & cair) | Kelas : 2
Siemens Healthcare | indonesia | IVD |  | ADVIA Centaur PIIINP | Alkaline phosphatase or isoenzymes test system (kit & cair) | Kelas : 2
Siemens Healthcare | indonesia | IVD |  | ADVIA Centaur High-Sensitivity Troponin I (TNIH) | Creatine phosphokinase/creatine kinase or isoenzymes test system(kit & cair) | Kelas : 2
Siemens Healthcare | indonesia | IVD |  | IMMULITE/IMMULITE 1000 Turbo NT-proBNP | B-type natriuretic peptide test system (kit & cair) | Kelas : 2
Siemens Healthcare | indonesia | IVD |  | DIMENSION MBI Flex reagent cartridge | Creatine phosphokinase/creatine kinase or isoenzymes test system(kit & cair) | Kelas : 2
Siemens Healthcare | indonesia | MD |  | YSIO X.pree | Stationary x-ray system. | Kelas : 2
Siemens Healthcare | indonesia | IVD |  | Atellica CH Lactate_3 | Lactate dehydrogenase test system (kit & cair) | Kelas : 2
Siemens Healthcare | indonesia | IVD |  | Atellica IM T3/T4/VB12 Ancillary Reagent | Blood cell diluents | Kelas : 2
Siemens Healthcare | indonesia | IVD |  | SIEMENS N Antiserum to Human C3c | Complement components immunological test system. | Kelas : 2
Siemens Healthcare | indonesia | IVD |  | IMMULITE 2000 3gAllergy Specific IgE Positive Control for D1 &D2 | Radioallergosorbent (RAST) immunological test system. | Kelas : 2
Siemens Healthcare | indonesia | IVD |  | SIEMENS N/T Protein Control SL/H | Quality control material (assayed and unassayed) (cair) | Kelas : 2
Siemens Healthcare | indonesia | IVD |  | SIEMENS NOR-Partigen C3c | Complement components immunological test system. | Kelas : 2
Siemens Healthcare | indonesia | IVD |  | Dimension Sample Probe Cleaner | General purpose reagent. | Kelas : 1
Siemens Healthcare | indonesia | IVD |  | CLINITEK Status+ Analyzer and Accessories | Instrumentation for clinical multiplex test systems. | Kelas : 2
Siemens Healthcare | indonesia | IVD |  | Atellica CH Total Protein_2 (TP_2) | Total protein test system (kit & cair) | Kelas : 2
Siemens Healthcare | indonesia | IVD |  | DIMENSION Sample Diluent | Blood cell diluents | Kelas : 2
Siemens Healthcare | indonesia | IVD |  | ATELLICA CH Triglycerides_2 (Trig_2) | Triglyceride test system (kit & cair) | Kelas : 2
Siemens Healthcare | indonesia | IVD |  | SIEMENS N Antiserum to Human C4 | Complement components immunological test system. | Kelas : 2
Siemens Healthcare | indonesia | IVD |  | ADVIA Centaur Calibrator B | Calibrator (cair) | Kelas : 2
Siemens Healthcare | indonesia | IVD |  | ADVIA Centaur Rub M | Rubella virus serological reagents. | Kelas : 2
Siemens Healthcare | indonesia | IVD |  | ATELLICA IM ThCG Diluent | Blood cell diluents | Kelas : 2
Siemens Healthcare | indonesia | IVD |  | ADVIA Centaur Free PSA (fPSA) | Tumor-associated antigen immunological test system. | Kelas : 2
Siemens Healthcare | indonesia | IVD |  | Dimension Automated HDL Cholesterol Flex (AHDL) | Cholesterol (total) test system (kit & cair) | Kelas : 2
Siemens Healthcare | indonesia | IVD |  | SIEMENS N Protein Standard UY | Calibrator (cair) | Kelas : 2
Siemens Healthcare | indonesia | IVD |  | Atellica CH LDL Cholesterol Calibrator (LDLC Cal) | Calibrator (cair) | Kelas : 2
Siemens Healthcare | indonesia | IVD |  | SIEMENS N Diluent | Blood cell diluents | Kelas : 2
Siemens Healthcare | indonesia | IVD |  | ADVIA Centaur Rubella G (Rub G) | Rubella virus serological reagents. | Kelas : 2
Siemens Healthcare | indonesia | IVD |  | SIEMENS N Antiserum to Human Transferrin | Transferrin immunological test system. | Kelas : 2
Siemens Healthcare | indonesia | IVD |  | ATELLICA ™ IM Anti-Hepatitis B core Total (HBcT) | Antimitochondrial antibody immunological test system. | Kelas : 3
Siemens Healthcare | indonesia | IVD |  | Atellica IM Thyroid Stimulating Hormone 3-Ultra (TSH3UL) | Thyroid stimulating hormone test system (kit & cair) | Kelas : 2
Siemens Healthcare | indonesia | IVD |  | DIMENSION LA Flex Reagent Cartridge | Lactic acid test system (kit & cair) | Kelas : 2
Siemens Healthcare | indonesia | IVD |  | Atellica IM Total IgE Diluent (tIgE DIL) | Blood cell diluents | Kelas : 2
Siemens Healthcare | indonesia | IVD |  | Dimension Ferritin Flex (FERR) | Ferritin immunological test system. | Kelas : 2
Siemens Healthcare | indonesia | IVD |  | Dimension LOCI Cardiac Troponin I Flex reagent cartridge (TNI) | Creatine phosphokinase/creatine kinase or isoenzymes test system(kit & cair) | Kelas : 2
Siemens Healthcare | indonesia | IVD |  | Atellica IM Toxoplasma IgM (Toxo M) | Toxoplasma gondii serological reagents. | Kelas : 2
Siemens Healthcare | indonesia | IVD |  | SIEMENS N Latex ASL | Streptococcus spp. serological reagents. | Kelas : 2
Siemens Healthcare | indonesia | IVD |  | DIMENSION CHK FLEX Reagent Cartridge | General purpose reagent. | Kelas : 1
Siemens Healthcare | indonesia | IVD |  | ADVIA Centaur TIMP-1 | Antinuclear antibody immunological test system. | Kelas : 2
Siemens Healthcare | indonesia | IVD |  | IMMULITE 2000 TG Thyroglobulin | Thyroid autoantibody immunological test system. | Kelas : 2
Siemens Healthcare | indonesia | IVD |  | RP500 MEASUREMENT CARTRIDGE LAC | Multi parameter clinical chemistry test system | Kelas : 2
Siemens Healthcare | indonesia | IVD |  | DIMENSION Clinical Chemistry System Flex Reagent Cartridge CSAE | Cyclosporine test system (kit & cair) | Kelas : 2
Siemens Healthcare | indonesia | IVD |  | QuikLYTE Integrated Multisensor | Multi parameter clinical chemistry test system | Kelas : 2
Siemens Healthcare | indonesia | IVD |  | SIEMENS N Rheumatology Standard SL | Rheumatoid factor immunological test system. | Kelas : 2
Siemens Healthcare | indonesia | IVD |  | Atellica IM Total Thyroxine Diluent (T4 DIL) | Blood cell diluents | Kelas : 2
Siemens Healthcare | indonesia | IVD |  | IMMULITE IGF-1 Control Module | Immunoglobulins A, G, M, D, and E immunological test system. | Kelas : 2
Siemens Healthcare | indonesia | IVD |  | SIEMENS N Supplementary Reagent/Precipitation | General purpose reagent. | Kelas : 1
Siemens Healthcare | indonesia | IVD |  | ADVIA Centaur Rub M QC | Rubella virus serological reagents. | Kelas : 2
Siemens Healthcare | indonesia | MD |  | MAGNETOM Lumina | Magnetic resonance diagnostic device. | Kelas : 2
Siemens Healthcare | indonesia | IVD |  | ADVIA Chemistry Enzymatic Hemoglobin A1c Calibrators | Calibrator (cair) | Kelas : 2
Siemens Healthcare | indonesia | MD |  | MAGNETOM SEMPRA | Magnetic resonance diagnostic device. | Kelas : 2
Siemens Healthcare | indonesia | IVD |  | ADVIA Centaur RbGII Quality Control (RbGII QC) | Rubella virus serological reagents. | Kelas : 2
Siemens Healthcare | indonesia | IVD |  | SIEMENS Cleaner SCS | General purpose reagent. | Kelas : 1
Siemens Healthcare | indonesia | IVD |  | Atellica IM Total Thyroxine (T4) | Total thyroxine test system (kit & cair) | Kelas : 2
Siemens Healthcare | indonesia | IVD |  | Dimension IMT Probe Cleaner RD704 | General purpose reagent. | Kelas : 1
Siemens Healthcare | indonesia | MD |  | MAGNETOM AMIRA | Magnetic resonance diagnostic device. | Kelas : 2
Siemens Healthcare | indonesia | IVD |  | ADVIA Chemistry TBIL_2-Total Bilirubin 2 Reagents | Bilirubin (total or direct) test system (kit & cair) | Kelas : 2
Siemens Healthcare | indonesia | IVD |  | ATELLICA IM Total IgE (tIgE) | Immunoglobulins A, G, M, D, and E immunological test system. | Kelas : 2
Siemens Healthcare | indonesia | IVD |  | ADVIA Centaur Vitamin D Total Quality Control Material | Vitamin D test system (kit & cair) | Kelas : 2
Siemens Healthcare | indonesia | IVD |  | IMMULITE1000 Rubella IgG | Rubella virus serological reagents. | Kelas : 2
Siemens Healthcare | indonesia | IVD |  | Atellica IM Toxoplasma IgM Quality Control (Toxo M QC) | Toxoplasma gondii serological reagents. | Kelas : 2
Siemens Healthcare | indonesia | IVD |  | Advia Centaur Vitamin D Total (VitD) | Vitamin D test system (kit & cair) | Kelas : 2
Siemens Healthcare | indonesia | IVD |  | Dimension Reagent Probe Cleaner | General purpose reagent. | Kelas : 1
Siemens Healthcare | indonesia | IVD |  | IMMULITE/ IMMULITE 1000 Systems CMV IgM | Cytomegalovirus serological reagents. | Kelas : 2
Siemens Healthcare | indonesia | IVD |  | IMMULITE 2000 Total IgE | Immunoglobulins A, G, M, D, and E immunological test system. | Kelas : 2
Siemens Healthcare | indonesia | IVD |  | ATELLICA IM Syphilis Quality Control (Syph QC) | Treponema pallidum nontreponemal test reagents. | Kelas : 2
Siemens Healthcare | indonesia | IVD |  | IMMULITE1000 Rubella IgM | Rubella virus serological reagents. | Kelas : 2
Siemens Healthcare | indonesia | IVD |  | Dimension® Lipase Flex® reagent cartridge | Lipase test system (kit & cair) | Kelas : 2
Siemens Healthcare | indonesia | IVD |  | IMMULITE SYSTEMS Ferritin Control Module | Ferritin immunological test system. | Kelas : 2
Siemens Healthcare | indonesia | IVD |  | Atellica IM Syphilis (Syph) | Treponema pallidum nontreponemal test reagents. | Kelas : 2
Siemens Healthcare | indonesia | IVD |  | Dimension Ammonia Flex (AMM) Reagents | Ammonia test system (kit & cair) | Kelas : 2
Siemens Healthcare | indonesia | IVD |  | IMMULITE® 1000 Toxoplasma IgM | Toxoplasma gondii serological reagents. | Kelas : 2
Siemens Healthcare | indonesia | IVD |  | ADVIA CENTAUR FT4 | Free thyroxine test system (kit & cair) | Kelas : 2
Siemens Healthcare | indonesia | IVD |  | ATELLICA IM Rubella IgM (Rub M) | Rubella virus serological reagents. | Kelas : 2
Siemens Healthcare | indonesia | IVD |  | Atellica IM High-Sensitivity Troponin I | Creatine phosphokinase/creatine kinase or isoenzymes test system(kit & cair) | Kelas : 2
Siemens Healthcare | indonesia | IVD |  | IMMULITE 1000 Systems C-Peptide | C-peptides of proinsulin test system (kit & cair) | Kelas : 2
Siemens Healthcare | indonesia | IVD |  | ATELLICA IM Rubella IgG (Rub G) | Rubella virus serological reagents. | Kelas : 2
Siemens Healthcare | indonesia | IVD |  | IMMULITE 1000 Systems CMV IgG | Cytomegalovirus serological reagents. | Kelas : 2
Siemens Healthcare | indonesia | IVD |  | IMMULITE 1000 Systems TIE Total IgE | Immunoglobulins A, G, M, D, and E immunological test system. | Kelas : 2
Siemens Healthcare | indonesia | IVD |  | ADVIA Centaur CA 15-3 | Tumor-associated antigen immunological test system. | Kelas : 2
Siemens Healthcare | indonesia | IVD |  | ATELLICA IM Toxoplasma IgG Quality Control (Toxo G QC) | Toxoplasma gondii serological reagents. | Kelas : 2
Siemens Healthcare | indonesia | IVD |  | Atellica IM Troponin I Ultra | Creatine phosphokinase/creatine kinase or isoenzymes test system(kit & cair) | Kelas : 2
Siemens Healthcare | indonesia | IVD |  | ADVIA Centaur Toxoplasma M Quality Control (Toxo M) | Toxoplasma gondii serological reagents. | Kelas : 2
Siemens Healthcare | indonesia | IVD |  | Atellica IM Toxoplasma IgG (Toxo G) | Toxoplasma gondii serological reagents. | Kelas : 2
Siemens Healthcare | indonesia | IVD |  | IMMULITE Thyroglobulin Control Module | Thyroid autoantibody immunological test system. | Kelas : 2
Siemens Healthcare | indonesia | IVD |  | ADVIA Centaur Toxoplasma G (Toxo G) | Toxoplasma gondii serological reagents. | Kelas : 2
Siemens Healthcare | indonesia | IVD |  | ADVIA Centaur Toxoplasma G Quality Control (Toxo G QC) | Toxoplasma gondii serological reagents. | Kelas : 2
Siemens Healthcare | indonesia | IVD |  | ADVIA Centaur Toxoplasma M | Toxoplasma gondii serological reagents. | Kelas : 2
Siemens Healthcare | indonesia | IVD |  | IMMULITE 1000 Systems Herpes I & II IgG | Herpes simplex virus serological assays. | Kelas : 2
Siemens Healthcare | indonesia | IVD |  | CoV2Ag Sample Lysis Reagent | Red cell lysing reagent. | Kelas : 2
Siemens Healthcare | indonesia | MD |  | CIOS FLOW | Image-intensified fluoroscopic x-ray system. | Kelas : 2
Siemens Healthcare | indonesia | IVD |  | IMMULITE 2000 Immunoassay System | Instrumentation for clinical multiplex test systems. | Kelas : 2
Siemens Healthcare | indonesia | IVD |  | Atellica IM Wash | General purpose reagent. | Kelas : 1
Siemens Healthcare | indonesia | IVD |  | Atellica IM Prolactin (PRL). | Prolactin (lactogen) test system (kit & cair) | Kelas : 2
Siemens Healthcare | indonesia | IVD |  | Atellica IM BRAHMS Procalcitonin Quality Control (PCT QC) | Device to detect and measure non-microbial analyte(s) in human clinical specimens to aid in assessment of patients with suspected sepsis | Kelas : 2
Siemens Healthcare | indonesia | IVD |  | Atellica IM Prostate-Specific Antigen (PSA). | Tumor-associated antigen immunological test system. | Kelas : 2
Siemens Healthcare | indonesia | IVD |  | Atellica Decapper | General purpose laboratory equipment labeled or promoted for a specific medical use. | Kelas : 1
Siemens Healthcare | indonesia | IVD |  | Atellica IM Rubella IgM Quality Control (Rub M QC). | Rubella virus serological reagents. | Kelas : 2
Siemens Healthcare | indonesia | MD |  | Artis Icono Biplane | Image-intensified fluoroscopic x-ray system. | Kelas : 2
Siemens Healthcare | indonesia | MD |  | SOMATOM Perspective | Computed tomography x-ray system. | Kelas : 2
Siemens Healthcare | indonesia | MD |  | SOMATOM Scope | Computed tomography x-ray system. | Kelas : 2
Siemens Healthcare | indonesia | IVD |  | Atellica™ IM Multi-Diluent 2. | Blood cell diluents | Kelas : 2
Siemens Healthcare | indonesia | MD |  | Symbia Pro.specta X7 | Emission computed tomography system. | Kelas : 2
Siemens Healthcare | indonesia | MD |  | Uroskop OMNIA MAX | Image-intensified fluoroscopic x-ray system. | Kelas : 2
Siemens Healthcare | indonesia | IVD |  | ATELLICA ™ IM Homocysteine Diluent (HCY DIL) | Blood cell diluents | Kelas : 2
Siemens Healthcare | indonesia | IVD |  | ATELLICA ™ IM Progesterone (PRGE). | Progesterone test system (kit & cair) | Kelas : 2
Siemens Healthcare | indonesia | MD |  | SOMATOM Go.Now | Computed tomography x-ray system. | Kelas : 2
Siemens Healthcare | indonesia | IVD |  | Atellica™ IM Hepatitis B e Antigen Quality Control (HbeAg QC) | Antinuclear antibody immunological test system. | Kelas : 2
Siemens Healthcare | indonesia | IVD |  | Atellica™ IM Hepatitis C (aHCV). | Antinuclear antibody immunological test system. | Kelas : 3
Siemens Healthcare | indonesia | IVD |  | Atellica IM Rubella IgG Quality Control (Rub G QC). | Rubella virus serological reagents. | Kelas : 2
Siemens Healthcare | indonesia | IVD |  | Atellica IM Homocysteine Calibrator (HCY CAL) | Calibrator (cair) | Kelas : 2
Siemens Healthcare | indonesia | IVD |  | Atellica IM Hepatitis B e Antigen (HbeAg). | Antinuclear antibody immunological test system. | Kelas : 2
Siemens Healthcare | indonesia | MD |  | CIOS SELECT | Image-intensified fluoroscopic x-ray system. | Kelas : 2
Siemens Healthcare | indonesia | IVD |  | Atellica IM Anti-Hepatitis B e Antigen (aHBe). | Antinuclear antibody immunological test system. | Kelas : 3
Siemens Healthcare | indonesia | IVD |  | Atellica IM Anti-Hepatitis B surface Antigen 2 (aHBs2) | Antinuclear antibody immunological test system. | Kelas : 3
Siemens Healthcare | indonesia | IVD |  | Atellica IM Anti-Hepatitis B core Total Quality Control (HBcT QC) | Antimitochondrial antibody immunological test system. | Kelas : 2
Siemens Healthcare | indonesia | IVD |  | ATELLICA™ IM Hepatitis B surface Antigen II Quality Control (HbsII QC) | Antimitochondrial antibody immunological test system. | Kelas : 2
Siemens Healthcare | indonesia | IVD |  | ATELLICA™ IM Homocysteine (HCY) | Antinuclear antibody immunological test system. | Kelas : 2
Siemens Healthcare | indonesia | MD |  | ARTIS Icono Floor | Image-intensified fluoroscopic x-ray system. | Kelas : 2
Siemens Healthcare | indonesia | IVD |  | Atellica IM Probe Wash (PW3). | General purpose reagent. | Kelas : 1
Siemens Healthcare | indonesia | IVD |  | Atellica IM Follicle Stimulating Hormone (FSH) | Follicle-stimulating hormone test system (kit & cair) | Kelas : 2
Siemens Healthcare | indonesia | IVD |  | Atellica IM Free Thyroxine (FT4). | Free thyroxine test system (kit & cair) | Kelas : 2
Siemens Healthcare | indonesia | MD |  | SOMATOM Perspective | Computed tomography x-ray system. | Kelas : 2
Siemens Healthcare | indonesia | IVD |  | ADVIA Centaur CMV IgG Ready Pack | Cytomegalovirus serological reagents. | Kelas : 2
Siemens Healthcare | indonesia | IVD |  | ADVIA Centaur CA 125II Calibrator | Calibrator (cair) | Kelas : 2
Siemens Healthcare | indonesia | IVD |  | ADVIA 120/ADVIA 2120/ADVIA 2120i 3in1 TESTpoint Hematology Controls | Hematology quality control mixture. | Kelas : 2
Siemens Healthcare | indonesia | IVD |  | ATELLICA ™ IM Free Triiodothyronine (FT3). | Total triiodothyronine test system (kit & cair) | Kelas : 2
Siemens Healthcare | indonesia | IVD |  | ADVIA Centaur CMV IgG Quality Control (CMV IgG QC) | Multiparameter serological reagents | Kelas : 2
Siemens Healthcare | indonesia | MD |  | LUMINOS RF CLASSIC | Image-intensified fluoroscopic x-ray system. | Kelas : 2
Siemens Healthcare | indonesia | IVD |  | ATELLICA IM Ferritin (Fer). | Ferritin immunological test system. | Kelas : 2
Siemens Healthcare | indonesia | IVD |  | ADVIA 120/ADVIA 2120/ADVIA 2120i TESTPOINT Control. | Hematology quality control mixture. | Kelas : 2
Siemens Healthcare | indonesia | IVD |  | ATELLICA IM Free Prostate-Specific Antigen Calibrator (fPSA CAL) | Tumor-associated antigen immunological test system. | Kelas : 2
Siemens Healthcare | indonesia | IVD |  | Atellica IM Free Prostate-Specific Antigen (fPSA). | Tumor-associated antigen immunological test system. | Kelas : 2
Siemens Healthcare | indonesia | IVD |  | Atellica IM Caecinoembryonic Antigen Diluent (CEA DIL). | Blood cell diluents | Kelas : 2
Siemens Healthcare | indonesia | IVD |  | Atellica™ IM Creatine Kinase MB Calibrator (CKMB CAL). | Calibrator (cair) | Kelas : 2
Siemens Healthcare | indonesia | IVD |  | Atellica IM Complexed Prostate-Specific Antigen (cPSA). | Tumor-associated antigen immunological test system. | Kelas : 2
Siemens Healthcare | indonesia | IVD |  | ATELLICA™ IM Enhanced Estradiol Diluent (eE2 DIL). | Blood cell diluents | Kelas : 2
Siemens Healthcare | indonesia | IVD |  | Atellica IM Creatine Kinase MB (CKMB) | Creatine phosphokinase/creatine kinase or isoenzymes test system(kit & cair) | Kelas : 2
Siemens Healthcare | indonesia | IVD |  | ATELLICA ™ IM eE2 | Estradiol test system (kit & cair) | Kelas : 2
Siemens Healthcare | indonesia | IVD |  | ATELLICA IM Complexed Prostate-Specific Antigen Quality Control (cPSA QC) | Tumor-associated antigen immunological test system. | Kelas : 2
Siemens Healthcare | indonesia | IVD |  | ADVIA Centaur HBeAg | Antimitochondrial antibody immunological test system. | Kelas : 3
Siemens Healthcare | indonesia | IVD |  | ADVIA Centaur BNP | B-type natriuretic peptide test system (kit & cair) | Kelas : 2
Siemens Healthcare | indonesia | IVD |  | Atellica IM Hepatitis B Core Antigen (aHBcM). | Antimitochondrial antibody immunological test system. | Kelas : 3
Siemens Healthcare | indonesia | IVD |  | DIMENSION VISTA / DIMENSION EXL™ SARS-CoV-2 IgG Calibrator | Respiratory viral panel multiplex nucleic acid assay | Kelas : 2
Siemens Healthcare | indonesia | IVD |  | Atellica IM Carcinoembryonic Antigen (CEA). | Tumor-associated antigen immunological test system. | Kelas : 2
Siemens Healthcare | indonesia | IVD |  | Atellica IM Calibrator C (CAL C). | Calibrator (cair) | Kelas : 2
Siemens Healthcare | indonesia | IVD |  | Atellica IM Calibrator Q (CAL Q). | Calibrator (cair) | Kelas : 2
Siemens Healthcare | indonesia | IVD |  | Atellica IM Anti-Hepatitis B surface Antigen 2 Quality Control (aHBs2 QC). | Antinuclear antibody immunological test system. | Kelas : 2
Siemens Healthcare | indonesia | IVD |  | Atellica™ IM Calibrator E (CAL E). | Calibrator (cair) | Kelas : 2
Siemens Healthcare | indonesia | IVD |  | ATELLICA™ IM Hepatitis C Quality Control (aHCV QC) | Antinuclear antibody immunological test system. | Kelas : 2
Siemens Healthcare | indonesia | MD |  | SYMBIA Pro.specta X3 | Emission computed tomography system. | Kelas : 2
Siemens Healthcare | indonesia | IVD |  | Atellica™ IM Calibrator 1 (CAL 1). | Calibrator (cair) | Kelas : 2
Siemens Healthcare | indonesia | IVD |  | Atellica IM Calibrator B (CAL B) | Calibrator (cair) | Kelas : 2
Siemens Healthcare | indonesia | IVD |  | Atellica IM Calibrator A (CAL A) | Calibrator (cair) | Kelas : 2
Siemens Healthcare | indonesia | IVD |  | Atellica IM Anti-Hepatitis B e Antigen Quality Control (aHBe QC) | Antinuclear antibody immunological test system. | Kelas : 2
Siemens Healthcare | indonesia | IVD |  | Atellica IM CA 15-3 Calibrator (CA 15-3 CAL). | Calibrator (cair) | Kelas : 2
Siemens Healthcare | indonesia | IVD |  | Atellica IM Calibrator D (CAL D). | Calibrator (cair) | Kelas : 2
Siemens Healthcare | indonesia | MD |  | Artis Q.zen Ceiling | Image-intensified fluoroscopic x-ray system. | Kelas : 2
Siemens Healthcare | indonesia | IVD |  | Atellica IM Cleaner. | General purpose reagent. | Kelas : 1
Siemens Healthcare | indonesia | IVD |  | Atellica IM CA 125II (CA 125II) | Tumor-associated antigen immunological test system. | Kelas : 2
Siemens Healthcare | indonesia | IVD |  | ADVIA 120/ADVIA 2120/ADVIA 2120i TESTpoint CSF Controls. | Hematology quality control mixture. | Kelas : 2
Siemens Healthcare | indonesia | IVD |  | ADVIA 120/ADVIA 2120/ADVIA 2120i SETPOINT™ Cal. | Calibrator for hemoglobin or hematocrit measurement. | Kelas : 2
Siemens Healthcare | indonesia | IVD |  | Atellica IM Hepatitis B Core Antigen Quality Control (aHBcM QC). | Antimitochondrial antibody immunological test system. | Kelas : 2
Siemens Healthcare | indonesia | IVD |  | Atellica IM Anti-Thyroglobulin Diluent (aTG DIL). | Blood cell diluents | Kelas : 2
Siemens Healthcare | indonesia | IVD |  | ATELLICA™ IM Anti-Thyroglobulin Quality Control (aTG QC) | Thyroid autoantibody immunological test system. | Kelas : 2
Siemens Healthcare | indonesia | IVD |  | ATELLICA IM Anti-Thyroglobulin (aTG) | Thyroid autoantibody immunological test system. | Kelas : 2
Siemens Healthcare | indonesia | IVD |  | ATELLICA IM Anti-Thyroid Peroxidase Diluent (aTPO DIL) | Blood cell diluents | Kelas : 2
Siemens Healthcare | indonesia | IVD |  | Atellica IM CA 15-3 | Tumor-associated antigen immunological test system. | Kelas : 2
Siemens Healthcare | indonesia | IVD |  | Atellica™ IM Hepatitis A Total Quality Control (aHAVT QC). | Hepatitis A virus (HAV) serological assays. | Kelas : 2
Siemens Healthcare | indonesia | IVD |  | ADVIA 120/ADVIA 2120/ADVIA 2120i CSF Reagent. | Automated differential cell counter | Kelas : 2
Siemens Healthcare | indonesia | IVD |  | Atellica IM Anti-Thyroid Peroxidase (aTPO) | Thyroid autoantibody immunological test system. | Kelas : 2
Siemens Healthcare | indonesia | IVD |  | ADVIA Centaur™ HBeAg Quality Control (QC) | Antimitochondrial antibody immunological test system. | Kelas : 2
Siemens Healthcare | indonesia | IVD |  | Atellica IM Anti-Thyroid Peroxidase Quality Control (aTPO QC) | Thyroid autoantibody immunological test system. | Kelas : 2
Siemens Healthcare | indonesia | IVD |  | Atellica IM Ancillary Probe Wash 1 (APW1) | General purpose reagent. | Kelas : 1
Siemens Healthcare | indonesia | IVD |  | DIMENSION EXL™ SARS-CoV-2 IgG (CV2G) | Respiratory viral panel multiplex nucleic acid assay | Kelas : 2
Siemens Healthcare | indonesia | IVD |  | Atellica IM Alpha Fetoprotein (AFP). | AFP-L3% immunological test system. | Kelas : 2
Siemens Healthcare | indonesia | IVD |  | ATELLICA IM CA 19-9 (CA 19-9). | Tumor-associated antigen immunological test system. | Kelas : 2
Siemens Healthcare | indonesia | IVD |  | ATELLICA IM CA 19-9 Diluent (CA 19-9 DIL). | Blood cell diluents | Kelas : 2
Siemens Healthcare | indonesia | IVD |  | Atellica IM Hepatitis A IgM Quality Control (aHAVM QC). | Hepatitis A virus (HAV) serological assays. | Kelas : 2
Siemens Healthcare | indonesia | IVD |  | ATELLICA™ IM CA 125II™ Calibrator (CA 125II CAL). | Calibrator (cair) | Kelas : 2
Siemens Healthcare | indonesia | IVD |  | Atellica IM Hepatitis A IgM (aHAVM). | Hepatitis A virus (HAV) serological assays. | Kelas : 2
Siemens Healthcare | indonesia | IVD |  | ATELLICA IM Hepatitis A Total (aHAVT) | Hepatitis A virus (HAV) serological assays. | Kelas : 2
Siemens Healthcare | indonesia | IVD |  | DIMENSION VISTA / DIMENSION EXL™ SARS-CoV-2 IgG Quality Control | Respiratory viral panel multiplex nucleic acid assay | Kelas : 2
Siemens Healthcare | indonesia | IVD |  | ATELLICA ® IM Anti-Thyroglobulin (aTgII) Ready Pack | Thyroid autoantibody immunological test system. | Kelas : 2
Siemens Healthcare | indonesia | IVD |  | Atellica CH Wash. | General purpose reagent. | Kelas : 1
Siemens Healthcare | indonesia | IVD |  | ADVIA Chemistry Urinary/Cerebrospinal Fluid Protein Calibrator. | Calibrator (cair) | Kelas : 2
Siemens Healthcare | indonesia | IVD |  | ATELLICA IM Thyroglobulin (Tg) ReadyPack | Thyroid autoantibody immunological test system. | Kelas : 2
Siemens Healthcare | indonesia | IVD |  | Atellica CH Total Protein_2 (Urine) (UPro). | Urinary protein or albumin (nonquantitative) test system (kit & cair) | Kelas : 2
Siemens Healthcare | indonesia | IVD |  | Atellica CH Total Bilirubin_2 (TBil_2). | Bilirubin (total or direct) test system (kit & cair) | Kelas : 2
Siemens Healthcare | indonesia | IVD |  | Dimension® EXL with LM Integrated Chemistry System. | Instrumentation for clinical multiplex test systems. | Kelas : 2
Siemens Healthcare | indonesia | IVD |  | ADVIA Chemistry Urinary/Cerebrospinal Fluid Protein | Total protein test system (kit & cair) | Kelas : 2
Siemens Healthcare | indonesia | IVD |  | Atellica IM Acid/Base. | General purpose reagent. | Kelas : 1
Siemens Healthcare | indonesia | IVD |  | ATELLICA CH Total Iron Binding Capacity (TIBC) | Iron-binding capacity test system (kit & cair) | Kelas : 2
Siemens Healthcare | indonesia | IVD |  | Atellica CH Reagent Probe Cleaner 2 (RPC2). | General purpose reagent. | Kelas : 1
Siemens Healthcare | indonesia | MD |  | MAGNETOM Free.Max | Magnetic resonance diagnostic device. | Kelas : 2
Siemens Healthcare | indonesia | IVD |  | Atellica CH Water Bath Additive (WBA). | General purpose reagent. | Kelas : 1
Siemens Healthcare | indonesia | IVD |  | Atellica CH Reagent Probe Cleaner 1 (RPC1). | General purpose reagent. | Kelas : 1
Siemens Healthcare | indonesia | IVD |  | ADVIA Centaur COV2T Readypack | Respiratory viral panel multiplex nucleic acid assay | Kelas : 2
Siemens Healthcare | indonesia | MD |  | Artis Zee Multi-purpose | Image-intensified fluoroscopic x-ray system. | Kelas : 2
Siemens Healthcare | indonesia | IVD |  | Atellica CH Reagent Probe Cleaner 4 (RPC4). | General purpose reagent. | Kelas : 1
Siemens Healthcare | indonesia | IVD |  | DIMENSION Mass Creatine Kinase MB Isoenzyme Flex Reagent Cartridge. | Creatine phosphokinase/creatine kinase or isoenzymes test system(kit & cair) | Kelas : 2
Siemens Healthcare | indonesia | IVD |  | ADVIA Centaur COV2T QC | Respiratory viral panel multiplex nucleic acid assay | Kelas : 2
Siemens Healthcare | indonesia | MD |  | Artis Q.zen biplane | Image-intensified fluoroscopic x-ray system. | Kelas : 2
Siemens Healthcare | indonesia | MD |  | ARCADIS Orbic | Image-intensified fluoroscopic x-ray system. | Kelas : 2
Siemens Healthcare | indonesia | IVD |  | ATELLICA CH Enzymatic Creatinine_2 (Ecre_2) | Creatinine test system (kit & cair) | Kelas : 2
Siemens Healthcare | indonesia | IVD |  | ATELLICA CH ENZ 1 CAL | Calibrator (cair) | Kelas : 2
Siemens Healthcare | indonesia | IVD |  | Atellica CH ENZ 2 Calibrator (ENZ 2 CAL). | Calibrator (cair) | Kelas : 2
Siemens Healthcare | indonesia | IVD |  | DIMENSION RCRP Flex Reagent Cartridge. | C-reactive protein immunological test system. | Kelas : 2
Siemens Healthcare | indonesia | IVD |  | Atellica CH ENZ 3 Calibrator (ENZ 3 CAL). | Calibrator (cair) | Kelas : 2
Siemens Healthcare | indonesia | IVD |  | ADVIA Centaur HCV Ready Pack | Antinuclear antibody immunological test system. | Kelas : 3
Siemens Healthcare | indonesia | IVD |  | DIMENSION CTNI Flex Reagent Cartridge. | Creatine phosphokinase/creatine kinase or isoenzymes test system(kit & cair) | Kelas : 2
Siemens Healthcare | indonesia | IVD |  | Atellica CH Lamp Coolant (LC). | General purpose reagent. | Kelas : 1
Siemens Healthcare | indonesia | IVD |  | DIMENSION Urea Nitrogen Flex Reagent Cartridge (BUN) | Urea nitrogen test system (kit & cair) | Kelas : 2
Siemens Healthcare | indonesia | IVD |  | BERICHROM Antithrombin III (A) | Antithrombin III assay. | Kelas : 2
Siemens Healthcare | indonesia | MD |  | ARCADIS Avantic | Image-intensified fluoroscopic x-ray system. | Kelas : 2
Siemens Healthcare | indonesia | MD |  | ARCADIS Varic | Image-intensified fluoroscopic x-ray system. | Kelas : 2
Siemens Healthcare | indonesia | IVD |  | DIMENSION GGT Flex Reagent Cartridge | Gamma-glutamyl transpeptidase and isoenzymes test system (kit & cair) | Kelas : 2
Siemens Healthcare | indonesia | MD |  | SIEMENS SENSIS LITE | Programmable diagnostic computer. | Kelas : 2
Siemens Healthcare | indonesia | IVD |  | DIMENSION Clinical Chemistry System Flex Reagent Cartridge URCA. | Uric acid test system (kit & cair) | Kelas : 2
Siemens Healthcare | indonesia | IVD |  | ATELLICA CH Cocaine Metabolite (Coc) | Cocaine and cocaine metabolite test system (kit & cair) | Kelas : 2
Siemens Healthcare | indonesia | MD |  | Uroskop Omnia Max | Image-intensified fluoroscopic x-ray system. | Kelas : 2
Siemens Healthcare | indonesia | IVD |  | Atellica CH Ethyl Alcohol (ETOH) | Alcohol test system (kit & cair) | Kelas : 2
Siemens Healthcare | indonesia | IVD |  | Atellica IM NT-proBNP (PBNP) Ready Pack | B-type natriuretic peptide test system | Kelas : 2
Siemens Healthcare | indonesia | MD |  | MAGNETOM Aera | Magnetic resonance diagnostic device. | Kelas : 2
Siemens Healthcare | indonesia | IVD |  | DIMENSION Alanine Aminotransferase Flex Reagent Cartridge (ALTI) | Alanine amino transferase (ALT/SGPT) test system (kit & cair) | Kelas : 2
Siemens Healthcare | indonesia | IVD |  | DIMENSION Clinical Chemistry System Flex Reagent Cartridge PCHE. | Cholinesterase test system (kit & cair) | Kelas : 1
Siemens Healthcare | indonesia | IVD |  | Atellica CH Direct Bilirubin 2 (DBil_2). | Bilirubin (total or direct) test system (kit & cair) | Kelas : 2
Siemens Healthcare | indonesia | IVD |  | ADVIA Centaur Calibrator D | Calibrator (cair) | Kelas : 2
Siemens Healthcare | indonesia | MD |  | SOMATOM Confidence | Computed tomography x-ray system. | Kelas : 2
Siemens Healthcare | indonesia | IVD |  | Atellica IM CMV IgG Ready Pack | Cytomegalovirus serological reagents. | Kelas : 2
Siemens Healthcare | indonesia | IVD |  | DIMENSION ALB Flex Reagent Cartridge. | Albumin test system (kit & cair) | Kelas : 2
Siemens Healthcare | indonesia | IVD |  | DIMENSION ALDL Flex Reagent Cartridge. | Lipoprotein test system (kit & cair) | Kelas : 2
Siemens Healthcare | indonesia | MD |  | Artis Q.zen floor | Image-intensified fluoroscopic x-ray system. | Kelas : 2
Siemens Healthcare | indonesia | MD |  | Artis Q Floor | Image-intensified fluoroscopic x-ray system. | Kelas : 2
Siemens Healthcare | indonesia | IVD |  | DIMENSION Clinical Chemistry System ALDL Calibrator. | Calibrator (cair) | Kelas : 2
Siemens Healthcare | indonesia | IVD |  | Atellica CH Tacrolimus (TACR) | Tacrolimus test system (kit & cair) | Kelas : 2
Siemens Healthcare | indonesia | MD |  | CIOS FIT | Image-intensified fluoroscopic x-ray system. | Kelas : 2
Siemens Healthcare | indonesia | IVD |  | Atellica CH CHEM III Calibrator (CHEM III CAL). | Calibrator (cair) | Kelas : 2
Siemens Healthcare | indonesia | MD |  | Artis Q Biplane | Image-intensified fluoroscopic x-ray system. | Kelas : 2
Siemens Healthcare | indonesia | IVD |  | DIMENSION EXL LOCI High Sensitivity Troponin I Flex Reagent Cartridge. | Creatine phosphokinase/creatine kinase or isoenzymes test system(kit & cair) | Kelas : 2
Siemens Healthcare | indonesia | IVD |  | DIMENSION MALB Calibrator. | Albumin immunological test system. | Kelas : 2
Siemens Healthcare | indonesia | IVD |  | Dimension EXL™ LOCI Module High Sensitivity Troponin I Calibrator | Calibrator (cair) | Kelas : 2
Siemens Healthcare | indonesia | IVD |  | Atellica CH Conditioner. | General purpose reagent. | Kelas : 1
Siemens Healthcare | indonesia | IVD |  | ADVIA Centaur BRAHMS Procalcitonin (PCT) Ready Pack | Calcitonin test system (kit & cair) | Kelas : 2
Siemens Healthcare | indonesia | IVD |  | Atellica CH Cleaner | General purpose reagent. | Kelas : 1
Siemens Healthcare | indonesia | IVD |  | Atellica CH Diluent. | General purpose reagent. | Kelas : 1
Siemens Healthcare | indonesia | IVD |  | ADVIA Centaur Total IgE Ready Pack | Immunoglobulins A, G, M, D, and E immunological test system. | Kelas : 2
Siemens Healthcare | indonesia | IVD |  | ADVIA Centaur T3 Ready Pack | Total triiodothyronine test system (kit & cair) | Kelas : 2
Siemens Healthcare | indonesia | IVD |  | ADVIA Centaur CA 19-9 Ready Pack | Tumor-associated antigen immunological test system. | Kelas : 2
Siemens Healthcare | indonesia | IVD |  | ADVIA Centaur CA 125II Ready Pack | Tumor-associated antigen immunological test system. | Kelas : 2
Siemens Healthcare | indonesia | IVD |  | ADVIA Centaur T4 Ready Pack. | Total thyroxine test system (kit & cair) | Kelas : 2
Siemens Healthcare | indonesia | IVD |  | Dimension EXL™ SARS-CoV-2 Total antibody assay (CV2T) | Respiratory viral panel multiplex nucleic acid assay | Kelas : 2
Siemens Healthcare | indonesia | IVD |  | Dimension Clinical Chemistry System Flex Reagent Cartridge TGL | Triglyceride test system (kit & cair) | Kelas : 2
Siemens Healthcare | indonesia | IVD |  | ATELLICA CH Urinary/Cerebrospinal Fluid Protein Calibrators (UCFP CAL) | Calibrator (cair) | Kelas : 2
Siemens Healthcare | indonesia | IVD |  | Dimension Vista /Dimension EXL™ COV2T/CV2T Pos/Neg Control | Respiratory viral panel multiplex nucleic acid assay | Kelas : 2
Siemens Healthcare | indonesia | IVD |  | DIMENSION C3 Flex Reagent Cartridge. | Complement components immunological test system. | Kelas : 2
Siemens Healthcare | indonesia | MD |  | SIEMENS Sensis Vibe | Programmable diagnostic computer. | Kelas : 2
Siemens Healthcare | indonesia | IVD |  | DIMENSION TP Flex Reagent Cartridge | Total protein test system (kit & cair) | Kelas : 2
Siemens Healthcare | indonesia | IVD |  | Atellica CH Urinary/Cerebrospinal Fluid Protein (UCFP) | Total protein test system (kit & cair) | Kelas : 2
Siemens Healthcare | indonesia | IVD |  | Atellica CH Check Reagent (CHK). | General purpose reagent. | Kelas : 1
Siemens Healthcare | indonesia | IVD |  | ADVIA Centaur HBcT Ready Pack | Antimitochondrial antibody immunological test system. | Kelas : 3
Siemens Healthcare | indonesia | IVD |  | ADVIA Centaur VB12 DTT/Releasing Agent | Vitamin B12 test system (kit & cair) | Kelas : 2
Siemens Healthcare | indonesia | IVD |  | Atellica CH A-LYTE™ IMT Integrated Multisensor (IMT Na K Cl). | General purpose reagent. | Kelas : 1
Siemens Healthcare | indonesia | IVD |  | DIMENSION Clinical Chemistry System TP/ALB Calibrator | Calibrator (cair) | Kelas : 2
Siemens Healthcare | indonesia | IVD |  | DIMENSION MALB Flex Reagent Cartridge. | Albumin immunological test system. | Kelas : 2
Siemens Healthcare | indonesia | IVD |  | ADVIA Centaur FT3 Ready Pack | Total triiodothyronine test system (kit & cair) | Kelas : 2
Siemens Healthcare | indonesia | IVD |  | DIMENSION CHOL Flex Reagent Cartridge. | Cholesterol (total) test system (kit & cair) | Kelas : 2
Siemens Healthcare | indonesia | IVD |  | IMMULITE 3gAllergy™ Specific IgE Negative Control | Radioallergosorbent (RAST) immunological test system. | Kelas : 2
Siemens Healthcare | indonesia | IVD |  | Atellica CH Ammonia (Amm). | Ammonia test system (kit & cair) | Kelas : 2
Siemens Healthcare | indonesia | IVD |  | ADVIA Centaur Multi-Diluent 1 Ready Pack | Blood cell diluents | Kelas : 2
Siemens Healthcare | indonesia | IVD |  | ADVIA Chemistry Enzyme 2 Calibrator. | Calibrator (cair) | Kelas : 2
Siemens Healthcare | indonesia | IVD |  | DIMENSION IBCT Calibrator. | Calibrator (cair) | Kelas : 2
Siemens Healthcare | indonesia | IVD |  | ADVIA Centaur BRAHMS Procalcitonin Quality Control (PCT QC) | Procalcitonin test system | Kelas : 2
Siemens Healthcare | indonesia | IVD |  | DIMENSION VISTA /DIMENSION EXL™ SARS-CoV-2 Total antibody Calibrator | Respiratory viral panel multiplex nucleic acid assay | Kelas : 2
Siemens Healthcare | indonesia | IVD |  | DIMENSION Clinical Chemistry System PCHE Verifier. | Clinical toxicology control material (kit & cair) | Kelas : 2
Siemens Healthcare | indonesia | IVD |  | ADVIA Centaur HBc IgM ReadyPack | Antimitochondrial antibody immunological test system. | Kelas : 3
Siemens Healthcare | indonesia | IVD |  | ATELLICA CH A-LYTE IMT Standard A | General purpose reagent. | Kelas : 1
Siemens Healthcare | indonesia | IVD |  | Atellica CH A-LYTE IMT Standard B + Salt Bridge | General purpose reagent. | Kelas : 1
Siemens Healthcare | indonesia | IVD |  | Atellica CH A-LYTE™ IMT Diluent. | General purpose reagent. | Kelas : 1
Siemens Healthcare | indonesia | IVD |  | ADVIA Centaur HCV Quality Control | Antimitochondrial antibody immunological test system. | Kelas : 2
Siemens Healthcare | indonesia | IVD |  | ADVIA Centaur PSA Prostate Specific Antigen Ready Pack | Tumor-associated antigen immunological test system. | Kelas : 2
Siemens Healthcare | indonesia | IVD |  | ATELLICA CH Alkaline Phosphatase_2 Calibrator (ALP_2 CAL) | Calibrator (cair) | Kelas : 2
Siemens Healthcare | indonesia | IVD |  | Atellica CH A1c_E CAL (Enzymatic Hemoglobin A1c_E Calibrator) | Calibrator for hemoglobin or hematocrit measurement. | Kelas : 2
Siemens Healthcare | indonesia | IVD |  | ADVIA Centaur SYPH QC | Treponema pallidum treponemal test reagents. | Kelas : 2
Siemens Healthcare | indonesia | IVD |  | ADVIA Centaur SYPH Ready Pack | Treponema pallidum nontreponemal test reagents. | Kelas : 2
Siemens Healthcare | indonesia | IVD |  | ADVIA Centaur ThCG Ready Pack | Human chorionic gonadotropin (HCG) test system | Kelas : 2
Siemens Healthcare | indonesia | IVD |  | DIMENSION Clinical Chemistry System FLEX Reagent Cartridge IBCT | Iron-binding capacity test system (kit & cair) | Kelas : 2
Siemens Healthcare | indonesia | IVD |  | ADVIA Centaur PRGE Ready Pack | Progesterone test system (kit & cair) | Kelas : 2
Siemens Healthcare | indonesia | IVD |  | ADVIA Centaur PRL Ready Pack | Prolactin (lactogen) test system (kit & cair) | Kelas : 2
Siemens Healthcare | indonesia | IVD |  | ADVIA Centaur CAL CKMB Calibrator | Calibrator (cair) | Kelas : 2
Siemens Healthcare | indonesia | IVD |  | ADVIA Centaur HAV IgM Ready Pack | Hepatitis A virus (HAV) serological assays. | Kelas : 2
Siemens Healthcare | indonesia | MD |  | Biograph mMR | Emission computed tomography system. | Kelas : 2
Siemens Healthcare | indonesia | IVD |  | ATELLICA CH Enzymatic Hemoglobin A1c (A1c_E) | Hemoglobin A1c test system. | Kelas : 2
Siemens Healthcare | indonesia | MD |  | Naeotom Alpha | Computed tomography x-ray system. | Kelas : 2
Siemens Healthcare | indonesia | IVD |  | DIMENSION AST FLEX Reagent Cartridge. | Aspartate amino transferase (AST/SGOT) test system (kit & cair) | Kelas : 2
Siemens Healthcare | indonesia | IVD |  | DIMENSION ENZ II CAL. | Calibrator (cair) | Kelas : 2
Siemens Healthcare | indonesia | IVD |  | ADVIA Chemistry Enzyme 1 Calibrator. | Calibrator (cair) | Kelas : 2
Siemens Healthcare | indonesia | IVD |  | ADVIA Centaur HAV IgM QC | Hepatitis A virus (HAV) serological assays. | Kelas : 2
Siemens Healthcare | indonesia | IVD |  | DIMENSION AMY Flex Reagent Cartridge. | Amylase test system (kit & cair) | Kelas : 2
Siemens Healthcare | indonesia | IVD |  | DIMENSION Clinical Chemistry System FLEX Reagent Cartridge CA | Calcium test system (kit & cair) | Kelas : 2
Siemens Healthcare | indonesia | IVD |  | ADVIA Centaur FSH Ready Pack | Follicle-stimulating hormone test system (kit & cair) | Kelas : 2
Siemens Healthcare | indonesia | IVD |  | IMMULITE 2000 Systems MD2 | Blood cell diluents | Kelas : 2
Siemens Healthcare | indonesia | IVD |  | ADVIA Centaur aHAVT ReadyPack | Hepatitis A virus (HAV) serological assays. | Kelas : 2
Siemens Healthcare | indonesia | MD |  | SOMATOM go.Open Pro | Computed tomography x-ray system. | Kelas : 2
Siemens Healthcare | indonesia | IVD |  | ADVIA Centaur Systems aHAVT QC | Hepatitis A virus (HAV) serological assays. | Kelas : 2
Siemens Healthcare | indonesia | MD |  | SOMATOM go.Sim | Computed tomography x-ray system. | Kelas : 2
Siemens Healthcare | indonesia | IVD |  | Emit II Plus Cannabinoid Assay | Cannabinoid test system (kit & cair) | Kelas : 2
Siemens Healthcare | indonesia | IVD |  | ADVIA Chemistry Enzyme 3 Calibrator. | Calibrator (cair) | Kelas : 2
Siemens Healthcare | indonesia | IVD |  | ADVIA Centaur Systems Calibrator 80 | Calibrator (cair) | Kelas : 2
Siemens Healthcare | indonesia | IVD |  | DIMENSION clinical chemistry system C4 FLEX Reagent Cartridge | Complement components immunological test system. | Kelas : 2
Siemens Healthcare | indonesia | IVD |  | Emit 2000 Valproic Acid Calibrators | Neuroleptic drugs radioreceptor assay test system (kit & cair) | Kelas : 2
Siemens Healthcare | indonesia | MD |  | SYNGO.PLAZA | (Dihapus) Picture archiving and communications system. | Kelas : 2
Siemens Healthcare | indonesia | IVD |  | DIMENSION TRNF Flex Reagent Cartridge | Transferrin immunological test system. | Kelas : 2
Siemens Healthcare | indonesia | IVD |  | ADVIA Centaur TST II ReadyPack | Testosterone test system (kit & cair) | Kelas : 2
Siemens Healthcare | indonesia | IVD |  | ADVIA Centaur MYO Readypack | Myoglobin immunological test system. | Kelas : 2
Siemens Healthcare | indonesia | IVD |  | EMIT II Plus Amphetamines Assay | Amphetamine test system (kit & cair) | Kelas : 2
Siemens Healthcare | indonesia | IVD |  | EMIT II Plus Barbiturate Assay | Barbiturate test system (kit & cair) | Kelas : 2
Siemens Healthcare | indonesia | IVD |  | Emit II Plus Benzodiazepine Assay | Benzodiazepine test system (kit & cair) | Kelas : 2
Siemens Healthcare | indonesia | IVD |  | ADVIA Centaur HCY Calibrator | Calibrator (cair) | Kelas : 2
Siemens Healthcare | indonesia | IVD |  | ADVIA Centaur HCY | Urinary homocystine (nonquantitative) test system (kit & cair) | Kelas : 2
Siemens Healthcare | indonesia | IVD |  | ADVIA Centaur HCY Diluent | Blood cell diluents | Kelas : 2
Siemens Healthcare | indonesia | IVD |  | IMMULITE 2000 Systems HCG | Human chorionic gonadotropin (HCG) test system (kit & cair) | Kelas : 2
Siemens Healthcare | indonesia | IVD |  | DIMENSION EXL™ Integrated Chemistry System LOCI Module FLEX Reagent Cartridge TSHL | Thyroid stimulating hormone test system (kit & cair) | Kelas : 2
Siemens Healthcare | indonesia | IVD |  | IMMULITE 1000 Systems TES Total Testosterone | Testosterone test system (kit & cair) | Kelas : 2
Siemens Healthcare | indonesia | IVD |  | ADVIA Centaur BNP Calibrator | Calibrator (cair) | Kelas : 2
Siemens Healthcare | indonesia | IVD |  | DIMENSION EXL ™ LOCI Module FT3 Flex Reagent Cartridge | Total triiodothyronine test system (kit & cair) | Kelas : 2
Siemens Healthcare | indonesia | IVD |  | ADVIA Centaur PHNB ReadyPack | Phenobarbital test system (kit & cair) | Kelas : 2
Siemens Healthcare | indonesia | IVD |  | ADVIA Centaur Calibrator 28 | Calibrator (cair) | Kelas : 2
Siemens Healthcare | indonesia | IVD |  | ADVIA Centaur Calibrator C | Calibrator (cair) | Kelas : 2
Siemens Healthcare | indonesia | IVD |  | ADVIA Centaur PHTN | Diphenylhydantoin test system (kit & cair) | Kelas : 2
Siemens Healthcare | indonesia | IVD |  | ADVIA Centaur BNP 1,2,3 QC | Quality control material (assayed and unassayed) (cair) | Kelas : 2
Siemens Healthcare | indonesia | IVD |  | IMMULITE 1000 Systems T3F Free T3 | Total triiodothyronine test system (kit & cair) | Kelas : 2
Siemens Healthcare | indonesia | IVD |  | DIMENSION ECO2 Flex Reagent Cartridge | Bicarbonate/carbon dioxide test system (kit & cair) | Kelas : 2
Siemens Healthcare | indonesia | IVD |  | DIMENSION FERR Calibrator | Ferritin immunological test system. | Kelas : 2
Siemens Healthcare | indonesia | IVD |  | ADVIA Centaur Calibrator A | Calibrator (cair) | Kelas : 2
Siemens Healthcare | indonesia | IVD |  | ADVIA Centaur SHBG Calibrator | Calibrator (cair) | Kelas : 2
Siemens Healthcare | indonesia | IVD |  | ADVIA Centaur Vitamin D Diluent ReadyPack | Blood cell diluents | Kelas : 2
Siemens Healthcare | indonesia | IVD |  | SIEMENS ADVIA Centaur GENT ReadyPack | Gentamicin test system (kit & cair) | Kelas : 2
Siemens Healthcare | indonesia | IVD |  | DIMENSION EXL™ LOCI Module FT4L Flex Reagent Cartridge | Total triiodothyronine test system (kit & cair) | Kelas : 2
Siemens Healthcare | indonesia | IVD |  | DIMENSION EZCR Enzymatic Creatinine Flex Reagent Cartridge | Creatinine test system (kit & cair) | Kelas : 2
Siemens Healthcare | indonesia | IVD |  | ADVIA Centaur Multi-Diluent 2 | Blood cell diluents | Kelas : 2
Siemens Healthcare | indonesia | MD |  | MULTIX Impact | Stationary x-ray system. | Kelas : 2
Siemens Healthcare | indonesia | IVD |  | DIMENSION EXL ™ Integrated Chemistry System LOCI Module LOCI TNI CAL | Calibrator (cair) | Kelas : 2
Siemens Healthcare | indonesia | IVD |  | SIEMENS N Antiserum to Human Antithrombin III | Antithrombin III assay. | Kelas : 2
Siemens Healthcare | indonesia | MD |  | MAGNETOM Symphony A Tim System | Magnetic resonance diagnostic device. | Kelas : 2
Siemens Healthcare | indonesia | MD |  | SIEMENS Ultrasound System | Ultrasonic pulsed doppler imaging system. | Kelas : 2
Siemens Healthcare | indonesia | MD |  | CIOS CONNECT | Image-intensified fluoroscopic x-ray system. | Kelas : 2
Siemens Healthcare | indonesia | IVD |  | DIMENSION EXL LOCI Module Loci Thyr Cal | Calibrator (cair) | Kelas : 2
Siemens Healthcare | indonesia | MD |  | SYNGO Dynamics | Medical image management and processing system. | Kelas : 2
Siemens Healthcare | indonesia | MD |  | MULTIX Impact E | Stationary x-ray system. | Kelas : 2
Siemens Healthcare | indonesia | MD |  | MAGNETOM VERIO | Magnetic resonance diagnostic device. | Kelas : 2
Siemens Healthcare | indonesia | MD |  | MAGNETOM Skyra | Magnetic resonance diagnostic device. | Kelas : 2
Siemens Healthcare | indonesia | IVD |  | ATELLICA CH DBil_2 | Bilirubin (total or direct) test system (kit & cair) | Kelas : 2
Siemens Healthcare | indonesia | MD |  | SIEMENS Acuson Ultrasound System | Ultrasonic pulsed doppler imaging system. | Kelas : 2
Siemens Healthcare | indonesia | MD |  | ACUSON S2000 ABVS | Obstetric-gynecologic ultrasonic imager. | Kelas : 2
Siemens Healthcare | indonesia | MD |  | CIOS FUSION | Image-intensified fluoroscopic x-ray system. | Kelas : 2
Siemens Healthcare | indonesia | MD |  | SIEMENS ACUSON NX3 Elite Diagnostic Ultrasound Sys | Ultrasonic pulsed doppler imaging system. | Kelas : 2
Siemens Healthcare | indonesia | IVD |  | IMMULITE 2000 CMV IgG | Cytomegalovirus serological reagents. | Kelas : 2
Siemens Healthcare | indonesia | IVD |  | IMMULITE 2000 Rubella IgM | Rubella virus serological reagents | Kelas : 2
Siemens Healthcare | indonesia | MD |  | SIEMENS ACUSON X600 Ultrasound System | Ultrasonic pulsed echo imaging system. | Kelas : 2
Siemens Healthcare | indonesia | IVD |  | Atellica CH A-LYTE Integrated Multisensor (IMT Na K Cl) | General purpose reagent. | Kelas : 1
Siemens Healthcare | indonesia | MD |  | SIEMENS ACUSON Antares Ultrasound System | Ultrasonic pulsed echo imaging system. | Kelas : 2
Siemens Healthcare | indonesia | IVD |  | ATELLICA IM 1300 Analyzer and Accessories | Instrumentation for clinical multiplex test systems. | Kelas : 2
Siemens Healthcare | indonesia | IVD |  | IMMULITE Toxoplasma IgG Controls | Toxoplasma gondii serological reagents. | Kelas : 2
Siemens Healthcare | indonesia | IVD |  | IMMULITE Rubella IgG Controls | Rubella virus serological reagents | Kelas : 2
Siemens Healthcare | indonesia | MD |  | Magnetom Free.Max | Magnetic resonance diagnostic device. | Kelas : 2
Siemens Healthcare | indonesia | MD |  | SYMBIA T6 SPECT/CT System | Emission computed tomography system. | Kelas : 2
Siemens Healthcare | indonesia | IVD |  | IMMULITE 2000 Toxoplasma Quantitative IgG | Toxoplasma gondii serological reagents. | Kelas : 2
Siemens Healthcare | indonesia | IVD |  | IMMULITE 2000 Rubella Quantitative IgG | Rubella virus serological reagents | Kelas : 2
Siemens Healthcare | indonesia | IVD |  | IMMULITE 2000 Toxoplasma IgM (µ-Capture) | Toxoplasma gondii serological reagents. | Kelas : 2
Siemens Healthcare | indonesia | IVD |  | Atellica CH Water Bath Additive (WBA) | General purpose reagent. | Kelas : 1
Siemens Healthcare | indonesia | IVD |  | ATELLICA™ IM aHBcM | Antimitochondrial antibody immunological test system. | Kelas : 2
Siemens Healthcare | indonesia | IVD |  | XPRECIA™ Systems PT Controls | Hematology quality control mixture. | Kelas : 2
Siemens Healthcare | indonesia | MD |  | ACUSON NX2 Elite | Ultrasonic pulsed doppler imaging system. | Kelas : 2
Siemens Healthcare | indonesia | IVD |  | SIEMENS Conditioner | General purpose reagent. | Kelas : 1
Siemens Healthcare | indonesia | IVD |  | IMMULITE D-Dimer Control Module | Fibrinogen/fibrin degradation products assay. | Kelas : 2
Siemens Healthcare | indonesia | IVD |  | INNOVANCE PFA-200 System and Accessories | Automated platelet aggregation system. | Kelas : 2
Siemens Healthcare | indonesia | IVD |  | IMMULITE CMV IgG Controls | Cytomegalovirus serological reagents. | Kelas : 2
Siemens Healthcare | indonesia | IVD |  | SIEMENS N Antiserum to Human Prealbumin | Prealbumin immunological test system. | Kelas : 2
Siemens Healthcare | indonesia | IVD |  | Atellica™ IM Prostate-Specific Antigen (PSA) | Tumor-associated antigen immunological test system. | Kelas : 2
Siemens Healthcare | indonesia | IVD |  | Atellica™ IM CA 15-3 Calibrator (CA 15-3 CAL) | Tumor-associated antigen immunological test system. | Kelas : 2
Siemens Healthcare | indonesia | IVD |  | ATELLICA IM Anti-Hepatitis B surface Antigen 2 (aHBs2) | Antimitochondrial antibody immunological test system. | Kelas : 2
Siemens Healthcare | indonesia | IVD |  | SIEMENS Deproteinizer | General purpose reagent. | Kelas : 1
Siemens Healthcare | indonesia | IVD |  | Atellica IM Base | General purpose reagent. | Kelas : 1
Siemens Healthcare | indonesia | IVD |  | ATELLICA IM Total Triiodothyronine (T3) | Total triiodothyronine test system (kit & cair) | Kelas : 2
Siemens Healthcare | indonesia | IVD |  | ATELLICA IM Syph | Treponema pallidum nontreponemal test reagents. | Kelas : 2
Siemens Healthcare | indonesia | MD |  | SOMATOM Confidence | Computed tomography x-ray system. | Kelas : 2
Siemens Healthcare | indonesia | IVD |  | ATELLICA™ CH Lamp Coolant (LC) | General purpose reagent. | Kelas : 1
Siemens Healthcare | indonesia | IVD |  | ATELLICA IM 1600 Analyzer | Instrumentation for clinical multiplex test systems. | Kelas : 2
Siemens Healthcare | indonesia | IVD |  | ATELLICA CH Wash | General purpose reagent. | Kelas : 1
Siemens Healthcare | indonesia | IVD |  | CLINITEK NOVUS PRO 12 Urinalysis Cassette | Multi parameter clinical chemistry test system | Kelas : 2
Siemens Healthcare | indonesia | IVD |  | ATELLICA™ IM ThCG DIL | Human chorionic gonadotropin (HCG) test system | Kelas : 2
Siemens Healthcare | indonesia | IVD |  | Atellica™ IM CA 15-3 (CA 15-3) | Tumor-associated antigen immunological test system. | Kelas : 2
Siemens Healthcare | indonesia | IVD |  | Atellica™ IM Free Prostate Specific Antigen Calibrator (fPSA CAL) | Tumor-associated antigen immunological test system. | Kelas : 2
Siemens Healthcare | indonesia | MD |  | MAGNETOM Verio | Magnetic resonance diagnostic device. | Kelas : 2
Siemens Healthcare | indonesia | MD |  | MAGNETOM Symphony A Tim System | Magnetic resonance diagnostic device. | Kelas : 2
Siemens Healthcare | indonesia | IVD |  | ATELLICA™ IM Alpha Fetoprotein (AFP) | AFP-L3% immunological test system. | Kelas : 2
Siemens Healthcare | indonesia | IVD |  | SIEMENS N Lp(a) Standard SY | Lipoprotein test system (kit & cair) | Kelas : 2
Siemens Healthcare | indonesia | MD |  | Somatom Scope | Computed tomography x-ray system. | Kelas : 2
Siemens Healthcare | indonesia | IVD |  | ATELLICA IM Toxoplasma IgG Quality Control (Toxo G QC) | Toxoplasma gondii serological reagents. | Kelas : 2
Siemens Healthcare | indonesia | IVD |  | ADVIA Centaur Calibrator G | Calibrator (cair) | Kelas : 2
Siemens Healthcare | indonesia | IVD |  | ATELLICA IM Probe Wash 3 (PW3) | General purpose reagent. | Kelas : 1
Siemens Healthcare | indonesia | IVD |  | Atellica IM Acid | General purpose reagent. | Kelas : 1
Siemens Healthcare | indonesia | IVD |  | SIEMENS N Antiserum to Human Hemopexin | Hemopexin immunological test system. | Kelas : 2
Siemens Healthcare | indonesia | MD |  | ACUSON X600 | Ultrasonic pulsed doppler imaging system. | Kelas : 2
Siemens Healthcare | indonesia | IVD |  | SIEMENS LA Control High | Hematology quality control mixture. | Kelas : 2
Siemens Healthcare | indonesia | IVD |  | ADVIA Centaur BR Pretreatment Reagent | Tumor-associated antigen immunological test system. | Kelas : 2
Siemens Healthcare | indonesia | IVD |  | N Latex Ferritin | Ferritin immunological test system. | Kelas : 2
Siemens Healthcare | indonesia | IVD |  | SIEMENS N Latex IgE mono | Immunoglobulins A, G, M, D, and E immunological test system. | Kelas : 2
Siemens Healthcare | indonesia | IVD |  | IMMULITE Estradiol Sample Diluent.. | Estradiol test system (kit & cair) | Kelas : 2
Siemens Healthcare | indonesia | IVD |  | IMMULITE1000 Systems DHS DHEA-SO4 | Dehydroepiandrosterone (free and sulfate) test system (kit & cair) | Kelas : 2
Siemens Healthcare | indonesia | IVD |  | ADVIA Centaur Acid/Base Reagents | General purpose reagent. | Kelas : 1
Siemens Healthcare | indonesia | MD |  | Magnetom Skyra | Magnetic resonance diagnostic device. | Kelas : 2
Siemens Healthcare | indonesia | IVD |  | IMMULITE 1000 Systems Total T4 | Free thyroxine test system (kit & cair) | Kelas : 2
Siemens Healthcare | indonesia | IVD |  | IMMULITE 1000 Calcitonin | Calcitonin test system (kit & cair) | Kelas : 2
Siemens Healthcare | indonesia | IVD |  | IMMULITE 1000 Systems HCG | Human chorionic gonadotropin (HCG) test system (kit & cair) | Kelas : 2
Siemens Healthcare | indonesia | IVD |  | CHEK-STIX Combo Pak Control Strip for Urinalysis | Quality control material (assayed and unassayed) (cair) | Kelas : 2
Siemens Healthcare | indonesia | IVD |  | IMMULITE 1000 Systems Total T3 | Total triiodothyronine test system (kit & cair) | Kelas : 2
Siemens Healthcare | indonesia | IVD |  | SIEMENS Berichrom Protein C | Factor deficiency test. | Kelas : 2
Siemens Healthcare | indonesia | IVD |  | IMMULITE 1000 ACTH Sample Diluent | Cholinesterase test system (kit & cair) | Kelas : 1
Siemens Healthcare | indonesia | IVD |  | ADVIA 120/ADVIA 2120/ADVIA 2120i EZ WASH. | General purpose reagent. | Kelas : 1
Siemens Healthcare | indonesia | IVD |  | ADVIA 120/ADVIA 2120/ADVIA 2120i DEFOAMER. | General purpose reagent. | Kelas : 1
Siemens Healthcare | indonesia | IVD |  | IMMULITE 2000 C-Peptide Sample Diluent.. | Blood cell diluents | Kelas : 2
Siemens Healthcare | indonesia | IVD |  | ATELLICA CH Revised C-Reactive Protein Calibrator (RCRP Cal) | C-reactive protein immunological test system. | Kelas : 2
Siemens Healthcare | indonesia | IVD |  | ATELLICA IM Multi-Diluent 1 | Blood cell diluents | Kelas : 2
Siemens Healthcare | indonesia | IVD |  | N Antiserum to Human Fibrinogen | Fibrinogen/fibrin degradation products assay. | Kelas : 2
Siemens Healthcare | indonesia | IVD |  | IMMULITE 1000 Systems PRL Prolactin | Prolactin (lactogen) test system (kit & cair) | Kelas : 2
Siemens Healthcare | indonesia | IVD |  | ADVIA Centaur T4 Diluent | Blood cell diluents | Kelas : 2
Siemens Healthcare | indonesia | IVD |  | ADVIA Centaur QC PTH | Quality control material (assayed and unassayed) (cair) | Kelas : 2
Siemens Healthcare | indonesia | IVD |  | IMMULITE 1000 Systems TG Thyroglobulin. | Thyroid autoantibody immunological test system. | Kelas : 2
Siemens Healthcare | indonesia | IVD |  | Atellica IM CMV IgM Quality Control (CMV IgM QC) | Cytomegalovirus serological reagents. | Kelas : 2
Siemens Healthcare | indonesia | IVD |  | IMMULITE ACTH Control Module | Quality control material (assayed and unassayed) (cair) | Kelas : 2
Siemens Healthcare | indonesia | IVD |  | DCA Vantage Analyzer | Glycosylated hemoglobin assay. | Kelas : 2
Siemens Healthcare | indonesia | IVD |  | DIMENSION EXL ™ Integrated Chemistry System LOCI Module LOCI NTP CAL | Calibrator (cair) | Kelas : 2
Siemens Healthcare | indonesia | IVD |  | DIMENSION EXL LOCI Module Flex Reagent Cartridge TNI | Creatine phosphokinase/creatine kinase or isoenzymes test system(kit & cair) | Kelas : 2
Siemens Healthcare | indonesia | IVD |  | Atellica CH Revised C-Reactive Protein (RCRP) | C-reactive protein immunological test system. | Kelas : 2
Siemens Healthcare | indonesia | IVD |  | Atellica IM CMV IgM (CMV IgM) | Cytomegalovirus serological reagents. | Kelas : 2
Siemens Healthcare | indonesia | IVD |  | ADVIA Centaur Anti-TPO | Thyroid autoantibody immunological test system. | Kelas : 2
Siemens Healthcare | indonesia | IVD |  | EMIT Calibrator/Control Level 5 | Multi parameter clinical toxicology test system | Kelas : 2
Siemens Healthcare | indonesia | IVD |  | Emit Ethyl Alcohol Negative Calibrator | Alcohol test system (kit & cair) | Kelas : 2
Siemens Healthcare | indonesia | IVD |  | ADVIA Centaur ™ PTH | Parathyroid hormone test system (kit & cair) | Kelas : 2
Siemens Healthcare | indonesia | IVD |  | ADVIA Centaur HER-2/neu Calibrator | Calibrator (cair) | Kelas : 2
Siemens Healthcare | indonesia | IVD |  | ADVIA Centaur H2n (HER-2/neu) Quality Control | Quality control material (assayed and unassayed) (cair) | Kelas : 2
Siemens Healthcare | indonesia | IVD |  | ADVIA Centaur aTPO Diluent | Blood cell diluents | Kelas : 2
Siemens Healthcare | indonesia | IVD |  | DIMENSION Heterogeneous Immunoassay Modul Flex Reagent Cartridge CCRP | C-reactive protein immunological test system. | Kelas : 2
Siemens Healthcare | indonesia | IVD |  | Dimension® Clinical Chemistry System CCRP Calibrator | C-reactive protein immunological test system. | Kelas : 2
Siemens Healthcare | indonesia | IVD |  | DIMENSION EXL ™/Dimension Vista Multi 2 SDIL | Blood cell diluents | Kelas : 2
Siemens Healthcare | indonesia | IVD |  | Dimension® EXL Integrated Chemistry System LOCI Module Flex Reagent Cartridge NTP | B-type natriuretic peptide test system (kit & cair) | Kelas : 2
Siemens Healthcare | indonesia | IVD |  | IMMULITE 2000 Systems SPG Allergen-Specific IgG | Radioallergosorbent (RAST) immunological test system. | Kelas : 2
Siemens Healthcare | indonesia | IVD |  | DIMENSION Vista /DIMENSION EXL ™ CTNI SDIL | Blood cell diluents | Kelas : 2
Siemens Healthcare | indonesia | IVD |  | ADVIA Centaur HER-2/neu (H2n) | Tumor-associated antigen immunological test system. | Kelas : 2
Siemens Healthcare | indonesia | IVD |  | Dimension CSA FLEX Reagent Cartridge | Cyclosporine test system (kit & cair) | Kelas : 2
Siemens Healthcare | indonesia | IVD |  | ADVIA Centaur HBsAg Confirmatory | Antimitochondrial antibody immunological test system. | Kelas : 3
Siemens Healthcare | indonesia | IVD |  | ADVIA Centaur Enhanced Estradiol (eE2) Diluent Ready Pack | Blood cell diluents | Kelas : 2
Siemens Healthcare | indonesia | IVD |  | ADVIA Centaur Calibrator 30 | Calibrator (cair) | Kelas : 2
Siemens Healthcare | indonesia | IVD |  | ADVIA Centaur cPSA | Tumor-associated antigen immunological test system. | Kelas : 2
Siemens Healthcare | indonesia | IVD |  | ADVIA Centaur Folate (FOL) | Folic acid test system (kit & cair) | Kelas : 2
Siemens Healthcare | indonesia | IVD |  | ADVIA Centaur BR | Tumor-associated antigen immunological test system. | Kelas : 2
Siemens Healthcare | indonesia | IVD |  | ADVIA Centaur Anti-HBe | Antimitochondrial antibody immunological test system. | Kelas : 3
Siemens Healthcare | indonesia | IVD |  | ADVIA Centaur SHBG ReadyPack | Globulin test system (kit & cair) | Kelas : 2
Siemens Healthcare | indonesia | IVD |  | ADVIA Centaur (CAL) Calibrator Q | Calibrator (cair) | Kelas : 2
Siemens Healthcare | indonesia | IVD |  | ADVIA Centaur Total IgE Diluent | Blood cell diluents | Kelas : 2
Siemens Healthcare | indonesia | IVD |  | IMMULITE 2000 Third Generation TSH Sample Diluent | Quality control material (assayed and unassayed) (cair) | Kelas : 2
Siemens Healthcare | indonesia | IVD |  | RAPIDPOINT 500e Blood Gas System and Accessories | Blood gases (P CO 2, P O 2) and blood pH test system | Kelas : 2
Siemens Healthcare | indonesia | IVD |  | ADVIA Centaur CA 19-9 Diluent | Blood cell diluents | Kelas : 2
Siemens Healthcare | indonesia | IVD |  | IMMULITE 2000 CMV IgM | Cytomegalovirus serological reagents. | Kelas : 2
Siemens Healthcare | indonesia | IVD |  | ADVIA Centaur Calibrator E | Calibrator (cair) | Kelas : 2
Siemens Healthcare | indonesia | IVD |  | ADVIA Chemistry ALP_2 Calibrator | Calibrator (cair) | Kelas : 2
Siemens Healthcare | indonesia | IVD |  | ADVIA Centaur HBsII | Antimitochondrial antibody immunological test system. | Kelas : 3
Siemens Healthcare | indonesia | IVD |  | ADVIA Centaur HBsAg Ready Pack | Antimitochondrial antibody immunological test system. | Kelas : 3
Siemens Healthcare | indonesia | IVD |  | IMMULITE 2000 HCG Sample Diluent | General purpose reagent. | Kelas : 1
Siemens Healthcare | indonesia | IVD |  | ADVIA Centaur Multi Diluent 11 ReadyPack | Blood cell diluents | Kelas : 2
Siemens Healthcare | indonesia | IVD |  | ADVIA Centaur CKMB ReadyPack | Creatine phosphokinase/creatine kinase or isoenzymes test system(kit & cair) | Kelas : 2
Siemens Healthcare | indonesia | IVD |  | ADVIA Centaur Multi Diluent 10 ReadyPack | Blood cell diluents | Kelas : 2
Siemens Healthcare | indonesia | IVD |  | ADVIA Centaur FER | Ferritin immunological test system. | Kelas : 2
Siemens Healthcare | indonesia | IVD |  | ADVIA Centaur Vitamin B12 (VB12) | Vitamin B12 test system (kit & cair) | Kelas : 2
Siemens Healthcare | indonesia | IVD |  | ADVIA Centaur Enhanced Estradiol (eE2) | Estradiol test system (kit & cair) | Kelas : 2
Siemens Healthcare | indonesia | IVD |  | ADVIA Centaur HBsAg Quality Control | Antimitochondrial antibody immunological test system. | Kelas : 2
Siemens Healthcare | indonesia | MD |  | SIEMENS AI-RAD COMPANION | (Dihapus) Picture archiving and communications system. | Kelas : 2
Siemens Healthcare | indonesia | IVD |  | ATELLICA IM Vitamin B12 DTT/Releasing Agent (DTT/REL) | Vitamin B12 test system (kit & cair) | Kelas : 2
Siemens Healthcare | indonesia | IVD |  | Atellica IM Vitamin B12 (VB12) | Vitamin B12 test system (kit & cair) | Kelas : 2
Siemens Healthcare | indonesia | IVD |  | ADVIA Centaur Anti-HBe (aHBe) Quality Control | Antimitochondrial antibody immunological test system. | Kelas : 2
Siemens Healthcare | indonesia | IVD |  | ATELLICA IM LH | Luteinizing hormone test system (kit & cair) | Kelas : 2
Siemens Healthcare | indonesia | IVD |  | ADVIA Centaur HBc Total Quality Control (HBcT QC) | Quality control material (assayed and unassayed) (cair) | Kelas : 2
Siemens Healthcare | indonesia | IVD |  | ADVIA Centaur HBc IgM Quality Control (aHBcM QC) | Quality control material (assayed and unassayed) (cair) | Kelas : 2
Siemens Healthcare | indonesia | IVD |  | ATELLICA IM VB12 Dil | Blood cell diluents | Kelas : 2
Siemens Healthcare | indonesia | IVD |  | ATELLICA IM TSTII | Testosterone test system (kit & cair) | Kelas : 2
Siemens Healthcare | indonesia | IVD |  | ADVIA Centaur Anti-HBs2 Quality Control (aHBs2 QC) | Antimitochondrial antibody immunological test system. | Kelas : 2
Siemens Healthcare | indonesia | IVD |  | ADVIA Centaur anti TPO 1,2 QC | Quality control material (assayed and unassayed) (cair) | Kelas : 2
Siemens Healthcare | indonesia | MD |  | Artis Icono Ceiling | Image-intensified fluoroscopic x-ray system. | Kelas : 2
Siemens Healthcare | indonesia | IVD |  | SIEMENS N Latex Lp(a) Reagent | Lipoprotein test system (kit & cair) | Kelas : 2
Siemens Healthcare | indonesia | IVD |  | ATTELICA IM Multi-Diluent 3 | Blood cell diluents | Kelas : 2
Siemens Healthcare | indonesia | IVD |  | Atellica IM Vitamin D Total (Vit D) | Vitamin D test system (kit & cair) | Kelas : 2
Siemens Healthcare | indonesia | IVD |  | ADVIA Centaur Calibrator 1 | Calibrator (cair) | Kelas : 2
Siemens Healthcare | indonesia | IVD |  | ATELLICA IM Cor | Cortisol (hydrocortisone and hydroxycorticosterone) test system (card) | Kelas : 2
Siemens Healthcare | indonesia | IVD |  | ATELLICA IM Vitamin D Total Diluent (VitD Dil) | Blood cell diluents | Kelas : 2
Siemens Healthcare | indonesia | IVD |  | Atellica IM Folate DTT/Releasing Agent | Folic acid test system (kit & cair) | Kelas : 2
Siemens Healthcare | indonesia | IVD |  | ATELLICA IM VitD QC | Quality control material (assayed and unassayed) (cair) | Kelas : 2
Siemens Healthcare | indonesia | IVD |  | ATELLICA IM FOLATE (Fol) | Folic acid test system (kit & cair) | Kelas : 2
Siemens Healthcare | indonesia | IVD |  | IMMULITE Insulin Control Module | Quality control material (assayed and unassayed) (cair) | Kelas : 2
Siemens Healthcare | indonesia | IVD |  | ATELLICA IM Fol DIL | Blood cell diluents | Kelas : 2
Siemens Healthcare | indonesia | IVD |  | ATELLICA IM RBC Fol | Folic acid test system (kit & cair) | Kelas : 2
Siemens Healthcare | indonesia | IVD |  | SYVA Emit II Plus Opiate Assay | Opiate test system (kit & cair) | Kelas : 2
Siemens Healthcare | indonesia | IVD |  | Emit II Plus Ecstasy Assay | Methamphetamine test system (kit & cair) | Kelas : 2
Siemens Healthcare | indonesia | IVD |  | Emit II Plus Phencyclidine Assay | Alcohol test system (kit & cair) | Kelas : 2
Siemens Healthcare | indonesia | IVD |  | SYVA Emit Calibrator / Control Level 2 | Alcohol test system (kit & cair) | Kelas : 2
Siemens Healthcare | indonesia | IVD |  | SYVA Emit II Plus 6-AM/Ecstasy Calibrator/Control Level 3 | Clinical toxicology control material (kit & cair) | Kelas : 2
Siemens Healthcare | indonesia | IVD |  | Emit Ethyl Alcohol 100 mg/dL Calibrator | Alcohol test system (kit & cair) | Kelas : 2
Siemens Healthcare | indonesia | IVD |  | Syva Emit II Plus Cocaine Metabolite Assay | Cocaine and cocaine metabolite test system (kit & cair) | Kelas : 2
Siemens Healthcare | indonesia | IVD |  | Emit II Plus 6-Acetylmorphine Assay | Morphine test system (kit & cair) | Kelas : 2
Siemens Healthcare | indonesia | IVD |  | Syva Emit Calibrator / Control Level 0 (negative) | Clinical toxicology calibrator (kit & cair) | Kelas : 2
Siemens Healthcare | indonesia | IVD |  | Emit II Plus 6-AM/Ecstasy Calibrator/Control Level 2 | Multi parameter clinical toxicology test system | Kelas : 2
Siemens Healthcare | indonesia | IVD |  | SYVA Emit II Plus Propoxyphene Assay | Propoxyphene test system (kit & cair) | Kelas : 2
Siemens Healthcare | indonesia | IVD |  | ATELLICA HEMA Control (L) | Hematology quality control mixture. | Kelas : 2
Siemens Healthcare | indonesia | IVD |  | Emit Ethyl Alcohol Low Control | Alcohol test system (kit & cair) | Kelas : 2
Siemens Healthcare | indonesia | IVD |  | Emit II Plus Ethyl Alcohol Assay | Alcohol test system (kit & cair) | Kelas : 2
Siemens Healthcare | indonesia | IVD |  | SYVA Emit Ethyl Alcohol High Control | Clinical toxicology control material (kit & cair) | Kelas : 2
Siemens Healthcare | indonesia | IVD |  | Syva Emit Calibrator / Control Level 1 | Clinical toxicology calibrator (kit & cair) | Kelas : 2
Siemens Healthcare | indonesia | IVD |  | Emit 2000 Valproic Acid Assay | Neuroleptic drugs radioreceptor assay test system (kit & cair) | Kelas : 2
Siemens Healthcare | indonesia | IVD |  | Dimension® Thyroid Stimulating Hormone Flex® reagent cartridge | Thyroid stimulating hormone test system (kit & cair) | Kelas : 2
Siemens Healthcare | indonesia | IVD |  | Immulite 2000 Third Generation TSH | Thyroid stimulating hormone test system (kit & cair) | Kelas : 2
Siemens Healthcare | indonesia | IVD |  | IMMULITE HCG Control Module | Quality control material (assayed and unassayed) (cair) | Kelas : 2
Siemens Healthcare | indonesia | IVD |  | IMMULITE Systems TSH Control Third Generation TSH | Quality control material (assayed and unassayed) (cair) | Kelas : 2
Siemens Healthcare | indonesia | IVD |  | ATELLICA IM 1600 Analyzer | Instrumentation for clinical multiplex test systems. | Kelas : 2
Siemens Healthcare | indonesia | IVD |  | RAPIDLAB 1200 Blood Gas Analyzer and Accessories | Blood gases (P CO 2, P O 2) and blood pH test system | Kelas : 2
Siemens Healthcare | indonesia | IVD |  | ATELLICA ™ IM 1300 Analyzer and Accessories | Instrumentation for clinical multiplex test systems. | Kelas : 2
Siemens Healthcare | indonesia | IVD |  | ATELLICA™ CH 930 Analyzer & Accessories | Instrumentation for clinical multiplex test systems. | Kelas : 2
Siemens Healthcare | indonesia | IVD |  | ADVIA Centaur Wash 1 | General purpose reagent. | Kelas : 1
Siemens Healthcare | indonesia | IVD |  | Atellica Direct Load | General purpose laboratory equipment labeled or promoted for a specific medical use. (Electrically operated) | Kelas : 1
Siemens Healthcare | indonesia | IVD |  | ADVIA Centaur CEA ReadyPack | Tumor-associated antigen immunological test system. | Kelas : 2
Siemens Healthcare | indonesia | IVD |  | Atellica Sample Handler Prime | General purpose laboratory equipment labeled or promoted for a specific medical use. (Electrically operated) | Kelas : 1
Siemens Healthcare | indonesia | IVD |  | Atellica IM Rubella G II | Rubella virus serological reagents. | Kelas : 2
Siemens Healthcare | indonesia | MD |  | SIEMENS syngo Dynamics | (Dihapus) Picture archiving and communications system. | Kelas : 2
Siemens Healthcare | indonesia | IVD |  | Atellica IM Rubella G II Quality Control | Rubella virus serological reagents. | Kelas : 2
Siemens Healthcare | indonesia | MD |  | MAGNETOM Altea | Magnetic resonance diagnostic device. | Kelas : 2
Siemens Healthcare | indonesia | MD |  | MAGNETOM Sola | Magnetic resonance diagnostic device. | Kelas : 2
Siemens Healthcare | indonesia | MD |  | MAGNETOM Sola | Magnetic resonance diagnostic device. | Kelas : 2
Siemens Healthcare | indonesia | MD |  | MAGNETOM Altea | Magnetic resonance diagnostic device. | Kelas : 2
Siemens Healthcare | indonesia | IVD |  | IMMULITE 1000 H.Pylori/Lyme AB Screen Sample Diluent Infectious Disease 2 (ID2) | Blood cell diluents | Kelas : 2
Siemens Healthcare | indonesia | MD |  | ACUSON NX3 Elite | Ultrasonic pulsed doppler imaging system. | Kelas : 2
Siemens Healthcare | indonesia | MD |  | ACUSON Sequoia | Ultrasonic pulsed doppler imaging system. | Kelas : 2
Siemens Healthcare | indonesia | MD |  | ACUSON SC2000 Ultrasound System | Ultrasonic pulsed doppler imaging system. | Kelas : 2
Siemens Healthcare | indonesia | MD |  | ACUSON Freestyle Diagnostic Ultrasound System | Ultrasonic pulsed doppler imaging system. | Kelas : 2
Siemens Healthcare | indonesia | MD |  | ACUSON Redwood | Ultrasonic pulsed doppler imaging system. | Kelas : 2
Siemens Healthcare | indonesia | MD |  | ACUSON X150 Ultrasound System | Ultrasonic pulsed doppler imaging system. | Kelas : 2
Siemens Healthcare | indonesia | IVD |  | IMMULITE 2000 Systems ID1 IgG/IgM Sample Diluent | Blood cell diluents | Kelas : 2
Siemens Healthcare | indonesia | IVD |  | IMMULITE 2000 Systems IGF-I | Human growth hormone test system (kit & cair) | Kelas : 2
Siemens Healthcare | indonesia | IVD |  | IMMULITE 2000 Systems MD1 | Blood cell diluents | Kelas : 2
Siemens Healthcare | indonesia | MD |  | AI-Rad Companion Pulmonary | Medical image management and processing system. | Kelas : 2
Siemens Healthcare | indonesia | MD |  | SIEMENS Computed Tomography | Computed tomography x-ray system. | Kelas : 2
Siemens Healthcare | indonesia | IVD |  | IMMULITE/IMMULITE 1000 Systems HCG | Human chorionic gonadotropin (HCG) test system (kit & cair) | Kelas : 2
Siemens Healthcare | indonesia | IVD |  | IMMULITE /IMMULITE 1000 Systems DHS DHEA-SO4 | Dehydroepiandrosterone (free and sulfate) test system (kit & cair) | Kelas : 2
Siemens Healthcare | indonesia | IVD |  | IMMULITE / IMMULITE 1000 Systems PRG Progesterone | Progesterone test system (kit & cair) | Kelas : 2
Siemens Healthcare | indonesia | IVD |  | IMMULITE/IMMULITE 1000 Systems Toxoplasma Quantitative IgG | Toxoplasma gondii serological reagents. | Kelas : 2
Siemens Healthcare | indonesia | IVD |  | IMMULITE/IMMULITE 1000 Systems E2 Estradiol | Estradiol test system (kit & cair) | Kelas : 2
Siemens Healthcare | indonesia | MD |  | SIEMENS Computed Tomography | Computed tomography x-ray system. | Kelas : 2
Siemens Healthcare | indonesia | MD |  | SIEMENS SOMATOM Scope | Computed tomography x-ray system. | Kelas : 2
Siemens Healthcare | indonesia | IVD |  | IMMULITE /IMMULITE 1000 Systems LH | Luteinizing hormone test system (kit & cair) | Kelas : 2
Siemens Healthcare | indonesia | IVD |  | IMMULITE 2000 Systems Ferritin FER | Ferritin immunological test system. | Kelas : 2
Siemens Healthcare | indonesia | IVD |  | DIMENSION Urine Amphetamine/Methamphetamine Screen Flex reagent cartridge | Multi parameter clinical toxicology test system | Kelas : 2
Siemens Healthcare | indonesia | IVD |  | Dimension Urine Barbiturate Screen Flex reagent cartridge | Barbiturate test system (kit & cair) | Kelas : 2
Siemens Healthcare | indonesia | IVD |  | INNOVANCE D-Dimer | Fibrinogen/fibrin degradation products assay. | Kelas : 2
Siemens Healthcare | indonesia | MD |  | ACUSON P500 | Ultrasonic pulsed doppler imaging system. | Kelas : 2
Siemens Healthcare | indonesia | MD |  | ACUSON Juniper | Ultrasonic pulsed doppler imaging system. | Kelas : 2
Siemens Healthcare | indonesia | MD |  | ACUSON Juniper Diagnostic Ultrasound System | Ultrasonic pulsed doppler imaging system. | Kelas : 2
Siemens Healthcare | indonesia | MD |  | ACUSON NX2 Elite Diagnostic Ultrasound System | Ultrasonic pulsed doppler imaging system. | Kelas : 2
Siemens Healthcare | indonesia | MD |  | LUMINOS Impulse | Image-intensified fluoroscopic x-ray system. | Kelas : 2
Siemens Healthcare | indonesia | MD |  | AI-RAD Companion Cardiovascular | Medical image management and processing system. | Kelas : 2
Siemens Healthcare | indonesia | MD |  | ACUSON X300 | Ultrasonic pulsed doppler imaging system. | Kelas : 2
Siemens Healthcare | indonesia | MD |  | ACUSON NX3 | Ultrasonic pulsed doppler imaging system. | Kelas : 2
Siemens Healthcare | indonesia | MD |  | AI-RAD Companion Musculoskeletal | Medical image management and processing system. | Kelas : 2
Siemens Healthcare | indonesia | IVD |  | INNOVANCE Antithrombin | Antithrombin III assay. | Kelas : 2
Siemens Healthcare | indonesia | IVD |  | IMMULITE/IMMULITE 1000 Systems ACTH Sample Diluent | Cholinesterase test system (kit & cair) | Kelas : 1
Siemens Healthcare | indonesia | MD |  | AI-RAD Companion Prostate MR | Medical image management and processing system. | Kelas : 2
Siemens Healthcare | indonesia | IVD |  | IMMULITE 1000 System ID1 DIL IgG/IgM Sample Diluent | Blood cell diluents | Kelas : 2
Siemens Healthcare | indonesia | IVD |  | IMMULITE Systems C-Peptide Control/CPE | Quality control material (assayed and unassayed) (cair) | Kelas : 2
Siemens Healthcare | indonesia | MD |  | Cios Alpha. | Mobile x-ray system. | Kelas : 2
Siemens Healthcare | indonesia | IVD |  | IMMULITE Estradiol Sample Diluent | Estradiol test system (kit & cair) | Kelas : 2
Siemens Healthcare | indonesia | IVD |  | SIEMENS N Latex Beta 2–Microglobulin | Beta -2-microglobulin immunological test system. | Kelas : 2
Siemens Healthcare | indonesia | MD |  | Sensis Vibe Hemo | Programmable diagnostic computer. | Kelas : 2
Siemens Healthcare | indonesia | MD |  | MAGNETOM Vida Fit | Magnetic resonance diagnostic device. | Kelas : 2
Siemens Healthcare | indonesia | IVD |  | IMMULITE 1000 Free Beta HCG | Human chorionic gonadotropin (HCG) test system (kit & cair) | Kelas : 2
Siemens Healthcare | indonesia | IVD |  | IMMULITE Probe Wash Module | General purpose reagent. | Kelas : 1
Siemens Healthcare | indonesia | IVD |  | DADE Thrombin Reagent | Thrombin time test. | Kelas : 2
Siemens Healthcare | indonesia | IVD |  | SIEMENS Test Thrombin Reagent | Thrombin time test. | Kelas : 2
Siemens Healthcare | indonesia | IVD |  | IMMULITE Thyroglobulin Sample Diluent.. | Blood cell diluents | Kelas : 2
Siemens Healthcare | indonesia | MD |  | MAGNETOM Vida | Magnetic resonance diagnostic device. | Kelas : 2
Siemens Healthcare | indonesia | MD |  | AI-RAD Companion Brain MR | Medical image management and processing system. | Kelas : 2
Siemens Healthcare | indonesia | IVD |  | ADVIA Centaur AMH Quality Control (AMH QC) | Quality control material (assayed and unassayed) (cair) | Kelas : 2
Siemens Healthcare | indonesia | IVD |  | N Latex ADnase B | Streptococcus spp. exoenzyme reagents. | Kelas : 2
Siemens Healthcare | indonesia | MD |  | SYMBIA Intevo Excel | Emission computed tomography system. | Kelas : 2
Siemens Healthcare | indonesia | IVD |  | Atellica IM AMH Quality Control (AMH QC) | Anti-Mullerian Hormone Test System (cair) | Kelas : 2
Siemens Healthcare | indonesia | IVD |  | SIEMENS N a1-Microglobulin Kit | Alpha -globulin immunological test system. | Kelas : 2
Siemens Healthcare | indonesia | IVD |  | SIEMENS N Protein Control LC1 | Multiple autoantibodies immunological test system. | Kelas : 2
Siemens Healthcare | indonesia | IVD |  | SIEMENS N Protein Control LC2 | Multiple autoantibodies immunological test system. | Kelas : 2
Siemens Healthcare | indonesia | IVD |  | ATELLICA IM Cortisol Urine Reconstitution Buffer | Cortisol (hydrocortisone and hydroxycorticosterone) test system (kit & cair) | Kelas : 2
Siemens Healthcare | indonesia | IVD |  | N Antiserum Human Albumin | Albumin immunological test system. | Kelas : 2
Siemens Healthcare | indonesia | MD |  | MAGNETOM Vida | Magnetic resonance diagnostic device. | Kelas : 2
Siemens Healthcare | indonesia | IVD |  | RAPIDLab 348EX Blood Gas Analyzer and Acessories | Blood gases (P CO 2, P O 2) and blood pH test system | Kelas : 2
Siemens Healthcare | indonesia | IVD |  | IMMULITE 2000 Systems High Sensitivity CRP | C-reactive protein immunological test system. | Kelas : 2
Siemens Healthcare | indonesia | IVD |  | ATELLICA IM Anti Mullerian Hormone (AMH) | Anti-Mullerian Hormone Test System (cair) | Kelas : 2
Siemens Healthcare | indonesia | IVD |  | IMMULITE 2000 XPI | Instrumentation for clinical multiplex test systems. | Kelas : 2
Siemens Healthcare | indonesia | IVD |  | SIEMENS Protein S Ac | Factor deficiency test. | Kelas : 2
Siemens Healthcare | indonesia | IVD |  | ADVIA Centaur Anti Mullerian Hormone (AMH) | Anti-Mullerian Hormone Test System (cair) | Kelas : 2
Siemens Healthcare | indonesia | IVD |  | Atellica CH Cholinesterase_2 (CHE_2) | Cholinesterase test system (kit & cair) | Kelas : 1
Siemens Healthcare | indonesia | IVD |  | IMMULITE 2000 / IMMULITE 2500 Probe Cleaning Kit | General purpose reagent. | Kelas : 1
Siemens Healthcare | indonesia | IVD |  | Dimension EXL 200 Integrated Chemistry System | Instrumentation for clinical multiplex test systems. | Kelas : 2
Siemens Healthcare | indonesia | IVD |  | SIEMENS LA1 Screening Reagent | Factor deficiency test. | Kelas : 2
Siemens Healthcare | indonesia | MD |  | SYNGO.VIA | Medical image management and processing system. | Kelas : 2
Siemens Healthcare | indonesia | IVD |  | N AS IgG 1 | Immunoglobulins A, G, M, D, and E immunological test system. | Kelas : 2
Siemens Healthcare | indonesia | IVD |  | IMMULITE 2000 Systems Osteocalcin | Calcitonin test system (kit & cair) | Kelas : 2
Siemens Healthcare | indonesia | IVD |  | SIEMENS Coagulation Factor II Deficient Plasma | Factor deficiency test. | Kelas : 2
Siemens Healthcare | indonesia | IVD |  | N AS IgG 2 | Immunoglobulins A, G, M, D, and E immunological test system. | Kelas : 2
Siemens Healthcare | indonesia | MD |  | Multitom Rax | Image-intensified fluoroscopic x-ray system. | Kelas : 2
Siemens Healthcare | indonesia | MD |  | Somatom Emotion 16 | Computed tomography x-ray system. | Kelas : 2
Siemens Healthcare | indonesia | IVD |  | IMMULITE 1000 Systems TSH Third Generation… | Thyroid stimulating hormone test system (kit & cair) | Kelas : 2
Siemens Healthcare | indonesia | MD |  | MAGNETOM Avanto Fit | Magnetic resonance diagnostic device. | Kelas : 2
Siemens Healthcare | indonesia | IVD |  | SIEMENS vWF Ag | Factor deficiency test. | Kelas : 2
Siemens Healthcare | indonesia | MD |  | Somatom Edge Plus | Computed tomography x-ray system. | Kelas : 2
Siemens Healthcare | indonesia | MD |  | SYNGO Carbon Space | Medical image management and processing system. | Kelas : 2
Siemens Healthcare | indonesia | MD |  | Biograph Vision 450 Edge | Emission computed tomography system. | Kelas : 2
Siemens Healthcare | indonesia | IVD |  | ADVIA Centaur Systems CEA Diluent Ready Pack | Blood cell diluents | Kelas : 2
Siemens Healthcare | indonesia | IVD |  | ATELLICA HEMA Control Body Fluid_BF | Hematology quality control mixture. | Kelas : 2
Siemens Healthcare | indonesia | MD |  | Cios Connect | Image-intensified fluoroscopic x-ray system. | Kelas : 2
Siemens Healthcare | indonesia | IVD |  | SIEMENS Coagulation Factor X Deficient Plasma | Factor deficiency test. | Kelas : 2
Siemens Healthcare | indonesia | IVD |  | SIEMENS Berichrom Factor XIII | Factor XIII, A, S, immunological test system. | Kelas : 2
Siemens Healthcare | indonesia | IVD |  | INNOVANCE Free PS Ag | Total protein test system (kit & cair) | Kelas : 2
Siemens Healthcare | indonesia | IVD |  | IMMULITE system C-Peptide Control Module | Quality control material (assayed and unassayed) (cair) | Kelas : 2
Siemens Healthcare | indonesia | IVD |  | ADVIA Centaur VB12 Diluent Ready Pack | Blood cell diluents | Kelas : 2
Siemens Healthcare | indonesia | MD |  | Symbia Intevo Bold | Emission computed tomography system. | Kelas : 2
Siemens Healthcare | indonesia | IVD |  | SIEMENS Thromboclotin | Thrombin time test. | Kelas : 2
Siemens Healthcare | indonesia | IVD |  | SIEMENS LA Control Low | Hematology quality control mixture. | Kelas : 2
Siemens Healthcare | indonesia | IVD |  | PROC Global | Factor deficiency test. | Kelas : 2
Siemens Healthcare | indonesia | IVD |  | ADVIA Centaur Multi-Diluent 3 Ready Pack | Blood cell diluents | Kelas : 2
Siemens Healthcare | indonesia | MD |  | ARTIS Zee Ceiling | Image-intensified fluoroscopic x-ray system. | Kelas : 2
Siemens Healthcare | indonesia | IVD |  | ATELLICA IM BRAHMS Procalcitonin (PCT) | Calcitonin test system (kit & cair) | Kelas : 2
Siemens Healthcare | indonesia | MD |  | BIOGRAPH Vision 600 | Emission computed tomography system. | Kelas : 2
Siemens Healthcare | indonesia | MD |  | BIOGRAPH Vision 600 Edge | Emission computed tomography system. | Kelas : 2
Siemens Healthcare | indonesia | MD |  | SYMBIA Evo Excel | Emission computed tomography system. | Kelas : 2
Siemens Healthcare | indonesia | MD |  | BIOGRAPH mCT S | Emission computed tomography system. | Kelas : 2
Siemens Healthcare | indonesia | IVD |  | ADVIA Centaur DIL Multi-Diluent 12 | Blood cell diluents | Kelas : 2
Siemens Healthcare | indonesia | MD |  | Acuson NX2 | Ultrasonic pulsed doppler imaging system. | Kelas : 2
Siemens Healthcare | indonesia | MD |  | BIOGRAPH Horizon | Emission computed tomography system. | Kelas : 2
Siemens Healthcare | indonesia | IVD |  | ADVIA Centaur Ancillary Probe Wash 1 Ready Pack | General purpose reagent. | Kelas : 1
Siemens Healthcare | indonesia | IVD |  | ADVIA Centaur CKMB Diluent | Blood cell diluents | Kelas : 2
Siemens Healthcare | indonesia | IVD |  | BERICHROM Plasminogen | Fibrinogen/fibrin degradation products assay. | Kelas : 2
Siemens Healthcare | indonesia | IVD |  | IMMULITE 1000 Systems Toxoplasma Quantitative IgG | Toxoplasma gondii serological reagents. | Kelas : 2
Siemens Healthcare | indonesia | IVD |  | SIEMENS LA2 Confirmation Reagent | Multipurpose system for in vitro coagulation studies (for reagent & control) | Kelas : 2
Siemens Healthcare | indonesia | MD |  | Symbia Pro.specta Q3 | Emission computed tomography system. | Kelas : 2
Siemens Healthcare | indonesia | MD |  | Symbia Intevo 6 | Emission computed tomography system. | Kelas : 2
Siemens Healthcare | indonesia | MD |  | SYMBIA Intevo 2 | Emission computed tomography system. | Kelas : 2
Siemens Healthcare | indonesia | IVD |  | ADVIA Centaur PW 3 | General purpose reagent. | Kelas : 1
Siemens Healthcare | indonesia | MD |  | LUMINOS Agile Max | Image-intensified fluoroscopic x-ray system. | Kelas : 2
Siemens Healthcare | indonesia | MD |  | BIOGRAPH Vision 450 | Emission computed tomography system. | Kelas : 2
Siemens Healthcare | indonesia | MD |  | Symbia Evo | Emission computed tomography system. | Kelas : 2
Siemens Healthcare | indonesia | IVD |  | ADVIA 120/ADVIA 2120/ADVIA 2120i CN-Free CBC TIMEPAC | Automated cell counter. | Kelas : 2
Siemens Healthcare | indonesia | MD |  | Ysio Max | Stationary x-ray system. | Kelas : 2
Siemens Healthcare | indonesia | IVD |  | CLINITEK Novus Automated Urine Chemistry Analyzer | Automated urinalysis system. | Kelas : 2
Siemens Healthcare | indonesia | IVD |  | Atellica IM CMV IgG Quality Control (CMV IgG QC) | Multiparameter serological reagents | Kelas : 2
Siemens Healthcare | indonesia | MD |  | LUMINOS Lotus Max | Image-intensified fluoroscopic x-ray system. | Kelas : 2
Siemens Healthcare | indonesia | MD |  | BIOGRAPH mCT X | Emission computed tomography system. | Kelas : 2
Siemens Healthcare | indonesia | MD |  | Multix Impact C | Stationary x-ray system. | Kelas : 2
Siemens Healthcare | indonesia | MD |  | MULTIX Select DR X-ray System | Stationary x-ray system. | Kelas : 2
Siemens Healthcare | indonesia | MD |  | Mammomat Select. | Mammographic x-ray system. | Kelas : 2
Siemens Healthcare | indonesia | MD |  | SOMATOM X.ceed | Computed tomography x-ray system. | Kelas : 2
Siemens Healthcare | indonesia | MD |  | ARTIS Zee Biplane | Image-intensified fluoroscopic x-ray system. | Kelas : 2
Siemens Healthcare | indonesia | IVD |  | ATELLICA IM Intact Parathyroid Hormone (PTH) | Parathyroid hormone test system (kit & cair) | Kelas : 2
Siemens Healthcare | indonesia | IVD |  | Atellica CH Albumin BCP (AlbP) | Albumin test system (kit & cair) | Kelas : 2
Siemens Healthcare | indonesia | IVD |  | ADVIA Chemistry Enzymatic Creatinine_3 (ECre3) | Creatine test system (kit & cair) | Kelas : 2
Siemens Healthcare | indonesia | IVD |  | IMMULITE 2000 Systems GRH Growth Hormone | Human growth hormone test system (kit & cair) | Kelas : 2
Siemens Healthcare | indonesia | MD |  | MULTIX Fusion Max | Stationary x-ray system. | Kelas : 2
Siemens Healthcare | indonesia | MD |  | SOMATOM go.Now | Computed tomography x-ray system. | Kelas : 2
Siemens Healthcare | indonesia | IVD |  | Atellica Rack Handler | General purpose laboratory equipment labeled or promoted for a specific medical use. (Non electrically operated) | Kelas : 1
Siemens Healthcare | indonesia | MD |  | SOMATOM go.Sim | Radiation therapy simulation system. | Kelas : 2
Siemens Healthcare | indonesia | IVD |  | IMMULITE 2000 IGFBP-3 | Immunoreactive insulin test system (kit & cair) | Kelas : 2
Siemens Healthcare | indonesia | MD |  | SOMATOM go.Up | Computed tomography x-ray system. | Kelas : 2
Siemens Healthcare | indonesia | MD |  | SOMATOM go.Open Pro | Computed tomography x-ray system. | Kelas : 2
Siemens Healthcare | indonesia | MD |  | Acuson X700 | Ultrasonic pulsed doppler imaging system. | Kelas : 2
Siemens Healthcare | indonesia | MD |  | SOMATOM go.All | Computed tomography x-ray system. | Kelas : 2
Cepheid | indonesia | IVD |  | Xpert Xpress SARS-CoV-2/Flu/RSV | Respiratory viral panel multiplex nucleic acid assay | Kelas : 2
Cepheid | indonesia | IVD |  | Xpert Xpress SARS-CoV-2/Flu/RSV | Respiratory viral panel multiplex nucleic acid assay | Kelas : 2
Cepheid | indonesia | IVD |  | Xpert HCV Viral Load | Antinuclear antibody immunological test system. | Kelas : 2
Cepheid | indonesia | IVD |  | Xpert MTB/RIF Assay Kit | Mycobacterium tuberculosis immunofluorescent reagents. | Kelas : 2
Cepheid | indonesia | IVD |  | XPERT MRSA NxG | Antimicrobial susceptibility test powder. | Kelas : 2
Cepheid | indonesia | IVD |  | Xpert MRSA NxG | Antimicrobial susceptibility test powder. | Kelas : 2
Cepheid | indonesia | IVD |  | Xpert Xpress SARS-CoV-2 | Respiratory viral panel multiplex nucleic acid assay | Kelas : 2
Cepheid | indonesia | IVD |  | Xpert MTB/XDR | Mycobacterium tuberculosis immunofluorescent reagents. | Kelas : 2
Cepheid | indonesia | IVD |  | XPERT CT/NG Assay Kit | RNA Preanalytical Systems. | Kelas : 2
Cepheid | indonesia | IVD |  | XPERT Xpress SARS-COV-2 | Respiratory viral panel multiplex nucleic acid assay | Kelas : 2
Cepheid | indonesia | IVD |  | XPERT Flu | Respiratory viral panel multiplex nucleic acid assay | Kelas : 2
Cepheid | indonesia | IVD |  | XPERT CT/NG Assay Kit | RNA Preanalytical Systems. | Kelas : 2
Cepheid | indonesia | IVD |  | Xpert BCR-ABL Ultra | RNA Preanalytical Systems. | Kelas : 2
Cepheid | indonesia | IVD |  | Xpert MRSA/SA SSTI | Antimicrobial susceptibility test disc. | Kelas : 2
Cepheid | indonesia | IVD |  | XPERT HIV-1 Viral Load Assay | Multiple autoantibodies immunological test system. | Kelas : 3
Cepheid | indonesia | IVD |  | XPERT Carba-R | Antimicrobial susceptibility test powder. | Kelas : 2
Cepheid | indonesia | IVD |  | XPERT Check Kit | Immunological quality control | Kelas : 2
Cepheid | indonesia | IVD |  | XPERT HCV – VL Fingerstick | Antinuclear antibody immunological test system. | Kelas : 3
Cepheid | indonesia | IVD |  | CEPHEID Xpert MTB/RIF Assay Kit | Mycobacterium tuberculosis immunofluorescent reagents. | Kelas : 2
Cepheid | indonesia | IVD |  | GENEXPERT Xpert MTB/RIF Ultra Assay Kit | Mycobacterium tuberculosis immunofluorescent reagents. | Kelas : 2
Cepheid | indonesia | IVD |  | XPERT HBV Viral Load | Antimitochondrial antibody immunological test system. | Kelas : 2
Cepheid | indonesia | IVD |  | XPERT HPV Assay Kit | Dna Detection for Human Papillomavirus | Kelas : 2
Cepheid | indonesia | IVD |  | XPERT EV | RNA Preanalytical Systems. | Kelas : 2
Cepheid | indonesia | IVD |  | XPERT HIV-1 Qual | Multiple autoantibodies immunological test system. | Kelas : 3
Cepheid | indonesia | IVD |  | XPERT Urine Specimen Collection Kit | Microbiological specimen collection and transport device. | Kelas : 1
Cepheid | indonesia | IVD |  | XPERT BCR-ABL Ultra | RNA Preanalytical Systems. | Kelas : 2
Cepheid | indonesia | IVD |  | XPERT Xpress CoV-2/Flu/RSV plus | Respiratory viral panel multiplex nucleic acid assay | Kelas : 2
Thermo Fischer | indonesia | IVD |  | CELL-DYN Sapphire System WBC Reagent-Part A | Red cell lysing reagent. | Kelas : 2
Thermo Fischer | indonesia | IVD |  | CELL-DYN Diluent/Sheath (CELL-DYN Sapphire and CELL-DYN Ruby Systems) | Blood cell diluents | Kelas : 2
Thermo Fischer | indonesia | IVD |  | CELL-DYN Sapphire System WBC Reagent-Part B | Red cell lysing reagent. | Kelas : 2
Thermo Fischer | indonesia | IVD |  | CELL-DYN Reticulocyte Reagent (CELL-DYN Sapphire Systems) | Dye and chemical solution stains. | Kelas : 1
Thermo Fischer | indonesia | IVD |  | ALINITY i B.R.A.H.M.S PCT Controls | Device to detect and measure non-microbial analyte(s) in human clinical specimens to aid in assessment of patients with suspected sepsis | Kelas : 2
Thermo Fischer | indonesia | IVD |  | ALINITY i Anti TPO Controls | Thyroid autoantibody immunological test system. | Kelas : 2
Thermo Fischer | indonesia | IVD |  | ALINITY i B.R.A.H.M.S PCT Calibrators | Device to detect and measure non-microbial analyte(s) in human clinical specimens to aid in assessment of patients with suspected sepsis | Kelas : 2
Thermo Fischer | indonesia | IVD |  | THERMO SCIENTIFIC Finnpipette F2 Adjustable | Pipetting and diluting system for clinical use. | Kelas : 1
Thermo Fischer | indonesia | IVD |  | ALINITY i Anti TPO Calibrators | Thyroid autoantibody immunological test system. | Kelas : 2
Thermo Fischer | indonesia | IVD |  | CELL-DYN Sapphire Systems CN-FREE HGB Reagent | Red cell lysing reagent. | Kelas : 2
Thermo Fischer | indonesia | IVD |  | CELL-DYN Ruby Systems WBC Lyse | Hematology quality control mixture. | Kelas : 2
Thermo Fischer | indonesia | IVD |  | CELL-DYN Ruby Systems CN-Free HGB/NOC Lyse | Red cell lysing reagent. | Kelas : 2
Thermo Fischer | indonesia | IVD |  | CELL-DYN Reticulocyte Reagent | Dye and chemical solution stains. | Kelas : 1
Thermo Fischer | indonesia | IVD |  | ALINITY h-series Diluent | Blood cell diluents | Kelas : 2
Thermo Fischer | indonesia | IVD |  | ALINITY c Lactic Acid Reagent Kit | Lactic acid test system (kit & cair) | Kelas : 2
Thermo Fischer | indonesia | IVD |  | THERMOSCIENTIFIC CALCIUM | Calcium test system (kit & cair) | Kelas : 2
Thermo Fischer | indonesia | IVD |  | THERMO SCIENTIFIC Bilirubin Total (DCA) | Bilirubin (total or direct) test system (kit & cair) | Kelas : 2
Thermo Fischer | indonesia | IVD |  | THERMOSCIENTIFIC UREA | Urea nitrogen test system (kit & cair) | Kelas : 2
Thermo Fischer | indonesia | IVD |  | Sorvall ST1R Plus-MD | Centrifugal chemistry analyzer for clinical use | Kelas : 2
Thermo Fischer | indonesia | IVD |  | THERMOSCIENTIFIC ALT/GPT (IFCC) | Alanine amino transferase (ALT/SGPT) test system (kit & cair) | Kelas : 2
Thermo Fischer | indonesia | IVD |  | THERMO SCIENTIFIC UREA | Urea nitrogen test system (kit & cair) | Kelas : 2
Thermo Fischer | indonesia | IVD |  | NORTROL | Quality control material (assayed and unassayed) (cair) | Kelas : 2
Thermo Fischer | indonesia | IVD |  | THERMO FISHER Alkaline Phosphatase (IFCC) Plus | Alkaline phosphatase or isoenzymes test system (kit & cair) | Kelas : 2
Thermo Fischer | indonesia | IVD |  | THERMO INDIKO Plus and Accessories | Instrumentation for clinical multiplex test systems. | Kelas : 2
Thermo Fischer | indonesia | IVD |  | THERMO SCIENTIFIC LDL- Cholesterol | Cholesterol (total) test system (kit & cair) | Kelas : 2
Thermo Fischer | indonesia | IVD |  | THERMO SCIENTIFIC Albumin (BCG) | Albumin test system (kit & cair) | Kelas : 2
Thermo Fischer | indonesia | IVD |  | THERMO SCIENTIFIC Triglycerides | Triglyceride test system (kit & cair) | Kelas : 2
Thermo Fischer | indonesia | IVD |  | THERMO FISHER Uric Acid (AOX) | Uric acid test system | Kelas : 2
Thermo Fischer | indonesia | IVD |  | THERMO SCIENTIFIC Gamma GT (IFCC) | Gamma-glutamyl transpeptidase and isoenzymes test system (kit & cair) | Kelas : 2
Thermo Fischer | indonesia | IVD |  | THERMO sCal | Calibrator (cair) | Kelas : 2
Thermo Fischer | indonesia | IVD |  | THERMO SCIENTIFIC Total Protein Plus | Total protein test system (kit & cair) | Kelas : 2
Thermo Fischer | indonesia | IVD |  | THERMO SCIENTIFIC Apolipoprotein A1 | Alpha -1-lipoprotein immunological test system. | Kelas : 2
Thermo Fischer | indonesia | IVD |  | THERMO Glucose (HK) | Glucose test system (kit & cair) | Kelas : 2
Thermo Fischer | indonesia | IVD |  | THERMO SCIENTIFIC AST/GOT (IFCC) | Aspartate amino transferase (AST/SGOT) test system (kit & cair) | Kelas : 2
Thermo Fischer | indonesia | IVD |  | THERMO SCIENTIFIC eCal | Calibrator (cair) | Kelas : 2
Thermo Fischer | indonesia | IVD |  | THERMO SCIENTIFIC Creatinine (Jaffe) | Creatinine test system (kit & cair) | Kelas : 2
Thermo Fischer | indonesia | IVD |  | THERMO SCIENTIFIC HDL/LDL Calibrator | Calibrator (cair) | Kelas : 2
Thermo Fischer | indonesia | IVD |  | THERMO SCIENTIFIC CK-MB Control High | Quality control material (assayed and unassayed) (cair) | Kelas : 2
Thermo Fischer | indonesia | IVD |  | THERMO SCIENTIFIC Lipotrol | Quality control material (assayed and unassayed) (cair) | Kelas : 2
Thermo Fischer | indonesia | IVD |  | THERMO SCIENTIFIC Lipoprotein (a) Calibrator | Calibrator (cair) | Kelas : 2
Thermo Fischer | indonesia | IVD |  | THERMOSCIENTIFIC HbA1c Calibrator | Calibrator for hemoglobin or hematocrit measurement. | Kelas : 2
Thermo Fischer | indonesia | IVD |  | THERMO SCIENTIFIC Abtrol | Quality control material (assayed and unassayed) (cair) | Kelas : 2
Thermo Fischer | indonesia | IVD |  | THERMO SCIENTIFIC Lipotrol HDL/LDL Abnormal | Quality control material (assayed and unassayed) (cair) | Kelas : 2
Thermo Fischer | indonesia | IVD |  | THERMOSCIENTIFIC LDH (IFCC) | Lactate dehydrogenase test system (kit & cair) | Kelas : 2
Thermo Fischer | indonesia | IVD |  | ALINITY i Cortisol Calibrators | Calibrator (cair) | Kelas : 2
Thermo Fischer | indonesia | IVD |  | ALINITY i Anti-Tg Calibrators | Thyroid autoantibody immunological test system. | Kelas : 2
Thermo Fischer | indonesia | IVD |  | ALINITY i Anti-Tg Controls | Thyroid autoantibody immunological test system. | Kelas : 2
Thermo Fischer | indonesia | MD |  | THERMO SCIENTIFIC Ultra Low Freezer TSX Series | Blood storage refrigerator and blood storage freezer. | Kelas : 2
Thermo Fischer | indonesia | IVD |  | THERMO SCIENTIFIC Finnpipette F2 Fixed | Pipetting and diluting system for clinical use. | Kelas : 1
Thermo Fischer | indonesia | IVD |  | THERMO SCIENTIFIC Finnpipette F3 Adjustable | Pipetting and diluting system for clinical use. | Kelas : 1
Thermo Fischer | indonesia | IVD |  | THERMO SCIENTIFIC Finnpipette F3 Fixed | Pipetting and diluting system for clinical use. | Kelas : 1
Thermo Fischer | indonesia | IVD |  | THERMO SCIENTIFIC Finnpipette F1 Adjustable | Pipetting and diluting system for clinical use. | Kelas : 1
Thermo Fischer | indonesia | IVD |  | ALINITY h-series Diluent | Blood cell diluents | Kelas : 2
Thermo Fischer | indonesia | IVD |  | ALINITY i T-Uptake Controls | Quality control material (assayed and unassayed) (cair) | Kelas : 2
Thermo Fischer | indonesia | MD |  | THERMO SCIENTIFIC Forma 995 Upright ULT freezer | Blood storage refrigerator and blood storage freezer. | Kelas : 2
Thermo Fischer | indonesia | IVD |  | ARCHITECT Calcium | Calcium test system (kit & cair) | Kelas : 2
Thermo Fischer | indonesia | IVD |  | Multifuge X1 Pro-MD | Centrifugal chemistry analyzer for clinical use | Kelas : 2
Thermo Fischer | indonesia | IVD |  | THERMOSCIENTIFIC D-DIMER | Fibrinogen/fibrin degradation products assay. | Kelas : 2
Thermo Fischer | indonesia | IVD |  | ALINITY c Microalbumin Reagent Kit | Albumin test system (kit & cair) | Kelas : 2
Thermo Fischer | indonesia | IVD |  | THERMOSCIENTIFIC HDL Cholesterol | Cholesterol (total) test system (kit & cair) | Kelas : 2
Thermo Fischer | indonesia | IVD |  | Multifuge X1R Pro-MD and Accessories | Centrifugal chemistry analyzer for clinical use | Kelas : 2
Thermo Fischer | indonesia | IVD |  | EPREDIA HM 525 NX and Accessories | Automated tissue processor. | Kelas : 1
Thermo Fischer | indonesia | IVD |  | THERMO SCIENTIFIC Multifuge X4RF Pro-MD | Blood bank centrifuge for in vitro diagnostic use. | Kelas : 1
Thermo Fischer | indonesia | IVD |  | HM 355S and Accessories | Tissue processing equipment (electrically operated) | Kelas : 1
Thermo Fischer | indonesia | IVD |  | EPREDIA HM 325 and Accessories | Tissue processing equipment | Kelas : 1
Thermo Fischer | indonesia | IVD |  | ALINITY c Albumin BCG Reagent Kit | Albumin test system (kit & cair) | Kelas : 2
Thermo Fischer | indonesia | IVD |  | ALINITY c Microalbumin Controls | Quality control material (assayed and unassayed) (cair) | Kelas : 2
Thermo Fischer | indonesia | IVD |  | EPREDIA Cryostar NX70 and Accessories | Tissue processing equipment (electrically operated) | Kelas : 1
Thermo Fischer | indonesia | IVD |  | ALINITY c-series ICT Reference Solution | Multi parameter clinical chemistry test system | Kelas : 2
Thermo Fischer | indonesia | IVD |  | ALINITY c Cholesterol Reagent Kit | Cholesterol (total) test system (kit & cair) | Kelas : 2
Thermo Fischer | indonesia | IVD |  | ALINITY c Magnesium Reagent Kit | Magnesium test system (kit & cair) | Kelas : 2
Thermo Fischer | indonesia | IVD |  | ALINITY c Albumin BCP Reagent Kit | Albumin test system (kit & cair) | Kelas : 2
Thermo Fischer | indonesia | IVD |  | ALINITY c Microalbumin Calibrators | Calibrator (cair) | Kelas : 2
Thermo Fischer | indonesia | IVD |  | ALINITY c Creatinine Reagent Kit | Creatinine test system (kit & cair) | Kelas : 2
Thermo Fischer | indonesia | IVD |  | ALINITY c Triglyceride Reagent Kit | Triglyceride test system (kit & cair) | Kelas : 2
Thermo Fischer | indonesia | IVD |  | Microalbumin Controls | Quality control material (assayed and unassayed) (cair) | Kelas : 2
Thermo Fischer | indonesia | IVD |  | ALINITY i T-Uptake Calibrators | Calibrator (cair) | Kelas : 2
Thermo Fischer | indonesia | IVD |  | ALINITY c Lactate Dehydrogenase Reagent Kit | Lactate dehydrogenase test system (kit & cair) | Kelas : 2
Thermo Fischer | indonesia | IVD |  | ABBOTT Microalbumin | Albumin test system (kit & cair) | Kelas : 2
Thermo Fischer | indonesia | IVD |  | ALKALINE Phosphatase | Alkaline phosphatase or isoenzymes test system (kit & cair) | Kelas : 2
Thermo Fischer | indonesia | IVD |  | ALINITY c Alkaline Phosphatase Reagent Kit | Alkaline phosphatase or isoenzymes test system (kit & cair) | Kelas : 2
Thermo Fischer | indonesia | IVD |  | MICROALBUMIN Calibrators | Calibrator (cair) | Kelas : 2
Thermo Fischer | indonesia | MD |  | THERMO SCIENTIFIC Blood Bank Refrigerator TSX5004BV | Blood storage refrigerator and blood storage freezer. | Kelas : 2
Thermo Fischer | indonesia | IVD |  | Multifuge X4F Pro-MD | Blood bank centrifuge for in vitro diagnostic use. | Kelas : 1
Thermo Fischer | indonesia | IVD |  | ALINITY c ICT Sample Diluent | Chloride test system (kit & cair) | Kelas : 2
Thermo Fischer | indonesia | IVD |  | ALINITY c Transferrin Reagent Kit | Transferrin immunological test system. | Kelas : 2
Thermo Fischer | indonesia | IVD |  | ALINITY c Creatine Kinase Reagent Kit | Creatine phosphokinase/creatine kinase or isoenzymes test system(kit & cair) | Kelas : 2
Thermo Fischer | indonesia | IVD |  | ALINITY c Urine / CSF Protein Reagent Kit | Total protein test system (kit & cair) | Kelas : 2
Thermo Fischer | indonesia | IVD |  | ALINITY c-series Acid Probe Wash | General purpose reagent. | Kelas : 1
Thermo Fischer | indonesia | IVD |  | ALINITY c Gamma-Glutamyl Transferase Reagent Kit | Gamma-glutamyl transpeptidase and isoenzymes test system (kit & cair) | Kelas : 2
Thermo Fischer | indonesia | IVD |  | ALINITY c Calcium Reagent Kit | Calcium test system (kit & cair) | Kelas : 2
Thermo Fischer | indonesia | IVD |  | ALINITY c Uric Acid Reagent Kit | Uric acid test system (kit & cair) | Kelas : 2
Thermo Fischer | indonesia | IVD |  | ARCHITECT STAT Myoglobin Calibrators | Myoglobin immunological test system. | Kelas : 2
Thermo Fischer | indonesia | IVD |  | ARCHITECT B.R.A.H.M.S PCT Controls | Quality control material (assayed and unassayed) (cair) | Kelas : 2
Thermo Fischer | indonesia | IVD |  | ALINITY c Urea Nitrogen Reagent Kit | Urea nitrogen test system (kit & cair) | Kelas : 2
Thermo Fischer | indonesia | IVD |  | ARCHITECT B.R.A.H.M.S PCT Reagent Kit | Calcitonin test system (kit & cair) | Kelas : 2
Thermo Fischer | indonesia | IVD |  | ARCHITECT B.R.A.H.M.S PCT Calibrators | Calibrator (cair) | Kelas : 2
Thermo Fischer | indonesia | MD |  | Thermo Scientific Blood Bank Refrigerator TSX1204BV | Blood storage refrigerator and blood storage freezer. | Kelas : 2
Thermo Fischer | indonesia | IVD |  | Double Cytofunnels™, White | Tissue processing equipment (lain-lain) | Kelas : 1
Thermo Fischer | indonesia | IVD |  | THERMOSCIENTIFIC Phosphorus | Phosphorus (inorganic) test system (kit & cair) | Kelas : 2
Thermo Fischer | indonesia | IVD |  | ALINITY c Phosphorus Reagent Kit | Phosphorus (inorganic) test system (kit & cair) | Kelas : 2
Thermo Fischer | indonesia | IVD |  | ALINITY c ICT Serum Calibrator Kit | Calibrator (cair) | Kelas : 2
Thermo Fischer | indonesia | IVD |  | ALINITY c Aspartate Aminotransferase Reagent Kit | Aspartate amino transferase (AST/SGOT) test system (kit & cair) | Kelas : 2
Thermo Fischer | indonesia | IVD |  | ALINITY c-series Alkaline Wash | General purpose reagent. | Kelas : 1
Thermo Fischer | indonesia | IVD |  | ALINITY c Urine/CSF Protein Calibrator Kit | Calibrator (cair) | Kelas : 2
Thermo Fischer | indonesia | IVD |  | ALINITY c-series Acid Wash | General purpose reagent. | Kelas : 1
Thermo Fischer | indonesia | IVD |  | ALINITY c Total Protein Reagent Kit | Total protein test system (kit & cair) | Kelas : 2
Thermo Fischer | indonesia | IVD |  | THERMO SCIENTIFIC SORVALL RC4 Centrifuge and Accessories | Centrifugal chemistry analyzer for clinical use | Kelas : 2
Thermo Fischer | indonesia | IVD |  | THERMO SCIENTIFIC SORVALL WX80+ Ultracentrifuge | Centrifugal chemistry analyzer for clinical use | Kelas : 2
Thermo Fischer | indonesia | IVD |  | THERMO Sorvall WX100+ Ultracentrifuge and Accessories | Centrifugal chemistry analyzer for clinical use | Kelas : 2
Thermo Fischer | indonesia | MD |  | REVCO Ultra Low Temperature Freezer -86 ° | Blood storage refrigerator and blood storage freezer. | Kelas : 2
Thermo Fischer | indonesia | MD |  | REVCO Ultra Low Temperature Freezer -86 ° | Blood storage refrigerator and blood storage freezer. | Kelas : 2
Thermo Fischer | indonesia | MD |  | REVCO Ultra Low Temperature Freezer -86 ° | Blood storage refrigerator and blood storage freezer. | Kelas : 2
Thermo Fischer | indonesia | MD |  | REVCO Ultra Low Temperature Freezer -86 ° | Blood storage refrigerator and blood storage freezer. | Kelas : 2
Thermo Fischer | indonesia | MD |  | REVCO Ultra Low Temperature Freezer -40 ° | Blood storage refrigerator and blood storage freezer. | Kelas : 2
Thermo Fischer | indonesia | IVD |  | THERMO TSA | Differential culture medium. | Kelas : 1
Thermo Fischer | indonesia | IVD |  | THERMO B. MRSA | Culture medium for antimicrobial susceptibility tests. | Kelas : 2
Thermo Fischer | indonesia | MD |  | REVCO Ultra Low Temperature Freezer -40 ° | Blood storage refrigerator and blood storage freezer. | Kelas : 2
Thermo Fischer | indonesia | MD |  | REVCO Ultra Low Temperature Freezer -40 ° | Blood storage refrigerator and blood storage freezer. | Kelas : 2
Thermo Fischer | indonesia | IVD |  | THERMO SCIENTIFIC SORVALL ST 40R Laboratory Centrifuge and Accessories | Centrifugal chemistry analyzer for clinical use | Kelas : 2
Thermo Fischer | indonesia | IVD |  | THERMO MH (OXOID) | Culture medium for antimicrobial susceptibility tests. | Kelas : 2
Thermo Fischer | indonesia | IVD |  | ABBOTT Lactate Dehydrogenase | Lactate dehydrogenase test system (kit & cair) | Kelas : 2
Thermo Fischer | indonesia | IVD |  | ABBOTT ICT Serum Calibrator | Calibrator (cair) | Kelas : 2
Thermo Fischer | indonesia | IVD |  | ARCHITECT STAT Myoglobin Reagent Kit | Myoglobin immunological test system. | Kelas : 2
Thermo Fischer | indonesia | IVD |  | B·R·A·H·M·S KRYPTOR GOLD and Accessories | Instrumentation for clinical multiplex test systems. | Kelas : 2
Thermo Fischer | indonesia | IVD |  | ABBOTT Urine/CSF Protein Calibrator | Calibrator (cair) | Kelas : 2
Thermo Fischer | indonesia | IVD |  | THERMO Sorvall LYNX 4000 Superspeed Centrifuge | Centrifugal chemistry analyzer for clinical use | Kelas : 2
Thermo Fischer | indonesia | IVD |  | THERMO TSA SHP BLD | Selective culture medium. | Kelas : 1
Thermo Fischer | indonesia | IVD |  | SORVALL ST4 Plus-MD and Accessories | Centrifugal chemistry analyzer for clinical use | Kelas : 2
Thermo Fischer | indonesia | IVD |  | THERMO Sorvall Legend XT Laboratory Centrifuge | Centrifugal chemistry analyzer for clinical use | Kelas : 2
Thermo Fischer | indonesia | IVD |  | THERMO Mac 3 | Selective culture medium. | Kelas : 1
Thermo Fischer | indonesia | IVD |  | SORVALL ST8 Laboratory Centrifuge and Accessories | Centrifugal chemistry analyzer for clinical use | Kelas : 2
Thermo Fischer | indonesia | IVD |  | SORVALL X4 Pro-MD and accessories | Centrifugal chemistry analyzer for clinical use | Kelas : 2
Thermo Fischer | indonesia | IVD |  | SORVALL ST4R Plus-MD | Centrifugal chemistry analyzer for clinical use | Kelas : 2
Thermo Fischer | indonesia | IVD |  | THERMOSCIENTIFIC HbA1c Pretreatment Liquid | Glycosylated hemoglobin assay. | Kelas : 2
Thermo Fischer | indonesia | IVD |  | SORVALL Legend XFR Centrifuge | Centrifugal chemistry analyzer for clinical use | Kelas : 2
Thermo Fischer | indonesia | IVD |  | SORVALL Legend XTR Laboratory Centrifuge | Centrifugal chemistry analyzer for clinical use | Kelas : 2
Thermo Fischer | indonesia | IVD |  | THERMO Sorvall BP8 Centrifuge | Centrifugal chemistry analyzer for clinical use | Kelas : 2
Thermo Fischer | indonesia | IVD |  | THERMO Sorvall ST 40 Laboratory Centrifuge | Centrifugal chemistry analyzer for clinical use | Kelas : 2
Thermo Fischer | indonesia | IVD |  | SORVALL Legend Micro 17 Laboratory Centrifuge and Accessories | Centrifugal chemistry analyzer for clinical use | Kelas : 2
Thermo Fischer | indonesia | IVD |  | SORVALL BP 16 Centrifuge | Centrifugal chemistry analyzer for clinical use | Kelas : 2
Thermo Fischer | indonesia | IVD |  | SORVALL Legend Micro 17R Centrifuge and Accessories | Centrifugal chemistry analyzer for clinical use | Kelas : 2
Thermo Fischer | indonesia | IVD |  | SORVALL Legend Micro 21R Centrifuge and Accessories | Centrifugal chemistry analyzer for clinical use | Kelas : 2
Thermo Fischer | indonesia | IVD |  | SORVALL Legend X1R Laboratory Centrifuge | Centrifugal chemistry analyzer for clinical use | Kelas : 2
Thermo Fischer | indonesia | IVD |  | SORVALL ST 16 Laboratory Centrifuge | Centrifugal chemistry analyzer for clinical use | Kelas : 2
Thermo Fischer | indonesia | IVD |  | SORVALL Legend X1 Laboratory Centrifuge and Accessories | Centrifugal chemistry analyzer for clinical use | Kelas : 2
Thermo Fischer | indonesia | IVD |  | SORVALL X4R Pro-MD | Centrifugal chemistry analyzer for clinical use | Kelas : 2
Thermo Fischer | indonesia | IVD |  | THERMO Sorvall ST16R Laboratory Centrifuge | Centrifugal chemistry analyzer for clinical use | Kelas : 2
Thermo Fischer | indonesia | IVD |  | SORVALL ST 8R Centrifuge and Accessories | Centrifugal chemistry analyzer for clinical use | Kelas : 2
Thermo Fischer | indonesia | IVD |  | SORVALL™ Legend™ Micro 21 Centrifuge and Accessories | Centrifugal chemistry analyzer for clinical use | Kelas : 2
Thermo Fischer | indonesia | IVD |  | ALINITY c-series Alkaline Wash | General purpose reagent. | Kelas : 1
Thermo Fischer | indonesia | IVD |  | ALINITY c-series Acid Probe Wash | General purpose reagent. | Kelas : 1
Thermo Fischer | indonesia | IVD |  | ALINITY c-series Acid Wash | General purpose reagent. | Kelas : 1
Thermo Fischer | indonesia | IVD |  | BRAHMS PAPP-A Kryptor Cal | Calibrator (cair) | Kelas : 2
Thermo Fischer | indonesia | IVD |  | B.R.A.H.M.S CGA II Kryptor | Tumor-associated antigen immunological test system. | Kelas : 2
Thermo Fischer | indonesia | IVD |  | B.R.A.H.M.S β Free hCG Kryptor | Human chorionic gonadotropin (HCG) test system (kit & cair) | Kelas : 2
Thermo Fischer | indonesia | IVD |  | BRAHMS PAPP-A Kryptor | Total protein test system (kit & cair) | Kelas : 2
Thermo Fischer | indonesia | IVD |  | B.R.A.H.M.S CYFRA 21-1 Kryptor | Tumor-associated antigen immunological test system. | Kelas : 2
Thermo Fischer | indonesia | IVD |  | B.R.A.H.M.S sFlt-1 Kryptor QC | Tumor-associated antigen immunological test system. | Kelas : 2
Thermo Fischer | indonesia | IVD |  | B.R.A.H.M.S sFlt-1 Kryptor CAL | Calibrator (cair) | Kelas : 2
Thermo Fischer | indonesia | IVD |  | BRAHMS Free ßhCG Kryptor Cal | Calibrator (cair) | Kelas : 2
Thermo Fischer | indonesia | IVD |  | BRAHMS AFP Kryptor | AFP-L3% immunological test system. | Kelas : 2
Thermo Fischer | indonesia | IVD |  | B.R.A.H.M.S sFlt-1 Kryptor | Tumor-associated antigen immunological test system. | Kelas : 2
Thermo Fischer | indonesia | IVD |  | B.R.A.H.M.S CYFRA 21-1 Kryptor CAL | Tumor-associated antigen immunological test system. | Kelas : 2
Thermo Fischer | indonesia | IVD |  | B.R.A.H.M.S CYFRA 21-1 Kryptor QC | Tumor-associated antigen immunological test system. | Kelas : 2
Thermo Fischer | indonesia | IVD |  | ARCHITECT Cortisol Reagent Kit | Cortisol (hydrocortisone and hydroxycorticosterone) test system (kit & cair) | Kelas : 2
Thermo Fischer | indonesia | IVD |  | ARCHITECT Anti-Tg Calibrators | Thyroid autoantibody immunological test system. | Kelas : 2
Thermo Fischer | indonesia | IVD |  | B.R.A.H.M.S TM 1 Kryptor QC | Quality control material (assayed and unassayed) (cair) | Kelas : 2
Thermo Fischer | indonesia | IVD |  | B-R-A-H-M-S AFP Diluent Kryptor | AFP-L3% immunological test system. | Kelas : 2
Thermo Fischer | indonesia | IVD |  | NUNC IVF Dish Non-treated | Assisted reproduction labware. | Kelas : 2
Thermo Fischer | indonesia | IVD |  | BRAHMS PCT Sensitive Kryptor | Procalcitonin test system | Kelas : 2
Thermo Fischer | indonesia | IVD |  | BRAHMS MR-proANP Kryptor | B-type natriuretic peptide test system (kit & cair) | Kelas : 2
Thermo Fischer | indonesia | IVD |  | B.R.A.H.M.S Total PSA Kryptor | Tumor-associated antigen immunological test system. | Kelas : 2
Thermo Fischer | indonesia | IVD |  | BRAHMS MR-proANP Kryptor QC | Quality control material (assayed and unassayed) (cair) | Kelas : 2
Thermo Fischer | indonesia | IVD |  | B-R-A-H-M-S AFP Kryptor Cal | AFP-L3% immunological test system. | Kelas : 2
Thermo Fischer | indonesia | IVD |  | B.R.A.H.M.S Total PSA Kryptor Cal | Tumor-associated antigen immunological test system. | Kelas : 2
Thermo Fischer | indonesia | IVD |  | NUNC Coded Cryobank Vial System ( 5mL, Case of 480 ) | Cell and tissue culture supplies and equipment. | Kelas : 1
Thermo Fischer | indonesia | IVD |  | NUNC Coded Cryobank Vial System ( 2mL, Case of 480 ) | Cell and tissue culture supplies and equipment. | Kelas : 1
Thermo Fischer | indonesia | MD |  | THERMO SCIENTIFIC Plasma Freezer TSX1230LV | Blood storage refrigerator and blood storage freezer. | Kelas : 2
Thermo Fischer | indonesia | IVD |  | Thermo Scientific S1 Pipet Filler | Pipetting and diluting system for clinical use. | Kelas : 1
Thermo Fischer | indonesia | MD |  | Thermo Scientific Blood Bank Refrigerator TSX2304BV | Blood storage refrigerator and blood storage freezer. | Kelas : 2
Thermo Fischer | indonesia | MD |  | Thermo Scientific TSX Series High-Performance Plasma Freezer TSX2330LV | Blood storage refrigerator and blood storage freezer. | Kelas : 2
Thermo Fischer | indonesia | IVD |  | BRAHMS PCT Sensitive Kryptor Cal | Calibrator (cair) | Kelas : 2
Thermo Fischer | indonesia | MD |  | Thermo Scientific Blood Bank Refrigerator TSX3004BV | Blood storage refrigerator and blood storage freezer. | Kelas : 2
Thermo Fischer | indonesia | IVD |  | THERMO Sorvall LYNX 6000 Superspeed Centriufge | Centrifugal chemistry analyzer for clinical use | Kelas : 2
Thermo Fischer | indonesia | IVD |  | BRAHMS MR-proANP Kryptor CAL | Calibrator (cair) | Kelas : 2
Thermo Fischer | indonesia | IVD |  | BRAHMS PCT-Q (Procalcitonin) | Procalcitonin test system | Kelas : 2
Thermo Fischer | indonesia | IVD |  | BRAHMS PCT Sensitive Kryptor QC | Quality control material (assayed and unassayed) (cair) | Kelas : 2
Thermo Fischer | indonesia | IVD |  | ADVIA Chemistry TIBC Reagents | Iron-binding capacity test system (kit & cair) | Kelas : 2
Thermo Fischer | indonesia | IVD |  | NUNC Center Well For IVF | Assisted reproduction labware. | Kelas : 2
Thermo Fischer | indonesia | MD |  | NUNC IVF ICSI Dish | Assisted reproduction labware. | Kelas : 2
Thermo Fischer | indonesia | IVD |  | NUNC IVF Multidish 4-Well Nunclon | Assisted reproduction labware. | Kelas : 2
Thermo Fischer | indonesia | IVD |  | THERMO SCIENTIFIC ISE Calibrator 2 & 3 | Calibrator (cair) | Kelas : 2
Thermo Fischer | indonesia | IVD |  | KONELAB Rheumatoid Factors Control | Rheumatoid factor immunological test system. | Kelas : 2
Thermo Fischer | indonesia | IVD |  | ABBOTT Immunoglobulin G | Immunoglobulins A, G, M, D, and E immunological test system. | Kelas : 2
Thermo Fischer | indonesia | IVD |  | THERMO FISHER U/ CSF Protein | Total protein test system (kit & cair) | Kelas : 2
Thermo Fischer | indonesia | IVD |  | ABBOTT Complement C3 | Complement components immunological test system. | Kelas : 2
Thermo Fischer | indonesia | IVD |  | ABBOTT Apolipoprotein B | Lipoprotein test system (kit & cair) | Kelas : 2
Thermo Fischer | indonesia | IVD |  | THERMO SCIENTIFIC Albumin U Calibrator | Calibrator (cair) | Kelas : 2
Thermo Fischer | indonesia | IVD |  | ABBOTT Immunoglobulin M | Immunoglobulins A, G, M, D, and E immunological test system. | Kelas : 2
Thermo Fischer | indonesia | IVD |  | THERMO SCIENTIFIC ISE Calibrator 1 | Calibrator (cair) | Kelas : 2
Thermo Fischer | indonesia | IVD |  | ABBOTT Immunoglobulin A | Immunoglobulins A, G, M, D, and E immunological test system. | Kelas : 2
Thermo Fischer | indonesia | IVD |  | THERMOSCIENTIFIC Iron | Iron (non-heme) test system (kit & cair) | Kelas : 2
Thermo Fischer | indonesia | IVD |  | ABBOTT Apolipoprotein A1 | Lipoprotein test system (kit & cair) | Kelas : 2
Thermo Fischer | indonesia | IVD |  | ABBOTT Complement C4 | Complement components immunological test system. | Kelas : 2
Thermo Fischer | indonesia | IVD |  | THERMOSCIENTIFIC Magnesium | Magnesium test system (kit & cair) | Kelas : 2
Thermo Fischer | indonesia | IVD |  | Prealbumin | Properdin factor B immunological test system. | Kelas : 2
Thermo Fischer | indonesia | MD |  | Heratherm OGS100 Oven | Dry-heat sterilizer. | Kelas : 2
Thermo Fischer | indonesia | IVD |  | Thermo Scientific Amylase (IFCC) | Amylase test system (kit & cair) | Kelas : 2
Thermo Fischer | indonesia | IVD |  | DAKO AUTOSTAINER Link 48 | Automated slide stainer. | Kelas : 2
Thermo Fischer | indonesia | IVD |  | THERMOSCIENTIFIC Utrol High Control H | Quality control material (assayed and unassayed) (cair) | Kelas : 2
Thermo Fischer | indonesia | MD |  | THERMO Scientific Revco ExF Series ULT Upright Freezer | Blood storage refrigerator and blood storage freezer. | Kelas : 2
Thermo Fischer | indonesia | IVD |  | THERMO SCIENTIFIC INDIKO And Accessories | Instrumentation for clinical multiplex test systems. | Kelas : 2
Thermo Fischer | indonesia | IVD |  | THERMOSCIENTIFIC Creatinine (Enzymatic) | Creatinine test system (kit & cair) | Kelas : 2
Thermo Fischer | indonesia | IVD |  | THERMO SCIENTIFIC Ferritin | Ferritin immunological test system. | Kelas : 2
Thermo Fischer | indonesia | IVD |  | THERMO SCIENTIFIC Magnesium | Magnesium test system (kit & cair) | Kelas : 2
Thermo Fischer | indonesia | IVD |  | THERMOSCIENTIFIC Rheumatoid Factors 2 (RF 2) | Rheumatoid factor immunological test system. | Kelas : 2
Thermo Fischer | indonesia | IVD |  | THERMOSCIENTIFIC CRP | C-reactive protein immunological test system. | Kelas : 2
Thermo Fischer | indonesia | IVD |  | THERMOSCIENTIFIC Specitrol | Quality control material (assayed and unassayed) (cair) | Kelas : 2
Thermo Fischer | indonesia | IVD |  | THERMOSCIENTIFIC Lipoprotein (A) Control High | Quality control material (assayed and unassayed) (cair) | Kelas : 2
Thermo Fischer | indonesia | IVD |  | THERMOSCIENTIFIC Albumin U Control | Quality control material (assayed and unassayed) (cair) | Kelas : 2
Thermo Fischer | indonesia | IVD |  | THERMOSCIENTIFIC Specical | Calibrator (cair) | Kelas : 2
Thermo Fischer | indonesia | IVD |  | THERMO SCIENTIFIC CRP Calibration Set | C-reactive protein immunological test system. | Kelas : 2
Thermo Fischer | indonesia | IVD |  | ALINITY i STAT Myoglobin Reagent Kit | Myoglobin immunological test system. | Kelas : 2
Thermo Fischer | indonesia | IVD |  | THERMO SCIENTIFIC Bilirubin Direct | Bilirubin (total or direct) test system (kit & cair) | Kelas : 2
Thermo Fischer | indonesia | IVD |  | THERMOSCIENTIFIC Albumin MST | Albumin test system (kit & cair) | Kelas : 2
Thermo Fischer | indonesia | IVD |  | THERMOSCIENTIFIC Ferritin Control | Ferritin immunological test system. | Kelas : 2
Thermo Fischer | indonesia | IVD |  | THERMOSCIENTIFIC Transferrin | Transferrin immunological test system. | Kelas : 2
Thermo Fischer | indonesia | IVD |  | THERMOSCIENTIFIC Ferritin Control High | Ferritin immunological test system. | Kelas : 2
Thermo Fischer | indonesia | IVD |  | THERMO Ferritin Calibration Set | Ferritin immunological test system. | Kelas : 2
Thermo Fischer | indonesia | IVD |  | THERMOSCIENTIFIC CRP Plus | C-reactive protein immunological test system. | Kelas : 2
Thermo Fischer | indonesia | IVD |  | THERMOSCIENTIFIC Potassium (K) Micro Volume Electrode | Potassium test system (kit & cair) | Kelas : 2
Thermo Fischer | indonesia | IVD |  | THERMOSCIENTIFIC Complement C3 | Complement components immunological test system. | Kelas : 2
Thermo Fischer | indonesia | IVD |  | THERMOSCIENTIFIC Complement C4 | Complement components immunological test system. | Kelas : 2
Thermo Fischer | indonesia | IVD |  | THERMOSCIENTIFIC CK-MB | Creatine phosphokinase/creatine kinase or isoenzymes test system(kit & cair) | Kelas : 2
Thermo Fischer | indonesia | IVD |  | THERMO SCIENTIFIC CRP Control High | C-reactive protein immunological test system. | Kelas : 2
Thermo Fischer | indonesia | IVD |  | THERMOSCIENTIFIC Apolipoprotein B | Alpha -1-lipoprotein immunological test system. | Kelas : 2
Thermo Fischer | indonesia | IVD |  | THERMO SCIENTIFIC CRP Plus Calibrator | Calibrator (cair) | Kelas : 2
Thermo Fischer | indonesia | IVD |  | THERMO Sodium (Na) Micro Volume Electrode | Sodium test system (kit & cair) | Kelas : 2
Thermo Fischer | indonesia | IVD |  | THERMO Chloride (Cl) Micro Volume Electrode | Chloride test system (kit & cair) | Kelas : 2
Thermo Fischer | indonesia | IVD |  | THERMOSCIENTIFIC CRP Control | C-reactive protein immunological test system. | Kelas : 2
Thermo Fischer | indonesia | IVD |  | THERMO SCIENTIFIC Specitrol High | Quality control material (assayed and unassayed) (cair) | Kelas : 2
Thermo Fischer | indonesia | IVD |  | THERMO SCIENTIFIC Albumin U Control High | Quality control material (assayed and unassayed) (cair) | Kelas : 2
Thermo Fischer | indonesia | IVD |  | THERMOSCIENTIFIC alpha-HBDH | Hydroxybutyric dehydrogenase test system (kit & cair) | Kelas : 1
Thermo Fischer | indonesia | IVD |  | THERMOSCIENTIFIC APO A1/ APO B Calibrator | Alpha -1-lipoprotein immunological test system. | Kelas : 2
Thermo Fischer | indonesia | IVD |  | THERMO SCIENTIFIC Cholinesterase | Cholinesterase test system (kit & cair) | Kelas : 1
Thermo Fischer | indonesia | IVD |  | THERMOSCIENTIFIC CK (IFCC) | Creatine phosphokinase/creatine kinase or isoenzymes test system(kit & cair) | Kelas : 2
Thermo Fischer | indonesia | IVD |  | KONELAB Cholesterol | Cholesterol (total) test system (kit & cair) | Kelas : 2
Thermo Fischer | indonesia | IVD |  | KONELAB Bilirubin Total (NBD) | Bilirubin (total or direct) test system (kit & cair) | Kelas : 2
Thermo Fischer | indonesia | IVD |  | THERMOSCIENTIFIC Acid Phosphatase | Acid phosphatase (total or prostatic) test system (kit & cair) | Kelas : 2
Thermo Fischer | indonesia | IVD |  | THERMOSCIENTIFIC Utrol | Quality control material (assayed and unassayed) (cair) | Kelas : 2
Thermo Fischer | indonesia | IVD |  | ALINITY i STAT CK-MB Reagent Kit | Creatine phosphokinase/creatine kinase or isoenzymes test system(kit & cair) | Kelas : 2
Thermo Fischer | indonesia | IVD |  | THEMOSCIENTIFIC CRP High Sensitivity | C-reactive protein immunological test system. | Kelas : 2
Thermo Fischer | indonesia | IVD |  | THERMOSCIENTIFIC CRP High Sensitivity Control | C-reactive protein immunological test system. | Kelas : 2
Thermo Fischer | indonesia | IVD |  | THERMOSCIENTIFIC Lipoprotein (a) | Lipoprotein test system (kit & cair) | Kelas : 2
Thermo Fischer | indonesia | IVD |  | THERMOSCIENTIFIC HbA1c | Glycosylated hemoglobin assay. | Kelas : 2
Thermo Fischer | indonesia | IVD |  | THERMOSCIENTIFIC Calcium | Calcium test system (kit & cair) | Kelas : 2
Thermo Fischer | indonesia | IVD |  | THERMOSCIENTIFIC HbA1c Control Normal | Hematology quality control mixture. | Kelas : 2
Thermo Fischer | indonesia | IVD |  | ALINITY i STAT CK-MB Calibrators | Calibrator (cair) | Kelas : 2
Thermo Fischer | indonesia | IVD |  | THERMOSCIENTIFIC Lipase (Colorimetric) | Lipase test system (kit & cair) | Kelas : 2
Thermo Fischer | indonesia | IVD |  | ARCHITECT Anti-Tg Reagent Kit | Thyroid autoantibody immunological test system. | Kelas : 2
Thermo Fischer | indonesia | IVD |  | ARCHITECT Anti-TPO Controls | Thyroid autoantibody immunological test system. | Kelas : 2
Thermo Fischer | indonesia | IVD |  | ARCHITECT Cortisol Calibrators | Calibrator (cair) | Kelas : 2
Thermo Fischer | indonesia | IVD |  | ABBOTT Aspartate Aminotransferase | Aspartate amino transferase (AST/SGOT) test system (kit & cair) | Kelas : 2
Thermo Fischer | indonesia | IVD |  | ABBOTT Uric Acid | Uric acid test system (kit & cair) | Kelas : 2
Thermo Fischer | indonesia | IVD |  | ABBOTT Albumin BCG | Albumin test system (kit & cair) | Kelas : 2
Thermo Fischer | indonesia | IVD |  | ABBOTT Magnesium | Magnesium test system (kit & cair) | Kelas : 2
Thermo Fischer | indonesia | IVD |  | ABBOTT Urea Nitrogen | Urea nitrogen test system (kit & cair) | Kelas : 2
Thermo Fischer | indonesia | IVD |  | ABBOTT Creatinine | Creatine test system (kit & cair) | Kelas : 2
Thermo Fischer | indonesia | IVD |  | ABBOTT Creatine Kinase | Creatine phosphokinase/creatine kinase or isoenzymes test system(kit & cair) | Kelas : 2
Thermo Fischer | indonesia | IVD |  | ABBOTT Transferrin | Transferrin immunological test system. | Kelas : 2
Thermo Fischer | indonesia | IVD |  | ABBOTT Multiconstituent Calibrator | Calibrator (cair) | Kelas : 2
Thermo Fischer | indonesia | IVD |  | ABBOTT Total Protein | Total protein test system (kit & cair) | Kelas : 2
Thermo Fischer | indonesia | IVD |  | ARCHITECT T-Uptake Controls | Quality control material (assayed and unassayed) (cair) | Kelas : 2
Thermo Fischer | indonesia | IVD |  | ABBOTT Cholesterol | Cholesterol (total) test system (kit & cair) | Kelas : 2
Thermo Fischer | indonesia | IVD |  | ALINITY c Apolipoprotein A1 Reagent Kit | Lipoprotein test system (kit & cair) | Kelas : 2
Thermo Fischer | indonesia | IVD |  | ALINITY c Apolipoprotein B Reagent Kit | Lipoprotein test system (kit & cair) | Kelas : 2
Thermo Fischer | indonesia | IVD |  | ARCHITECT Stat CK-MB Calibrators | Calibrator (cair) | Kelas : 2
Thermo Fischer | indonesia | IVD |  | ABBOTT Carbon Dioxide Calibrator | Calibrator (cair) | Kelas : 2
Thermo Fischer | indonesia | IVD |  | ALINITY c Prealbumin Reagent Kit | Prealbumin immunological test system. | Kelas : 2
Thermo Fischer | indonesia | IVD |  | HERAEUS MEGAFUGE 8 | Blood bank centrifuge for in vitro diagnostic use. | Kelas : 1
Thermo Fischer | indonesia | IVD |  | ALINITY c Immunoglobulin A Reagent Kit | Immunoglobulins A, G, M, D, and E immunological test system. | Kelas : 2
Thermo Fischer | indonesia | IVD |  | ALINITY c Immunoglobulin G Reagent Kit | Immunoglobulins A, G, M, D, and E immunological test system. | Kelas : 2
Thermo Fischer | indonesia | IVD |  | ALINITY c Immunoglobulin M Reagent Kit | Immunoglobulins A, G, M, D, and E immunological test system. | Kelas : 2
Thermo Fischer | indonesia | IVD |  | ALINITY c Complement C4 Reagent Kit | Complement components immunological test system. | Kelas : 2
Thermo Fischer | indonesia | IVD |  | MEGAFUGE ST4R Plus-MD | Blood bank centrifuge for in vitro diagnostic use. | Kelas : 1
Thermo Fischer | indonesia | IVD |  | ALINITY c Complement C3 Reagent Kit | Complement components immunological test system. | Kelas : 2
Thermo Fischer | indonesia | IVD |  | MULTIFUGE X4 Pro-MD | Blood bank centrifuge for in vitro diagnostic use. | Kelas : 1
Thermo Fischer | indonesia | IVD |  | HERAEUS MEGAFUGE 8R | Blood bank centrifuge for in vitro diagnostic use. | Kelas : 1
Thermo Fischer | indonesia | IVD |  | Heratherm IGS 1OO Microbiological Incubator | Microbiological incubator. | Kelas : 1
Thermo Fischer | indonesia | IVD |  | Heraeus Microcentrifuge Pico 21 | Blood bank centrifuge for in vitro diagnostic use. | Kelas : 1
Thermo Fischer | indonesia | IVD |  | Heraeus Microcentrifuge Fresco 21 | Blood bank centrifuge for in vitro diagnostic use. | Kelas : 1
Thermo Fischer | indonesia | IVD |  | Heraeus Microcentrifuge Fresco 17 | Blood bank centrifuge for in vitro diagnostic use. | Kelas : 1
Thermo Fischer | indonesia | IVD |  | MULTIFUGE X4R Pro-MD | Blood bank centrifuge for in vitro diagnostic use. | Kelas : 1
Thermo Fischer | indonesia | IVD |  | HERAEUS PICO 17 Microcentrifuge | Blood bank centrifuge for in vitro diagnostic use. | Kelas : 1
Thermo Fischer | indonesia | IVD |  | MEGAFUGE ST4 Plus-MD | Blood bank centrifuge for in vitro diagnostic use. | Kelas : 1
Thermo Fischer | indonesia | IVD |  | ABBOTT Triglyceride | Triglyceride test system (kit & cair) | Kelas : 2
Thermo Fischer | indonesia | IVD |  | OXOID AnaeroGen 3.5 L | Gas-generating device. | Kelas : 2
Thermo Fischer | indonesia | IVD |  | Thermo Scientific Finnpipette F2 Adjustable Multichannel | Pipetting and diluting system for clinical use. | Kelas : 1
Thermo Fischer | indonesia | IVD |  | ABBOTT Urine/CSF Protein | Total protein test system (kit & cair) | Kelas : 2
Thermo Fischer | indonesia | IVD |  | ARCHITECT Anti-TPO Calibrators | Thyroid autoantibody immunological test system. | Kelas : 2
Thermo Fischer | indonesia | IVD |  | ABBOTT Phosphorus | Phosphorus (inorganic) test system (kit & cair) | Kelas : 2
Thermo Fischer | indonesia | IVD |  | ARCHITECT Anti-Tg Controls | Thyroid autoantibody immunological test system. | Kelas : 2
Thermo Fischer | indonesia | IVD |  | MagMAX Viral/Pathogen II Nucleic Acid Isolation Kit (MVP II Kit) REF A48383 | General purpose reagent. | Kelas : 1
Thermo Fischer | indonesia | IVD |  | ARCHITECT Anti-TPO Reagent Kit | Thyroid autoantibody immunological test system. | Kelas : 2
Thermo Fischer | indonesia | IVD |  | THERMO INDIKO Plus 864 Clinical Chemistry Analyzer and Accessories | Instrumentation for clinical multiplex test systems. | Kelas : 2
Thermo Fischer | indonesia | IVD |  | ARCHITECT STAT CK-MB Reagent Kit | Creatine phosphokinase/creatine kinase or isoenzymes test system(kit & cair) | Kelas : 2
Thermo Fischer | indonesia | IVD |  | Sorvall ST1 Plus-MD | Centrifugal chemistry analyzer for clinical use | Kelas : 2
Thermo Fischer | indonesia | IVD |  | ARCHITECT T-Uptake Reagent Kit | Triiodothyronine uptake test system (kit & cair) | Kelas : 2
Thermo Fischer | indonesia | IVD |  | ALINITY i STAT Myoglobin Calibrators | Myoglobin immunological test system. | Kelas : 2
Thermo Fischer | indonesia | IVD |  | ARCHITECT T-Uptake Calibrators | Calibrator (cair) | Kelas : 2
Thermo Fischer | indonesia | IVD |  | Abbott Gamma-Glutamyl Transferase | Gamma-glutamyl transpeptidase and isoenzymes test system (kit & cair) | Kelas : 2
Beckman Coulter, Inc. | Malaysia | MD |  | CREATININE (ENZYMATIC)
Beckman Coulter, Inc. | Malaysia | MD |  | AU GLUCOSE
Beckman Coulter, Inc. | Malaysia | MD |  | CREATININE
Beckman Coulter, Inc. | Malaysia | MD |  | UREA/UREA NITROGEN
Beckman Coulter, Inc. | Malaysia | MD |  | IMMAGE IMMUNOGLOBULIN
Beckman Coulter, Inc. | Malaysia | MD |  | ENZYMES
Beckman Coulter, Inc. | Malaysia | MD |  | HBA1C
Beckman Coulter, Inc. | Malaysia | MD |  | ISE ELECTROLYTE REFERENCE
Beckman Coulter, Inc. | Malaysia | MD |  | ANAEMIA
Beckman Coulter, Inc. | Malaysia | MD |  | EMIT® 2000 CARBAMAZEPINE ASSAY
Beckman Coulter, Inc. | Malaysia | MD |  | ACCESS ULTRASENSITIVE HGH
Beckman Coulter, Inc. | Malaysia | MD |  | ACCESS ANAEMIA
Beckman Coulter, Inc. | Malaysia | MD |  | EMIT® 2000 VALPROIC ACID ASSAY
Beckman Coulter, Inc. | Malaysia | MD |  | EMIT® II PLUS ETHYL ALCOHOL ASSAY
Beckman Coulter, Inc. | Malaysia | MD |  | FRUCTOSAMINE LIQUID
Beckman Coulter, Inc. | Malaysia | MD |  | CEDIA CYCLOSPORINE PLUS ASSAY
Beckman Coulter, Inc. | Malaysia | MD |  | ACCESS SENSITIVE ESTRADIOL
Beckman Coulter, Inc. | Malaysia | MD |  | ICHEM VELOCITY URINE CHEMISTRY SYSTEM
Beckman Coulter, Inc. | Malaysia | MD |  | HEMA CELLS
Beckman Coulter, Inc. | Malaysia | MD |  | ALBUMIN BCP
Beckman Coulter, Inc. | Malaysia | MD |  | HEMATOLOGY SYSTEMS
Beckman Coulter, Inc. | Malaysia | MD |  | FERTILITY/PREGNANCY HORMONES/PROTEINS
Beckman Coulter, Inc. | Malaysia | MD |  | ACCESS HYBRITECH FREE PSA
Beckman Coulter, Inc. | Malaysia | IVD |  | ABO BLOOD GROUPING REAGENTS
Beckman Coulter, Inc. | Malaysia | IVD |  | ANTI-D BLOOD GROUPING REAGENTS
Beckman Coulter, Inc. | Malaysia | IVD |  | INTRAPREP PERMEABILIZATION REAGENT
Beckman Coulter, Inc. | Malaysia | MD |  | UNICEL DXH 800 COULTER CELLULAR ANALYSIS SYSTEM (REMANUFACTURED)
Beckman Coulter, Inc. | Malaysia | MD |  | ACCESS ACTIVE-B12
Beckman Coulter, Inc. | Malaysia | MD |  | BECKMAN COULTER MYOGLOBIN
Beckman Coulter, Inc. | Malaysia | MD |  | BECKMAN COULTER AU400 CLINICAL CHEMISTRY ANALYZER
Beckman Coulter, Inc. | Malaysia | MD |  | LIPOPROTEINS
Beckman Coulter, Inc. | Malaysia | MD |  | ACCESS IMMUNOASSAY SYSTEM HIV COMBO V2
Beckman Coulter, Inc. | Malaysia | MD |  | BECKMAN COULTER AU2700 CLINICAL CHEMISTRY ANALYZER
Beckman Coulter, Inc. | Malaysia | MD |  | ACCESS HSTNI
Beckman Coulter, Inc. | Malaysia | MD |  | EMIT 2000 GENTAMICIN PLUS ASSAY
Beckman Coulter, Inc. | Malaysia | MD |  | BECKMAN COULTER AU640 CLINICAL CHEMISTRY ANALYZER
Beckman Coulter, Inc. | Malaysia | MD |  | BENETECH PRENATAL RISK ASSESSMENT SOFTWARE
Beckman Coulter, Inc. | Malaysia | MD |  | EMIT TOX ACETAMINOPHEN ASSAY
Beckman Coulter, Inc. | Malaysia | MD |  | EMIT TOX SALICYLIC ACID ASSAY
Beckman Coulter, Inc. | Malaysia | MD |  | EMIT II PLUS CANNABINOID ASSAY
Beckman Coulter, Inc. | Malaysia | IVD |  | SYNCHRON GAMMA-GLUTAMYL TRANSFERASE REAGENT
Beckman Coulter, Inc. | Malaysia | MD |  | IQ200 SERIES URINE MICROSCOPY SYSTEM
Beckman Coulter, Inc. | Malaysia | MD |  | FERTILITY PREGNANCY HORMONES PROTEINS 2
Beckman Coulter, Inc. | Malaysia | MD |  | CEDIA MYCOPHENOLIC ACID ASSAY
Beckman Coulter, Inc. | Malaysia | MD |  | ACCESS CMV IGM
Beckman Coulter, Inc. | Malaysia | MD |  | SYNCHRON COMPLEMENT COMPONENTS
Beckman Coulter, Inc. | Malaysia | MD |  | PHENOBARBITAL
Beckman Coulter, Inc. | Malaysia | MD |  | DxA Automation System
Beckman Coulter, Inc. | Malaysia | MD |  | CELLAVISION DM9600
Beckman Coulter, Inc. | Malaysia | IVD |  | PERFIX-NC (NO CENTRIFUGE ASSAY KIT)
Beckman Coulter, Inc. | Malaysia | IVD |  | STEM-KIT REAGENTS
Beckman Coulter, Inc. | Malaysia | MD |  | ACCESS TOXO IGM II
Beckman Coulter, Inc. | Malaysia | IVD |  | HOMOCYSTEINE LIQUID STABLE REAGENT KIT
Beckman Coulter, Inc. | Malaysia | IVD |  | BECKMAN COULTER ELECTROLYTE REAGENTS
Beckman Coulter, Inc. | Malaysia | MD |  | ACCESS AFP
Beckman Coulter, Inc. | Malaysia | MD |  | PK7400 TP HA
Beckman Coulter, Inc. | Malaysia | MD |  | QMS EVEROLIMUS IMMUNOASSAY
Beckman Coulter, Inc. | Malaysia | MD |  | ACCESS HYBRITECH PSA
Beckman Coulter, Inc. | Malaysia | MD |  | DXFLEX SHEATH FLUID
Beckman Coulter, Inc. | Malaysia | MD |  | ACCESS CMV IGG
Beckman Coulter, Inc. | Malaysia | IVD |  | ISE REAGENTS AND STANDARDS
Beckman Coulter, Inc. | Malaysia | MD |  | ACCESS IL-6
Beckman Coulter, Inc. | Malaysia | MD |  | CYTO-STAT / COULTER CLONE T4-RD1/T8-FITC
Beckman Coulter, Inc. | Malaysia | MD |  | 7-AAD VIABILITY DYE
Beckman Coulter, Inc. | Malaysia | IVD |  | ACCESS AFP (300 TEST KIT)
Beckman Coulter, Inc. | Malaysia | MD |  | ACCESS HBC IGM
Beckman Coulter, Inc. | Malaysia | MD |  | ACCESS CK-MB ASSAY
Beckman Coulter, Inc. | Malaysia | MD |  | CLEANING SOLUTION (FOR CONTAMINATION AVOIDANCE)
Beckman Coulter, Inc. | Malaysia | MD |  | CK-MB
Beckman Coulter, Inc. | Malaysia | MD |  | LIH
Beckman Coulter, Inc. | Malaysia | MD |  | Remisol Advance
Beckman Coulter, Inc. | Malaysia | MD |  | ACCESS MYOGLOBIN
Beckman Coulter, Inc. | Malaysia | MD |  | ACCESS HBS AG
Beckman Coulter, Inc. | Malaysia | MD |  | AU IMMUNOGLOBULINS
Beckman Coulter, Inc. | Malaysia | MD |  | WASH SOLUTION
Beckman Coulter, Inc. | Malaysia | MD |  | DXH 500 SYSTEM
Beckman Coulter, Inc. | Malaysia | MD |  | Allegra V-15R Centrifuge
Beckman Coulter, Inc. | Malaysia | MD |  | BECKMAN COULTER PK7400 AUTOMATED MICROPLATE SYSTEM
Beckman Coulter, Inc. | Malaysia | MD |  | IOTEST CONJUGATED ANTIBODY CD56-PC5.5
Beckman Coulter, Inc. | Malaysia | MD |  | ACCESS CEA
Beckman Coulter, Inc. | Malaysia | MD |  | AutoMate 2500 Family System
Beckman Coulter, Inc. | Malaysia | MD |  | CLEARLLAB LS LYMPHOID SCREEN
Beckman Coulter, Inc. | Malaysia | MD |  | Microfuge 20 Centrifuge
Beckman Coulter, Inc. | Malaysia | MD |  | OTHER SPECIFIC PROTEIN
Beckman Coulter, Inc. | Malaysia | MD |  | OPTIMA PREPARATIVE ULTRACENTRIFUGE
Beckman Coulter, Inc. | Malaysia | MD |  | Microfuge 20R Centrifuge
Beckman Coulter, Inc. | Malaysia | MD |  | Avanti JXN Series Centrifuge
Beckman Coulter, Inc. | Malaysia | MD |  | GENTIAN CYSTATIN C IMMUNOASSAY
Beckman Coulter, Inc. | Malaysia | MD |  | TRANSPORT PROTEINS
Beckman Coulter, Inc. | Malaysia | MD |  | SUBSTRATES (ENZYMATIC COLOUR TEST)
Beckman Coulter, Inc. | Malaysia | MD |  | RHEUMATOID INFLAMMATORY DISEASE MARKERS
Beckman Coulter, Inc. | Malaysia | MD |  | IMMAGE RHEUMATOID-INFLAMMATORY DISEASE MARKERS
Beckman Coulter, Inc. | Malaysia | MD |  | SUBSTRATES
Beckman Coulter, Inc. | Malaysia | MD |  | THYROID FUNCTION MARKERS 2
Beckman Coulter, Inc. | Malaysia | MD |  | AU GLUCOSE
Beckman Coulter, Inc. | Malaysia | MD |  | ANTI-KAPPA-FITC
Beckman Coulter, Inc. | Malaysia | MD |  | EMIT 2000 PHENYTOIN ASSAY
Beckman Coulter, Inc. | Malaysia | MD |  | IMMAGE RHEUMATOID-INFLAMMATORY DISEASE MARKERS
Beckman Coulter, Inc. | Malaysia | MD |  | SUBSTRATES (ENZYMATIC COLOUR TEST)
Beckman Coulter, Inc. | Malaysia | MD |  | HEMATOLOGY SYSTEMS
Beckman Coulter, Inc. | Malaysia | MD |  | EMIT® 2000 PHENOBARBITAL ASSAY
Beckman Coulter, Inc. | Malaysia | MD |  | EMIT® 2000 VANCOMYCIN ASSAYS
Beckman Coulter, Inc. | Malaysia | MD |  | RHEUMATOID INFLAMMATORY DISEASE MARKERS
Beckman Coulter, Inc. | Malaysia | MD |  | ANAEMIA
Beckman Coulter, Inc. | Malaysia | MD |  | ACCESS AMH ADVANCED
Beckman Coulter, Inc. | Malaysia | MD |  | TOTAL IMMUNOGLOBULIN E (IGE)
Beckman Coulter, Inc. | Malaysia | MD |  | COMPLEMENT COMPONENTS
Beckman Coulter, Inc. | Malaysia | IVD |  | RH-K PHENOTYPING REAGENTS
Beckman Coulter, Inc. | Malaysia | MD |  | ACCESS TOXO IGG
Beckman Coulter, Inc. | Malaysia | MD |  | ANTI-LAMBDA-PE
Beckman Coulter, Inc. | Malaysia | MD |  | CELLMEK SPS
Beckman Coulter, Inc. | Malaysia | MD |  | ACCESS ANAEMIA
Beckman Coulter, Inc. | Malaysia | MD |  | ENDOCRINE HORMONES AND PEPTIDES
Beckman Coulter, Inc. | Malaysia | MD |  | MORE DIAGNOSTICS RAP/TAC/CSA CONTROL
Beckman Coulter, Inc. | Malaysia | MD |  | RIA REPRODUCTIVE
Beckman Coulter, Inc. | Malaysia | MD |  | ACCESS BR MONITOR
Beckman Coulter, Inc. | Malaysia | IVD |  | RIA ADRENAL IVD CLUSTER
Beckman Coulter, Inc. | Malaysia | MD |  | TOXICOLOGY
Beckman Coulter, Inc. | Malaysia | MD |  | RIA THYROID FUNCTION MARKERS
Beckman Coulter, Inc. | Malaysia | MD |  | ACCESS SENSITIVE ESTRADIOL
Beckman Coulter, Inc. | Malaysia | MD |  | RIA TESTOSTERONE
Beckman Coulter, Inc. | Malaysia | MD |  | ACCESS 25(OH) VITAMIN D TOTAL
Beckman Coulter, Inc. | Malaysia | MD |  | ACCESS CEA
Beckman Coulter, Inc. | Malaysia | MD |  | ACCESS TOXO IGG
Beckman Coulter, Inc. | Malaysia | MD |  | ACCESS OV MONITOR
Beckman Coulter, Inc. | Malaysia | MD |  | ACCESS C-PEPTIDE
Beckman Coulter, Inc. | Malaysia | MD |  | TOTAL BILE ACIDS LIQUID
Beckman Coulter, Inc. | Malaysia | MD |  | URINE / CSF ALBUMIN
Beckman Coulter, Inc. | Malaysia | MD |  | DXH 520 SYSTEM
Beckman Coulter, Inc. | Malaysia | MD |  | SYPHILIS TP LATEX
Beckman Coulter, Inc. | Malaysia | MD |  | IOTEST CD10-PE
Beckman Coulter, Inc. | Malaysia | IVD |  | SYNCHRON ELECTROLYTES REAGENTS
Beckman Coulter, Inc. | Malaysia | MD |  | ACCESS PAPP-A
Beckman Coulter, Inc. | Malaysia | MD |  | ACCESS HBC AB
Beckman Coulter, Inc. | Malaysia | MD |  | ACCESS GI MONITOR
Beckman Coulter, Inc. | Malaysia | MD |  | GENTAMYCIN
Beckman Coulter, Inc. | Malaysia | IVD |  | C-REACTIVE PROTEIN REAGENT
Beckman Coulter, Inc. | Malaysia | MD |  | SYNCHRON ENZYMES
Beckman Coulter, Inc. | Malaysia | IVD |  | UNICEL DXC SYNCHRON SYSTEMS HEMOGLOBIN A1C3 (HBA1C3) REAGENT
Beckman Coulter, Inc. | Malaysia | IVD |  | INFINITY LITHIUM REAGENT
Beckman Coulter, Inc. | Malaysia | IVD |  | CLEARLLAB REAGENTS
Beckman Coulter, Inc. | Malaysia | MD |  | VALPROIC ACID
Beckman Coulter, Inc. | Malaysia | MD |  | DXFLEX FLOW CYTOMETER
Beckman Coulter, Inc. | Malaysia | MD |  | EMIT® 2000 TOBRAMYCIN ASSAY
Beckman Coulter, Inc. | Malaysia | MD |  | CRP LATEX
Beckman Coulter, Inc. | Malaysia | MD |  | CYTO-STAT TETRACHROME CD45-FITC/CD4-RD1/CD8-ECD/CD3-PC5 AND CYTO-STAT TETRACHROME CD45-FITC/CD56-RD1/CD19-ECD/CD3-PC5
Beckman Coulter, Inc. | Malaysia | MD |  | CD3-APC
Beckman Coulter, Inc. | Malaysia | MD |  | DxFLEX Daily QC Fluorospheres
Beckman Coulter, Inc. | Malaysia | MD |  | ACCESS CORTISOL
Beckman Coulter, Inc. | Malaysia | MD |  | D-DIMER
Beckman Coulter, Inc. | Malaysia | MD |  | VITAMINS
Beckman Coulter, Inc. | Malaysia | MD |  | DIGOXIN
Beckman Coulter, Inc. | Malaysia | MD |  | UNICEL DXH 900 COULTER CELLULAR ANALYSIS SYSTEM
Beckman Coulter, Inc. | Malaysia | MD |  | EMIT® 2000 THEOPHYLLINE ASSAY
Beckman Coulter, Inc. | Malaysia | MD |  | DXFLEX FLOW CYTOMETER
Beckman Coulter, Inc. | Malaysia | MD |  | AVANTI J-15R CENTRIFUGE
Beckman Coulter, Inc. | Malaysia | MD |  | DIABETES ASSAYS (HORMONES)
Beckman Coulter, Inc. | Malaysia | MD |  | IMMAGE IMMUNOGLOBULIN
Beckman Coulter, Inc. | Malaysia | MD |  | Power Express Sample Processing System PLC
Beckman Coulter, Inc. | Malaysia | MD |  | ACCESS TSH (3RD IS)
Beckman Coulter, Inc. | Malaysia | MD |  | CREATININE
Beckman Coulter, Inc. | Malaysia | MD |  | ACCESS BNP
Beckman Coulter, Inc. | Malaysia | MD |  | ACCESS HBS AB
Beckman Coulter, Inc. | Malaysia | MD |  | IQ200 SERIES URINE MICROSCOPY SYSTEM (INTERNATIONAL)
Beckman Coulter, Inc. | Malaysia | MD |  | ACCESS HCV AB V3
Beckman Coulter, Inc. | Malaysia | MD |  | ALLEGRA X-30 CENTRIFUGE
Beckman Coulter, Inc. | Malaysia | MD |  | IMMAGE LIPOPROTEINS
Beckman Coulter, Inc. | Malaysia | MD |  | ALLEGRA X-30R CENTRIFUGE
Beckman Coulter, Inc. | Malaysia | MD |  | CREATININE (ENZYMATIC)
Beckman Coulter, Inc. | Malaysia | MD |  | DXH 560
Beckman Coulter, Inc. | Malaysia | MD |  | IMMAGE COMPLEMENT COMPONENTS
Beckman Coulter, Inc. | Malaysia | MD |  | ACCESS HYBRITECH P2PSA
Beckman Coulter, Inc. | Malaysia | MD |  | ACCESS BONE METABOLISM ASSAYS
Beckman Coulter, Inc. | Malaysia | MD |  | CD41-PE
Beckman Coulter, Inc. | Malaysia | MD |  | DIGITOXIN
Beckman Coulter, Inc. | Malaysia | MD |  | ACCESS RUBELLA IGG
Beckman Coulter, Inc. | Malaysia | IVD |  | IMMAGE IMMUNOCHEMISTRY SYSTEMS CER CERULOPLASMIN REAGENT
Beckman Coulter, Inc. | Malaysia | MD |  | ACCESS RUBELLA IGM
Beckman Coulter, Inc. | Malaysia | MD |  | CD19-PC7
Beckman Coulter, Inc. | Malaysia | MD |  | IOTEST 3 LYSING SOLUTION
Beckman Coulter, Inc. | Malaysia | MD |  | LIH
Beckman Coulter, Inc. | Malaysia | MD |  | UNICEL DXH 690T COULTER CELLULAR ANALYSIS SYSTEM
Beckman Coulter, Inc. | Malaysia | MD |  | PANCREATIC AMYLASE
Beckman Coulter, Inc. | Malaysia | MD |  | TOXICOLOGY
Beckman Coulter, Inc. | Malaysia | MD |  | HBA1C ADVANCED
Beckman Coulter, Inc. | Malaysia | MD |  | DIAZYME PROCALCITONIN ASSAY
Beckman Coulter, Inc. | Malaysia | MD |  | KALUZA C FLOW CYTOMETRY SOFTWARE
Beckman Coulter, Inc. | Malaysia | MD |  | ACCESS HAV IGM
Beckman Coulter, Inc. | Malaysia | IVD |  | LEUKOSURE ENUMERATION KIT
Beckman Coulter, Inc. | Malaysia | MD |  | ACCESS 25(OH) VITAMIN D TOTAL
Beckman Coulter, Inc. | Malaysia | MD |  | ACCESS BR MONITOR
Beckman Coulter, Inc. | Malaysia | MD |  | THYROID FUNCTION MARKERS
Beckman Coulter, Inc. | Malaysia | MD |  | ICHEM VELOCITY URINE CHEMISTRY SYSTEM
Beckman Coulter, Inc. | Malaysia | MD |  | HBA1C
Beckman Coulter, Inc. | Malaysia | IVD |  | INFINITY AMMONIA REAGENT
Beckman Coulter, Inc. | Malaysia | MD |  | ACCESS HYBRITECH FREE PSA
Beckman Coulter, Inc. | Malaysia | MD |  | ENZYMES (AU)
Beckman Coulter, Inc. | Malaysia | MD |  | Power Link
Beckman Coulter, Inc. | Malaysia | MD |  | CLEARLLAB 10C PANELS
Beckman Coulter, Inc. | Malaysia | MD |  | TRANSPORT PROTEINS
Beckman Coulter, Inc. | Malaysia | MD |  | UREA/UREA NITROGEN
Beckman Coulter, Inc. | Malaysia | MD |  | ACCESS PCT
Beckman Coulter, Inc. | Malaysia | MD |  | COULTER CLONE T11-FITC
Beckman Coulter, Inc. | Malaysia | MD |  | ACCESS HAV AB
Beckman Coulter, Inc. | Malaysia | IVD |  | INFINITY LITHIUM REAGENT
Beckman Coulter, Inc. | Malaysia | MD |  | ENZYMES (AU)
Beckman Coulter, Inc. | Malaysia | MD |  | AQUIOS TETRA-1 PANEL AND AQUIOS TETRA-2 PANEL MONOCLONAL ANTIBODY
Beckman Coulter, Inc. | Malaysia | MD |  | ANTI-HLA-B27-FITC/ANTI-HLA-B7-PE
Beckman Coulter, Inc. | Malaysia | MD |  | ANAEMIA
Abbott | Malaysia | MD |  | COAGPIA FBG
Abbott | Malaysia | MD |  | ALINITY I TOTAL PSA
Abbott | Malaysia | MD |  | COAGPIA ®FIX DEFICIENT PLASMA
Abbott | Malaysia | MD |  | COAGPIA ® FXI DEFICIENT PLASMA
Abbott | Malaysia | MD |  | ALINITY C AMMONIA
Abbott | Malaysia | MD |  | COAGPIA ® FVII DEFICIENT PLASMA
Abbott | Malaysia | MD |  | ARCHITECT ITHEOPHYLLINE
Abbott | Malaysia | IVD |  | ALINITY C CHOLINESTERASE REAGENT KIT
Abbott | Malaysia | IVD |  | ALINITY C KAPPA LIGHT CHAINS REAGENT KIT
Abbott | Malaysia | IVD |  | ALINITY C LAMBDA LIGHT CHAINS REAGENT KIT
Abbott | Malaysia | IVD |  | ALINITY C CERULOPLASMIN REAGENT KIT
Abbott | Malaysia | IVD |  | ALINITY C PLASMAPROTEINS CAL 3X KIT
Abbott | Malaysia | MD |  | ALINITY I FREE T3
Abbott | Malaysia | MD |  | ALINITY I FREE PSA
Abbott | Malaysia | MD |  | COAGPIA ® HEPARIN
Abbott | Malaysia | IVD |  | COAGPIA ® PLG REAGENT
Abbott | Malaysia | IVD |  | COAGPIA ® ALPHA 2-PI REAGENT
Abbott | Malaysia | MD |  | COAGPIA ®DRVV CONFIRM
Abbott | Malaysia | IVD |  | COAGPIA ®APTT-FS REAGENT
Abbott | Malaysia | MD |  | COAGPIA ® FACTOR CALIBRATOR AND CONTROL SET
Abbott | Malaysia | MD |  | COAGPIA ® FVIII DEFICIENT PLASMA
Abbott | Malaysia | MD |  | ALINITY C ETHANOL
Abbott | Malaysia | MD |  | COAGPIA FII DEFICIENT PLASMA
Abbott | Malaysia | MD |  | COAGPIA ® FV DEFICIENT PLASMA
Abbott | Malaysia | MD |  | VANCOMYCIN
Abbott | Malaysia | IVD |  | ALINITY C HBDH REAGENT KIT
Abbott | Malaysia | IVD |  | ALINITY C PANCREATIC AMYLASE REAGENT KIT
Abbott | Malaysia | MD |  | Alinity c-series Detergent B
Abbott | Malaysia | MD |  | EPIC AND EPIC SUPRA VALVE
Abbott | Malaysia | MD |  | ALINITY I SYPHILIS TP
Abbott | Malaysia | MD |  | ALINITY I STAT HIGH SENSITIVE TROPONIN-I
Abbott | Malaysia | MD |  | ALINITY I CHAGAS
Abbott | Malaysia | MD |  | REFLEXION BI-DIRECTIONAL CATHETERS
Abbott | Malaysia | MD |  | LIVEWIRE TC ABLATION CATHETERS AND EXTENSION CABLES
Abbott | Malaysia | MD |  | ALINITY I EBV VCA IGM
Abbott | Malaysia | MD |  | CLEARVIEW EXACT INFLUENZA A & B
Abbott | Malaysia | MD |  | ABON ONE STEP H. PYLORI TEST DEVICE
Abbott | Malaysia | MD |  | HIV 1/2/O TRI-LINE HUMAN LMMUNODEFICIENCY VIRUS RAPID TEST DEVICE (WHOLE BLOOD/SERUM/PLASMA)
Abbott | Malaysia | MD |  | BIOLINE™ DENGUE
Abbott | Malaysia | MD |  | NYCOCARD D-DIMER
Abbott | Malaysia | MD |  | NYCOCARD HBA1C
Abbott | Malaysia | MD |  | ALINITY C UIBC
Abbott | Malaysia | MD |  | ARCHITECT 25-OH VITAMIN D
Abbott | Malaysia | MD |  | ARCHITECT HBEAG
Abbott | Malaysia | MD |  | ARCHITECT ANTI-HCV
Abbott | Malaysia | MD |  | ALINITY I ANTI-HBC IGM
Abbott | Malaysia | MD |  | ADVISOR FL SENSOR ENABLED, CIRCULAR MAPPING CATHETER
Abbott | Malaysia | MD |  | ARCHITECT EBV EBNA-1 IGG
Abbott | Malaysia | MD |  | ALINITY I ESTRADIOL
Abbott | Malaysia | MD |  | ALINITY I LH
Abbott | Malaysia | MD |  | BIOLINE™ HIV / SYPHILIS DUO
Abbott | Malaysia | MD |  | Architect i System
Abbott | Malaysia | MD |  | MITRACLIP G4 SYSTEM
Abbott | Malaysia | MD |  | ALBUMIN BCP2
Abbott | Malaysia | MD |  | BIOLINE™ TB AG MPT64
Abbott | Malaysia | MD |  | AMYLASE2
Abbott | Malaysia | MD |  | CHOLESTEROL2
Abbott | Malaysia | MD |  | ARCHITECT I GENTAMICIN
Abbott | Malaysia | MD |  | ABBOTT REALTIME MTB RIF/INH RESISTANCE
Abbott | Malaysia | IVD |  | VYSIS ALK BREAK APART FISH PROBE KIT
Abbott | Malaysia | MD |  | CELL-DYN EMERALD AL 22
Abbott | Malaysia | MD |  | ACTIVATED ASPARTATE AMINOTRANSFERASE (FOR USE WITH ARCHITECT)
Abbott | Malaysia | MD |  | ALINITY S ANTI-HCV
Abbott | Malaysia | MD |  | ADVISOR HD GRID SENSOR ENABLED HIGH DENSITY MAPPING CATHETER
Abbott | Malaysia | MD |  | ARCHITECT i System e-Assay
Abbott | Malaysia | MD |  | ALINITY I NGAL
Abbott | Malaysia | MD |  | ARCHITECT c System e-Assay CD-ROM
Abbott | Malaysia | MD |  | UREA NITROGEN2
Abbott | Malaysia | MD |  | SURESTEP MULTI-DRUG ONE STEP MULTI-LINE SCREEN TEST DEVICE
Abbott | Malaysia | MD |  | ALINITY C ASSAY FILES
Abbott | Malaysia | MD |  | ID NOW INFLUENZA A & B 2
Abbott | Malaysia | MD |  | ID NOW™ COVID-19 2.0
Abbott | Malaysia | MD |  | BIOLINE™ HIV 1/2 3.0
Abbott | Malaysia | MD |  | ARCHITECT FSH
Abbott | Malaysia | MD |  | BIOLINE™ ROTAVIRUS
Abbott | Malaysia | MD |  | ALINITY S HIV AG/AB COMBO
Abbott | Malaysia | MD |  | ALINITY S SYPHILIS
Abbott | Malaysia | MD |  | PANBIO™ LEPTOSPIRA IGM ELISA
Abbott | Malaysia | MD |  | TRANSFERRIN
Abbott | Malaysia | MD |  | Architect Assay Files
Abbott | Malaysia | MD |  | CONSOLIDATED CHEMISTRY CALIBRATOR
Abbott | Malaysia | MD |  | MAGNESIUM
Abbott | Malaysia | MD |  | ALINITY I PROCESSING MODULE
Abbott | Malaysia | MD |  | QUANTIA D-DIMER
Abbott | Malaysia | MD |  | ALINITY C ASSAY FILES
Abbott | Malaysia | MD |  | CREATININE2
Abbott | Malaysia | MD |  | ALINITY I ASSAY FILES
Abbott | Malaysia | MD |  | BIOLINE™ DENGUE IGG IGM CAPTURE ELISA
Abbott | Malaysia | MD |  | HEARTMATE II LEFT VENTRICULAR ASSIST SYSTEM
Abbott | Malaysia | IVD |  | VYSIS FISH PROBE KITS (LEUKEMIA/ HEMATOLOGY MARKERS)
Abbott | Malaysia | MD |  | Alinity c Assay files (Albumin BCG2)
Abbott | Malaysia | MD |  | PANBIO™ DENGUE IGG INDIRECT ELISA
Abbott | Malaysia | MD |  | MAGNESIUM
Abbott | Malaysia | MD |  | Architect i1000sr Processing Module
Abbott | Malaysia | IVD |  | ABBOTT CERVI-COLLECT SPECIMEN COLLECTION KIT
Abbott | Malaysia | MD |  | ALINITY M EBV
Abbott | Malaysia | MD |  | Alinity h-series Phosphate Buffer
Abbott | Malaysia | MD |  | PERCLOSE PROGLIDE SUTURE-MEDIATED CLOSURE SYSTEM
Abbott | Malaysia | MD |  | ALINITY I FSH
Abbott | Malaysia | MD |  | ARCHITECT DETERGENT B
Abbott | Malaysia | MD |  | ALINITY I PROGESTERONE
Abbott | Malaysia | MD |  | QUANTIA A-1-AGP
Abbott | Malaysia | MD |  | CELL-DYN 1800
Abbott | Malaysia | MD |  | CELL-DYN 1800 SYSTEM
Abbott | Malaysia | MD |  | CELL-DYN 3700 SYSTEM
Abbott | Malaysia | MD |  | MULTIGENT ECSTASY ASSAY
Abbott | Malaysia | MD |  | PHENCYCLIDINE
Abbott | Malaysia | MD |  | ALINITY C CRP
Abbott | Malaysia | MD |  | TOX
Abbott | Malaysia | MD |  | ACETAMINOPHEN L3K
Abbott | Malaysia | MD |  | ARCHITECT FREE PSA
Abbott | Malaysia | MD |  | ABBOTT PRISM
Abbott | Malaysia | MD |  | ARCHITECT ISYSTEM
Abbott | Malaysia | MD |  | ARCHITECT CSYSTEM
Abbott | Malaysia | MD |  | ICT
Abbott | Malaysia | MD |  | COMPLEMENT C4
Abbott | Malaysia | MD |  | ULTRA HDL
Abbott | Malaysia | MD |  | GAMMA-GLUTAMYL TRANSFERASE
Abbott | Malaysia | MD |  | LACTATE DEHYDROGENASE
Abbott | Malaysia | MD |  | TRIGLYCERIDE
Abbott | Malaysia | MD |  | ID NOW RSV
Abbott | Malaysia | MD |  | PANBIO DENGUE EARLY ELISA
Abbott | Malaysia | MD |  | BIOLINE™ LEPTOSPIRA IGG/IGM
Abbott | Malaysia | MD |  | GUIDERIGHT™ GUIDEWIRES
Abbott | Malaysia | MD |  | ALINITY BULK SOLUTIONS
Abbott | Malaysia | MD |  | ARCHITECT STAT MYOGLOBIN
Abbott | Malaysia | MD |  | ALINITY C ASSAY FILES
Abbott | Malaysia | MD |  | ALINITY C METHADONE
Abbott | Malaysia | MD |  | AGILIS HISPRO™ STEERABLE CATHETER WITH ELECTRODES
Abbott | Malaysia | MD |  | ALINITY C DOA MC
Abbott | Malaysia | IVD |  | ALINITY C BARBITURATES REAGENT KIT
Abbott | Malaysia | MD |  | ALINITY C ECSTASY
Abbott | Malaysia | IVD |  | ALINITY C PHENCYCLIDINE REAGENT KIT
Abbott | Malaysia | MD |  | LACTATE DEHYDROGENASE
Abbott | Malaysia | MD |  | GLUCOSE
Abbott | Malaysia | MD |  | ARCHITECT IGENTAMICIN
Abbott | Malaysia | MD |  | CREATININE
Abbott | Malaysia | MD |  | ALINITY C CANNABINOIDS
Abbott | Malaysia | IVD |  | ALINITY C TRICYCLIC ANTIDEPRESSANTS REAGENT KIT
Abbott | Malaysia | MD |  | Architect i2000sr Processing Module
Abbott | Malaysia | MD |  | ARCHITECT 25-OH VITAMIN D
Abbott | Malaysia | IVD |  | ALINITY C LACTIC ACID REAGENT KIT
Abbott | Malaysia | MD |  | ALINITY I HAVAB-IGG
Abbott | Malaysia | MD |  | ALINITY I PEPSINOGEN II
Abbott | Malaysia | MD |  | BIOLINE™ SALMONELLA TYPHI IGG/IGM FAST
Abbott | Malaysia | MD |  | ALINITY S SYSTEM
Abbott | Malaysia | MD |  | Alinity m Tubes and Caps
Abbott | Malaysia | MD |  | ARCHITECT ACTIVE-B12 (HOLOTRANSCOBALAMIN)
Abbott | Malaysia | MD |  | ALINITY I ACTIVE-B12 (HOLOTRANSCOBALAMIN)
Abbott | Malaysia | MD |  | SURESTEP MULTI-DRUG ONE STEP MULTI-LINE SCREEN TEST PANEL
Abbott | Malaysia | MD |  | ALBUMIN BCG2
Abbott | Malaysia | MD |  | ALINITY I ANTI-HBE
Abbott | Malaysia | MD |  | ARCHITECT PROGESTERONE
Abbott | Malaysia | IVD |  | ALINITY M CERVI-COLLECT SPECIMEN COLLECTION KIT
Abbott | Malaysia | MD |  | ARCHITECT c System e-Assay CD-ROM
Abbott | Malaysia | MD |  | ARCHITECT ICARBAMAZEPINE
Abbott | Malaysia | MD |  | Alinity m System Solutions
Abbott | Malaysia | MD |  | ALINITY I HBEAG
Abbott | Malaysia | MD |  | SCHEBO M2-PK QUICK
Abbott | Malaysia | MD |  | SD BIOLINE FOB
Abbott | Malaysia | IVD |  | VYSIS FISH PROBE KITS (OTHER CANCER MARKERS)
Abbott | Malaysia | MD |  | ARCHITECT BNP
Abbott | Malaysia | MD |  | ARCHITECT CA 125 II
Abbott | Malaysia | MD |  | ARCHITECT CA 15-3
Abbott | Malaysia | MD |  | ALINITY C FRUCTOSAMINE
Abbott | Malaysia | MD |  | ARCHITECT HAVAB-IGM
Abbott | Malaysia | MD |  | Alinity s Chagas Assay file
Abbott | Malaysia | IVD |  | Alinity m multi-Collect Specimen Collection Kit
Abbott | Malaysia | MD |  | MINI TREK CORONARY DILATATION CATHETER
Abbott | Malaysia | MD |  | ARCHITECT SCC
Abbott | Malaysia | IVD |  | ALINITY M SPECIMEN DILUTION KIT I
Abbott | Malaysia | IVD |  | ALINITY C DIGOXIN REAGENT KIT
Abbott | Malaysia | MD |  | FRUCTOSAMINE
Abbott | Malaysia | MD |  | BRIO DEEP BRAIN STIMULATION (DBS) SYSTEM
Abbott | Malaysia | IVD |  | ALINITY M SAMPLE PREP KIT 2
Abbott | Malaysia | MD |  | HCV HEPATITIS C VIRUS TEST
Abbott | Malaysia | MD |  | ABBOTT VP2000 PROCESSOR
Abbott | Malaysia | MD |  | ALINITY M SYSTEM
Abbott | Malaysia | MD |  | ARCHITECT PEPSINOGEN I
Abbott | Malaysia | IVD |  | COAGPIA PT-N REAGENT
Abbott | Malaysia | MD |  | THERAPY ABLATION CATHETERS AND CONNECTING CABLES
Abbott | Malaysia | MD |  | ARCHITECT THEOPHYLLINE
Abbott | Malaysia | MD |  | ARCHITECT CA 15-3
Abbott | Malaysia | MD |  | HI-TORQUE INFILTRAC GUIDE WIRE
Abbott | Malaysia | MD |  | ARCHITECT HOMOCYSTEINE
Abbott | Malaysia | MD |  | NEW ALKALI WASH SOLUTION
Abbott | Malaysia | IVD |  | ALINITY C IMMUNOGLOBULIN G REAGENT KIT
Abbott | Malaysia | MD |  | IMMUNOGLOBULIN G
Abbott | Malaysia | MD |  | RX HERCULINK ELITE PERIPHERAL STENT SYSTEM
Abbott | Malaysia | MD |  | ALINITY M HCV
Abbott | Malaysia | IVD |  | ALINITY C LACTATE DEHYDROGENASE REAGENT KIT
Abbott | Malaysia | MD |  | ARCHITECT AFP
Abbott | Malaysia | MD |  | BIOLINE™ LEPTOSPIRA, BIOLINE™ LEPTOSPIRA IGM
Abbott | Malaysia | MD |  | OMNILINK ELITE PERIPHERAL STENT SYSTEM
Abbott | Malaysia | MD |  | TREK CORONARY DILATATION CATHETER (RX, OTW)
Abbott | Malaysia | MD |  | ENDURITY PACEMAKERS
Abbott | Malaysia | MD |  | ALINITY I SARS COV-2 IGG
Abbott | Malaysia | MD |  | ARCHITECT HIV AG/AB COMBO
Abbott | Malaysia | IVD |  | GUIDE WIRE ACCESSORY KIT WITH COPILOT BLEEDBACK CONTROL VALVE
Abbott | Malaysia | MD |  | OPTISURE DEFIBRILLATION LEADS
Abbott | Malaysia | MD |  | COOL POINT IRRIGATION PUMP AND ACCESSORIES
Abbott | Malaysia | IVD |  | ALINITY C IMMUNOGLOBULIN M REAGENT KIT
Abbott | Malaysia | MD |  | FREESTYLE FREEDOM LITE BLOOD GLUCOSE MONITORING SYSTEM
Abbott | Malaysia | IVD |  | ALINITY M SAMPLE PREP KIT 1
Abbott | Malaysia | MD |  | ARMADA 14 XT PTA CATHETER
Abbott | Malaysia | MD |  | HI-TORQUE CONNECT GUIDE WIRE
Abbott | Malaysia | MD |  | 20/30 INDEFLATOR INFLATION DEVICE
Abbott | Malaysia | MD |  | HI-TORQUE COMMAND GUIDE WIRE
Abbott | Malaysia | IVD |  | ALINITY C APOLIPOPROTEIN A1 REAGENT KIT
Abbott | Malaysia | MD |  | BARBITURATES
Abbott | Malaysia | MD |  | ARMADA 14 PTA CATHETER
Abbott | Malaysia | MD |  | SUPREME ELECTROPHYSIOLOGY CATHETERS
Abbott | Malaysia | MD |  | ARMADA 18 PTA CATHETER
Abbott | Malaysia | MD |  | ENGAGE INTRODUCER AND ENGAGE TR INTRODUCER
Abbott | Malaysia | MD |  | ARCHITECT IVALPROIC ACIDS
Abbott | Malaysia | IVD |  | ALINITY C GLUCOSE REAGENT KIT
Abbott | Malaysia | MD |  | CREATINE KINASE
Abbott | Malaysia | MD |  | CELL-DYN RUBY
Abbott | Malaysia | MD |  | CELL-DYN ENZYMATIC CLEANER CONCENTRATE
Abbott | Malaysia | MD |  | BIOLINE™ INFLUENZA AG A/B/A(H1N1)
Abbott | Malaysia | MD |  | PHENYTOIN
Abbott | Malaysia | MD |  | QUANTIA B2-MICROGLOBULIN
Abbott | Malaysia | MD |  | Adapter Cable
Abbott | Malaysia | MD |  | ALINITY C TOTAL BILIRUBIN
Abbott | Malaysia | MD |  | CELL DYN EMERALD 22 SYSTEM
Abbott | Malaysia | MD |  | IMMUNOGLOBULIN A
Abbott | Malaysia | MD |  | REUSABLE RF ELECTRODE
Abbott | Malaysia | MD |  | QUARTET LEADS
Abbott | Malaysia | MD |  | ALBUMIN BCP
Abbott | Malaysia | MD |  | APOLIPOPROTEIN B
Abbott | Malaysia | IVD |  | ALINITY C CREATINE KINASE REAGENT KIT
Abbott | Malaysia | MD |  | TECHNOPATH MULTICHEM IA PLUS
Abbott | Malaysia | MD |  | CELL-DYN EMERALD 22 AL
Abbott | Malaysia | MD |  | ARCHITECT SARS COV-2 IGG II QUANT
Abbott | Malaysia | MD |  | ALINITY S HBSAG
Abbott | Malaysia | MD |  | ARCHITECT HBSAG
Abbott | Malaysia | MD |  | CHOLINESTERASE
Abbott | Malaysia | MD |  | AFINION CRP
Abbott | Malaysia | MD |  | FREESTYLE LIBRE FLASH GLUCOSE MONITORING SYSTEM
Abbott | Malaysia | MD |  | ARCHITECT SARS-COV-2 IGG
Abbott | Malaysia | MD |  | PACEL BIPOLAR AND PACEL FLOW DIRECTED PACING CATHETERS AND ACCESSORIES
Abbott | Malaysia | MD |  | TRICLIP G4 SYSTEM
Abbott | Malaysia | MD |  | HI-TORQUE COMMAND 18 GUIDE WIRE
Abbott | Malaysia | IVD |  | ALINITY C MULTICONSTITUENT CALIBRATOR KIT
Abbott | Malaysia | MD |  | IMMUNOGLOBULIN M
Abbott | Malaysia | MD |  | CARBON DIOXIDE
Abbott | Malaysia | IVD |  | ALINITY C SPECIFIC PROTEINS MCC CALIBRATOR KIT
Abbott | Malaysia | MD |  | CELL-DYN EMERALD
Abbott | Malaysia | MD |  | ARCHITECT PROGRP
Abbott | Malaysia | MD |  | CELL-DYN SAPPHIRE
Abbott | Malaysia | MD |  | ARCHITECT CORTISOL
Abbott | Malaysia | MD |  | ALINITY I CA 125 II
Abbott | Malaysia | MD |  | ARCHITECT STAT HIGH SENSITIVE TROPONIN-I
Abbott | Malaysia | MD |  | ALINITY I FOLATE
Abbott | Malaysia | IVD |  | ALINITY C UREA NITROGEN REAGENT KIT
Abbott | Malaysia | MD |  | ALINITY C PREALBUMIN
Abbott | Malaysia | MD |  | ALINITY C HBA1C
Abbott | Malaysia | MD |  | PIMA CD4 TEST
Abbott | Malaysia | MD |  | MICROALBUMIN
Abbott | Malaysia | IVD |  | ALINITY C ASPARTATE AMINOTRANSFERASE REAGENT KIT
Abbott | Malaysia | MD |  | ALINITY I TOXO IGG
Abbott | Malaysia | MD |  | ALINITY I TOXO IGG AVIDITY
Abbott | Malaysia | MD |  | CELL-DYN RUBY SYSTEM
Abbott | Malaysia | MD |  | COMPLEMENT C4
Abbott | Malaysia | IVD |  | ALINITY C AMYLASE REAGENT KIT
Abbott | Malaysia | MD |  | DETERMINE SYPHILIS TP
Abbott | Malaysia | MD |  | TECHNOPATH MULTICHEM
Abbott | Malaysia | MD |  | NXTEK™ ELIMINATE MALARIA PF
Abbott | Malaysia | MD |  | BIOLINE™ HCV
Abbott | Malaysia | MD |  | APOLIPOPROTEIN A1
Abbott | Malaysia | MD |  | ABON HBSAG HEPATITIS B SURFACE ANTIGEN RAPID TEST DEVICE (WHOLE BLOOD/SERUM/PLASMA)
Abbott | Malaysia | MD |  | ALINITY H-SERIES
Abbott | Malaysia | MD |  | ENDURITY CORE PACEMAKER
Abbott | Malaysia | MD |  | EPIC PLUS AND EPIC PLUS SUPRA VALVES
Abbott | Malaysia | MD |  | ARCHITECT FREE T4
Abbott | Malaysia | MD |  | HI-TORQUE CROSS-IT GUIDE WIRE
Abbott | Malaysia | MD |  | UIBC
Abbott | Malaysia | MD |  | VIEWMATE ULTRASOUND SYSTEM
Abbott | Malaysia | MD |  | ARCHITECT CERULOPLASMIN
Abbott | Malaysia | MD |  | ETHANOL
Abbott | Malaysia | MD |  | ARCHITECT EBV VCA IGM
Abbott | Malaysia | MD |  | ARCHITECT RUBELLA IGM
Abbott | Malaysia | MD |  | CARDIAC POSITIONING SYSTEM (CPS) TOOLS & IMPLANT ACCESSSORIES
Abbott | Malaysia | MD |  | ARCHITECT i System i e Assay
Abbott | Malaysia | MD |  | TRAB
Abbott | Malaysia | MD |  | ALINITY I HE4
Abbott | Malaysia | MD |  | DETERMINE HBSAG 2
Abbott | Malaysia | MD |  | COMPLEMENT C4
Abbott | Malaysia | MD |  | ARCHITECT RHTLV - I/II
Abbott | Malaysia | MD |  | CELL DYN PLUS CONTROL
Abbott | Malaysia | MD |  | IMMUNOGLOBULIN M
Abbott | Malaysia | MD |  | ALINITY I SARS COV-2 IGM
Abbott | Malaysia | MD |  | ALINITY S ANTI-HBC
Abbott | Malaysia | MD |  | ALINITY I PROLACTIN
Abbott | Malaysia | MD |  | ALINITY I FREE T4
Abbott | Malaysia | IVD |  | COAGPIA ® PC REAGENT
Abbott | Malaysia | MD |  | COAGPIA ® FX DEFICIENT PLASMA
Abbott | Malaysia | IVD |  | ALINITY C LITHIUM REAGENT KIT
Abbott | Malaysia | MD |  | COAGPIA® FXII DEFICIENT PLASMA
Abbott | Malaysia | MD |  | ALINITY C IRON
Abbott | Malaysia | MD |  | ARCHITECT INSULIN
Abbott | Malaysia | MD |  | SALICYLATE
Abbott | Malaysia | MD |  | AMIKACIN
Abbott | Malaysia | IVD |  | ALINITY C IMMUNOGLOBULIN A REAGENT KIT
Abbott | Malaysia | MD |  | ARCHITECT C-PEPTIDE
Abbott | Malaysia | MD |  | DETERMINE HBSAG
Abbott | Malaysia | MD |  | ARCHITECT 2ND GENERATION TESTOSTERONE
Abbott | Malaysia | MD |  | ALINITY I 2ND GENERATION TESTOSTERONE
Abbott | Malaysia | MD |  | ALINITY I C-PEPTIDE
Abbott | Malaysia | MD |  | ALINITY C CK-MB
Abbott | Malaysia | MD |  | ABON HCG ONE STEP PREGNANCY TEST
Abbott | Malaysia | MD |  | ALINITY I SARS COV-2 IGG II QUANT
Abbott | Malaysia | MD |  | ARCHITECT TOTAL PSA
Abbott | Malaysia | MD |  | DETERMINE™ TB LAM AG
Abbott | Malaysia | IVD |  | ALINITY C TDM MULTICONSTITUENT CALIBRATOR KIT
Abbott | Malaysia | MD |  | MAGNESIUM
Abbott | Malaysia | MD |  | AMPLATZER CARDIAC PLUG
Abbott | Malaysia | MD |  | OPTICAL COHERENCE TOPOGRAPHY SYSTEM
Abbott | Malaysia | MD |  | NYCOCARD U-ALBUMIN
Abbott | Malaysia | MD |  | ONE STEP ROTAVIRUS TEST DEVICE (FECES)
Abbott | Malaysia | MD |  | NYCOCARD CRP
Abbott | Malaysia | MD |  | FORTIFY ASSURA IMPLANTABLE CARDIOVERTER DEFIBRILLATOR
Abbott | Malaysia | MD |  | ALINITY I EBV EBNA-1 IGG
Abbott | Malaysia | MD |  | ARCHITECT ESTRADIOL
Abbott | Malaysia | MD |  | TESTPACK PLUS HCG URINE WITH OBC
Abbott | Malaysia | MD |  | ARCHITECT TOXO IGM
Abbott | Malaysia | MD |  | Alinity s System Assay Files
Abbott | Malaysia | IVD |  | SD BIOLINE INFLUENZA AG IVD
Abbott | Malaysia | MD |  | BIOLINE™ HIV / SYPHILIS DUO
Abbott | Malaysia | MD |  | AFINION 2
Abbott | Malaysia | MD |  | ABBOTT REALTIME HIGH RISK HPV
Abbott | Malaysia | MD |  | NSE (FOR USE WITH ALINITY I)
Abbott | Malaysia | MD |  | IMMUNOGLOBULIN M (FOR USE WITH ALINITY C)
Abbott | Malaysia | MD |  | HAPTOGLOBIN (FOR USE WITH ALINITY C)
Abbott | Malaysia | MD |  | IMMUNOGLOBULIN G (FOR USE WITH ALINITY C)
Abbott | Malaysia | MD |  | ARCHITECT BULK SOLUTIONS
Abbott | Malaysia | MD |  | HAPTOGLOBIN
Abbott | Malaysia | MD |  | ALINITY S ANTI-HCV II
Abbott | Malaysia | IVD |  | ALINITY C PROPOXYPHENE REAGENT KIT
Abbott | Malaysia | MD |  | ALINITY C BENZODIAZEPINES
Abbott | Malaysia | MD |  | URIC ACID2
Abbott | Malaysia | MD |  | BIOLINE™ H.PYLORI
Abbott | Malaysia | MD |  | EMBOSHIELD NAV6 EMBOLIC PROTECTION SYSTEM
Abbott | Malaysia | MD |  | APOLIPOPROTEIN A1 (FOR USE WITH ARCHITECT)
Abbott | Malaysia | MD |  | TOTAL BILIRUBIN
Abbott | Malaysia | MD |  | BIOLINE™ DENGUE NS1 AG ELISA
Abbott | Malaysia | MD |  | BIOLINE™ ROTA/ADENO RAPID
Abbott | Malaysia | MD |  | ARCHITECT PROCESSING MODULE
Abbott | Malaysia | MD |  | ABBOTT REALTIME CMV
Abbott | Malaysia | IVD |  | VYSIS FISH PROBE KITS (SELECTIVE THERAPY)
Abbott | Malaysia | MD |  | ID NOW INFLUENZA A & B 2
Abbott | Malaysia | MD |  | PIMA CD4 TEST
Abbott | Malaysia | MD |  | Architect c System Assay Disk
Abbott | Malaysia | MD |  | PANBIO™ DENGUE IGM/IGG CAPTURE ELISA
Abbott | Malaysia | MD |  | ALINITY C PROCESSING MODULE
Abbott | Malaysia | MD |  | ARCHITECT STAT MYOGLOBIN
Abbott | Malaysia | MD |  | HSV-1 IGG (FOR USE WITH ARCHITECT)
Abbott | Malaysia | MD |  | ICT SAMPLE DILUENT
Abbott | Malaysia | MD |  | BIOLINE™ MALARIA AG P.F/PAN
Abbott | Malaysia | MD |  | XIENCE SIERRA EVEROLIMUS ELUTING CORONARY STENT SYSTEM
Abbott | Malaysia | MD |  | ABBOTT PRISM HBSAG
Abbott | Malaysia | MD |  | ARCHITECT B12
Abbott | Malaysia | MD |  | ARCHITECT FREE T3
Abbott | Malaysia | MD |  | ARCHITECT TOTAL T4
Abbott | Malaysia | MD |  | ARCHITECT TSH
Abbott | Malaysia | MD |  | ARCHITECT FREE T3
Abbott | Malaysia | MD |  | ABBOTT PRISM HCV
Abbott | Malaysia | MD |  | CELL-DYN 3200
Abbott | Malaysia | MD |  | TECHNOPATH
Abbott | Malaysia | MD |  | ARCHITECT CMV IGG AVIDITY
Abbott | Malaysia | MD |  | ACID PHOSPHATASE
Abbott | Malaysia | MD |  | ALKALINE PHOSPHATASE
Abbott | Malaysia | MD |  | ALANINE AMINOTRANSFERASE
Abbott | Malaysia | MD |  | APOLIPOPROTEIN A1
Abbott | Malaysia | MD |  | CHOLESTEROL
Abbott | Malaysia | MD |  | GLUCOSE
Abbott | Malaysia | MD |  | LIPASE
Abbott | Malaysia | MD |  | TOTAL PROTEIN
Abbott | Malaysia | MD |  | URIC ACID
Abbott | Malaysia | MD |  | ARCHITECT REACTION VESSELS
Abbott | Malaysia | MD |  | HEARTMATE 3 LEFT VENTRICULAR ASSIST SYSTEM
Abbott | Malaysia | IVD |  | ALINITY C AMPHETAMINES/ METHAMPHETAMINES REAGENT KIT
Abbott | Malaysia | MD |  | ALBUMIN BCG
Abbott | Malaysia | MD |  | ASPARTATE AMINOTRANSFERASE
Abbott | Malaysia | IVD |  | ALINITY C TDM MULTICONSTITUENT CALIBRATOR KIT
Abbott | Malaysia | MD |  | ALINITY C OPIATES
Abbott | Malaysia | MD |  | BENZODIAZEPINES
Abbott | Malaysia | MD |  | SERUM BENZODIAZEPINES
Abbott | Malaysia | MD |  | CELL-DYN 3700
Abbott | Malaysia | MD |  | CELL-DYN 3200 SYSTEM
Abbott | Malaysia | MD |  | ALINITY I INSULIN
Abbott | Malaysia | MD |  | DOA MC
Abbott | Malaysia | MD |  | DIRECT LDL
Abbott | Malaysia | MD |  | ARCHITECT HBSAG QUALITATIVE II CONFIRMATORY
Abbott | Malaysia | MD |  | APOLIPOPROTEIN B
Abbott | Malaysia | MD |  | ULTRA HDL
Abbott | Malaysia | MD |  | ACTIVATED ASPARTATE AMINOTRANSFERASE
Abbott | Malaysia | MD |  | CREATINE KINASE
Abbott | Malaysia | MD |  | URIC ACID
Abbott | Malaysia | MD |  | DIRECT BILIRUBIN
Abbott | Malaysia | MD |  | IMMUNOGLOBULIN M
Abbott | Malaysia | MD |  | TOTAL BILIRUBIN
Abbott | Malaysia | MD |  | TRANSFERRIN
Abbott | Malaysia | MD |  | PREALBUMIN
Abbott | Malaysia | MD |  | LEICA THERMOBRITE DENATURATION AND HYBRIDIZATION SYSTEM
Abbott | Malaysia | MD |  | ALINITY I PEPSINOGEN I
Abbott | Malaysia | MD |  | ARCHITECT HAVAB-IGG
Abbott | Malaysia | MD |  | ACTIM® PROM TEST
Abbott | Malaysia | IVD |  | ALINITY C COCAINE REAGENT KIT
Abbott | Malaysia | IVD |  | ALINITY C SERUM BENZODIAZEPINES REAGENT KIT
Abbott | Malaysia | MD |  | ALINITY C TOX
Abbott | Malaysia | MD |  | TRANSPLANT PRETREATMENT TUBES
Abbott | Malaysia | MD |  | ARCHITECT BNP
Abbott | Malaysia | MD |  | ALINITY I BNP
Abbott | Malaysia | MD |  | INQUIRY DIAGNOSTIC CATHETERS (AFOCUS, AFOCUS II & OPTIMA)
Abbott | Malaysia | MD |  | MULTICHEM HSTN
Abbott | Malaysia | IVD |  | ALINITY C CARBAMAZEPINE REAGENT KIT
Abbott | Malaysia | MD |  | MULTICHEM A1C
Abbott | Malaysia | MD |  | ALINITY I THYROGLOBULIN
Abbott | Malaysia | MD |  | ARCHITECT CYCLOSPORINE
Abbott | Malaysia | MD |  | SURESTEP MULTI-DRUG ONE STEP MULTI-LINE SCREENTEST PANEL WITH INTERGRATED E-Z SPLIT KEY CUP II
Abbott | Malaysia | MD |  | ALINITY I ANTI-HCV
Abbott | Malaysia | MD |  | TOTAL PROTEIN2
Abbott | Malaysia | IVD |  | ALINITY I CYCLOSPORINE WHOLE BLOOD PRECIPITATION REAGENT KIT
Abbott | Malaysia | MD |  | ALINITY I HBSAG NEXT
Abbott | Malaysia | MD |  | ALINITY C TRANSFERRIN
Abbott | Malaysia | MD |  | CONFIRM RX INSERTABLE CARDIAC MONITORING SYSTEM
Abbott | Malaysia | MD |  | IMMUNOCHEMISTRY - CLUSTER OF TOXICOLOGY (ABON DRUG OF ABUSE)
Abbott | Malaysia | MD |  | SD BIOLINE CHIKUNGUNYA IGM
Abbott | Malaysia | MD |  | NC TREK CORONARY DILATATION CATHETER
Abbott | Malaysia | MD |  | HIV 1/2 HUMAN IMMUNODEFICIENCY VIRUS RAPID TEST
Abbott | Malaysia | MD |  | QUICKFLEX MICRO LEFT HEART LEAD
Abbott | Malaysia | MD |  | TECHNOPATH
Abbott | Malaysia | MD |  | Architect i System e-Assay CD-ROM WW
Abbott | Malaysia | MD |  | XIENCE XPEDITION EVEROLIMUS ELUTING CORONARY STENT SYSTEM
Abbott | Malaysia | MD |  | ARCHITECT COPPER
Abbott | Malaysia | MD |  | DRAGONFLY OPTIS IMAGING CATHETER
Abbott | Malaysia | MD |  | NANOPIA FDP
Abbott | Malaysia | IVD |  | COAGPIA AT REAGENT
Abbott | Malaysia | MD |  | PHENOBARBITAL
Abbott | Malaysia | MD |  | QUINIDINE
Abbott | Malaysia | MD |  | ABBOTT REALTIME HBV
Abbott | Malaysia | MD |  | ALINITY I HBSAG QUALITATIVE II CONFIRMATORY
Abbott | Malaysia | MD |  | ALINITY I RUBELLA IGM
Abbott | Malaysia | MD |  | TOTAL BILIRUBIN
Abbott | Malaysia | MD |  | ALINITY I FERRITIN
Abbott | Malaysia | MD |  | ALINITY I CORTISOL
Abbott | Malaysia | MD |  | ALINITY S CMV IGG QUALITATIVE
Abbott | Malaysia | MD |  | DIGOXIN
Abbott | Malaysia | MD |  | ARCHITECT SCC
Abbott | Malaysia | MD |  | ARCHITECT BNP
Abbott | Malaysia | MD |  | ARCHITECT SIROLIMUS
Abbott | Malaysia | MD |  | GENTAMICIN
Abbott | Malaysia | MD |  | DURATA DEFIBRILLATION LEAD
Abbott | Malaysia | IVD |  | ALINITY C COMPLEMENT C4 REAGENT KIT
Abbott | Malaysia | MD |  | RESPONSE ELECTROPHYSIOLOGY CATHETERS
Abbott | Malaysia | MD |  | WORKMATE CLARIS SYSTEM AND ACCESSORIES
Abbott | Malaysia | MD |  | KAPPA LIGHT CHAINS
Abbott | Malaysia | IVD |  | ALINITY C APOLIPOPROTEIN B REAGENT KIT
Abbott | Malaysia | MD |  | ALINITY M HIV-1
Abbott | Malaysia | MD |  | ALINITY M HBV
Abbott | Malaysia | MD |  | ARCHITECT CA 19-9XR
Abbott | Malaysia | MD |  | ARCHITECT CA 125 II
Abbott | Malaysia | MD |  | COAGPIA APTT-N
Abbott | Malaysia | MD |  | TENDRIL STS PACING LEADS
Abbott | Malaysia | MD |  | LIVEWIRE STEERABLE ELECTROPHYSIOLOGY CATHETERS
Abbott | Malaysia | MD |  | COMPLEMENT C3
Abbott | Malaysia | MD |  | VIATRAC 14 PLUS PERIPHERAL DILATATION CATHETER
Abbott | Malaysia | MD |  | SJM MASTERS SERIES MECHANICAL HEART VALVE AND ACCESSORIES
Abbott | Malaysia | MD |  | ARCHITECT ANTI-CCP
Abbott | Malaysia | MD |  | VALVE REPAIR
Abbott | Malaysia | MD |  | ARCHITECT SHBG
Abbott | Malaysia | MD |  | ADVISOR VL CIRCULAR MAPPING CATHETER, SENSOR ENABLED
Abbott | Malaysia | MD |  | AMPLATZER GUIDEWIRES
Abbott | Malaysia | MD |  | ALINITY M STI
Abbott | Malaysia | IVD |  | ALINITY C ALBUMIN BCG REAGENT KIT
Abbott | Malaysia | MD |  | ARCHITECT CMV IGM
Abbott | Malaysia | MD |  | OPIATES
Abbott | Malaysia | MD |  | ALINITY C TOTAL BILIRUBIN
Abbott | Malaysia | MD |  | ALINITY HS SLIDE MAKER STAINER MODULE
Abbott | Malaysia | MD |  | ALINITY I B12
Abbott | Malaysia | MD |  | ALINITY C A1-ANTITRYPSIN
Abbott | Malaysia | MD |  | ARCHITECT PIVKA-II
Abbott | Malaysia | MD |  | IRON2 (FOR USE WITH ALINITY C)
Abbott | Malaysia | MD |  | QUANTIEN MEASUREMENT SYSTEM
Abbott | Malaysia | MD |  | ARCHITECT ANTI-HBC II
Abbott | Malaysia | MD |  | FAST-CATH INTRODUCERS AND ACCESSORIES
Abbott | Malaysia | MD |  | CELL-DYN SAPPHIRE
Abbott | Malaysia | MD |  | ARCHITECT LH
Abbott | Malaysia | MD |  | ALINITY I HBSAG CONFIRMATORY V.1
Abbott | Malaysia | MD |  | ALINITY I PROCESSING MODULE
Abbott | Malaysia | MD |  | ALERE NT-PROBNP FOR ALINITY
Abbott | Malaysia | MD |  | HI-TORQUE TURNTRAC GUIDE WIRE
Abbott | Malaysia | MD |  | IMMUNOGLOBULIN G
Abbott | Malaysia | MD |  | CELL-DYN EMERALD 22 EASY CLEANER
Abbott | Malaysia | MD |  | PREALBUMIN
Abbott | Malaysia | MD |  | LACTATE DEHYDROGENASE2 (FOR USE WITH ARCHITECT)
Abbott | Malaysia | MD |  | LACTATE DEHYDROGENASE2 (FOR USE WITH ALINITY C)
Abbott | Malaysia | MD |  | LAMBDA LIGHT CHAINS
Abbott | Malaysia | MD |  | ARCHITECT ANTI-HBS
Abbott | Malaysia | MD |  | ARCHITECT AMMONIA
Abbott | Malaysia | MD |  | ARCHITECT IPHENOBARBITAL
Abbott | Malaysia | MD |  | ALINITY I BNP
Abbott | Malaysia | MD |  | ALINITY C ICT MODULE
Abbott | Malaysia | MD |  | DETERMINE HIV-1/2
Abbott | Malaysia | MD |  | ARCHITECT IDIGOXIN
Abbott | Malaysia | IVD |  | ALINITY C CALCIUM REAGENT KIT
Abbott | Malaysia | IVD |  | ALINITY C CHOLESTEROL REAGENT KIT
Abbott | Malaysia | MD |  | HI-TORQUE WINN GUIDE WIRE
Abbott | Malaysia | MD |  | ARCHITECT FERRITIN
Abbott | Malaysia | MD |  | OPTICAL COHERENCE TOMOGRAPHY (OCT) IMAGING SYSTEMS
Abbott | Malaysia | MD |  | Architect System Solutions
Abbott | Malaysia | MD |  | HYDROSTEER GUIDEWIRES AND TORQUE DEVICE
Abbott | Malaysia | MD |  | ALERE NT-PROBNP FOR ARCHITECT
Abbott | Malaysia | MD |  | Capillary Tubes, 5 µL
Abbott | Malaysia | IVD |  | ENSITE PRECISION SURFACE ELECTRODE KIT
Abbott | Malaysia | MD |  | COMPLEMENT C3
Abbott | Malaysia | MD |  | GROUNDING PAD
Abbott | Malaysia | MD |  | ALINITY I CMV IGM
Abbott | Malaysia | MD |  | CARBAMAZEPINE
Abbott | Malaysia | MD |  | ARCHITECT ACTIVE-B12 (HOLOTRANSCOBALAMIN)
Abbott | Malaysia | MD |  | HI-TORQUE BALANCE MIDDLEWEIGHT UNIVERSAL II GUIDE WIRE
Abbott | Malaysia | MD |  | BRK TRANSSEPTAL NEEDLES
Abbott | Malaysia | MD |  | CARDIAC RESYNCHRONISATION THERAPY PULSE (CRT-P) GENERATOR
Abbott | Malaysia | MD |  | IMMUNOGLOBULIN A
Abbott | Malaysia | MD |  | ALINITY I STAT HIGH SENSITIVE TROPONIN-I
Abbott | Malaysia | MD |  | PANBIO™ COVID-19 AG RAPID TEST DEVICE (NASAL)
Abbott | Malaysia | MD |  | ARCHITECT DHEA-S
Abbott | Malaysia | MD |  | SWARTZ BRAIDED TRANSSEPTAL GUIDING INTRODUCERS
Abbott | Malaysia | MD |  | ULTIMUM HEMOSTASIS INTRODUCER & ULTIMUM EV HEMOSTASIS INTRODUCER
Abbott | Malaysia | MD |  | AMPERE GENERATOR & ACCESSORIES
Abbott | Malaysia | MD |  | DISPOSABLE RADIOFREQUENCY ELECTRODE
Abbott | Malaysia | MD |  | ALINITY I HBSAG
Abbott | Malaysia | MD |  | ARMADA 35 / ARMADA 35 LL PTA CATHETER
Abbott | Malaysia | MD |  | ARCHITECT CRP
Abbott | Malaysia | MD |  | ALINITY I TACROLIMUS
Abbott | Malaysia | IVD |  | ALINITY C TRIGLYCERIDE REAGENT KIT
Abbott | Malaysia | MD |  | ALINITY I ANTI-HBC II
Abbott | Malaysia | MD |  | ARCHITECT TOTAL T3
Abbott | Malaysia | MD |  | ARCHITECT CEA
Abbott | Malaysia | MD |  | ARCHITECT T-UPTAKE
Abbott | Malaysia | MD |  | ALINITY I INTACT PTH
Abbott | Malaysia | MD |  | SJM REGENT MECHANICAL HEART VALVE & SIZER SET
Abbott | Malaysia | MD |  | CHOLESTECH LDX SYSTEM
Abbott | Malaysia | MD |  | ALINITY I SHBG
Abbott | Malaysia | MD |  | PANBIO DENGUE EARLY RAPID
Abbott | Malaysia | MD |  | ARCHITECT EBV VCA IGG
Abbott | Malaysia | MD |  | ALINITY C IMMUNO CONTROL
Abbott | Malaysia | MD |  | MERLIN PATIENT CARE SYSTEM & PACING SYSTEM ANALYZER
Abbott | Malaysia | MD |  | TRAB (FOR USE WITH ALINITY I)
Abbott | Malaysia | MD |  | PEEL-AWAY INTRODUCER
Abbott | Malaysia | MD |  | DISPOSABLE RADIOFREQUENCY CANNULA
Abbott | Malaysia | MD |  | IRON2 (FOR USE WITH ARCHITECT)
Abbott | Malaysia | MD |  | ALINITY S HTLV I/II
Abbott | Malaysia | MD |  | ARCHITECT B-R-A-H-M-S PCT
Abbott | Malaysia | MD |  | ALINITY I TOXO IGM
Abbott | Malaysia | MD |  | ALINITY I HIV AG/AB COMBO
Abbott | Malaysia | MD |  | ASSURITY & ASSURITY MRI PACEMAKERS
Abbott | Malaysia | MD |  | ALINITY C ALANINE AMINOTRANSFERASE
Abbott | Malaysia | MD |  | ARCHITECT URINE NGAL
Abbott | Malaysia | MD |  | AMPHETAMINE/METHAMPHETAMINE
Abbott | Malaysia | MD |  | DETERMINE HIV EARLY DETECT
Abbott | Malaysia | MD |  | SIMPLICITY™ III DISPOSABLE RADIOFREQUENCY ELECTRODE
Abbott | Malaysia | MD |  | ALINITY I HBSAG QUALITATIVE II
Abbott | Malaysia | MD |  | HI-TORQUE VERSATURN GUIDE WIRE
Abbott | Malaysia | MD |  | ARCHITECT SARS-COV-2 IGM
Abbott | Malaysia | MD |  | BINAXNOW LEGIONELLA URINARY ANTIGEN CARD
Abbott | Malaysia | MD |  | HSV-1 IGG (FOR USE WITH ALINITY I)
Abbott | Malaysia | MD |  | HSV-2 IGG (FOR USE WITH ALINITY I)
Abbott | Malaysia | MD |  | MICROALBUMIN (FOR USE WITH ARCHITECT)
Abbott | Malaysia | MD |  | ABBOTT REALTIME HCV GENOTYPE II
Abbott | Malaysia | MD |  | ARCHITECT CYCLOSPORINE
Abbott | Malaysia | MD |  | SJM MASTERS SERIES & MASTERS HP SERIES VALVED GRAFTS
Abbott | Malaysia | MD |  | ALINITY I CMV IGG
Abbott | Malaysia | IVD |  | ALINITY C ALKALINE PHOSPHATASE REAGENT KIT
Abbott | Malaysia | IVD |  | ALINITY C URIC ACID REAGENT KIT
Abbott | Malaysia | MD |  | BINAXNOW LEGIONELLA URINARY ANTIGEN CARD
Abbott | Malaysia | MD |  | ACTIVATED ASPARTATE AMINOTRANSFERASE (FOR USE WITH ALINITY C)
Abbott | Malaysia | MD |  | NSE (FOR USE WITH ARCHITECT)
Abbott | Malaysia | MD |  | ALINITY I TOTAL T4
Abbott | Malaysia | MD |  | ALINITY I ANTI-TG
Abbott | Malaysia | MD |  | CELL-DYN EMERALD SYSTEM
Abbott | Malaysia | MD |  | URINE STRIPS AND ANALYSER
Abbott | Malaysia | MD |  | ABBOTT REALTIME CHLAMYDIA TRACHOMATIS/ NEISSERIA GONORRHOEAE (CT/NG)
Abbott | Malaysia | MD |  | COMPLEMENT C3 (FOR USE WITH ALINITY C)
Abbott | Malaysia | MD |  | ARCHITECT SYPHILLIS TP
Abbott | Malaysia | MD |  | UNIFY ASSURA CARDIAC RESYNCHRONISATION THERAPY DEFIBRILLATOR
Abbott | Malaysia | MD |  | AMPLATZER SIZING BALLOON II
Abbott | Malaysia | MD |  | HI-TORQUE SPARTACORE 14 GUIDE WIRE WITH MICROGLIDE COATING
Abbott | Malaysia | MD |  | ALANINE AMINOTRANSFERASE
Abbott | Malaysia | MD |  | ARCHITECT i System e-assay CD-ROM
Abbott | Malaysia | MD |  | CELL-DYN EMERALD 22
Abbott | Malaysia | MD |  | BINAXNOW STREPTOCOCCUS PNEUMONIA ANTIGEN CARD
Abbott | Malaysia | MD |  | ARCHITECT GALECTIN-3
Abbott | Malaysia | MD |  | ALINITY C DIRECT BILIRUBIN
Abbott | Malaysia | MD |  | ALINITY I T-UPTAKE
Abbott | Malaysia | MD |  | ACTIVATED ALANINE AMINOTRANSFERASE (FOR USE WITH ALINITY C)
Abbott | Malaysia | MD |  | VALPROIC ACID
Abbott | Malaysia | IVD |  | ALINITY C LIPID MULTICONSTITUENT CALIBRATOR KIT
Abbott | Malaysia | MD |  | M-PIMA HIV-1/2 VL AND ANALYSER
Abbott | Malaysia | MD |  | ARCHITECT ANTI-TPO
Abbott | Malaysia | MD |  | QUADRA ASSURA MP
Abbott | Malaysia | MD |  | ELLIPSE IMPLANTABLE CARDIOVERTER DEFIBRILLATOR (ICD)
Abbott | Malaysia | MD |  | ARCHITECT HOMOCYSTEINE
Abbott | Malaysia | MD |  | ENSITE VELOCITY SYSTEM AND ANCILLARY ITEMS
Abbott | Malaysia | MD |  | TOBRAMYCIN
Abbott | Malaysia | IVD |  | ALINITY C HAPTOGLOBIN REAGENT KIT
Abbott | Malaysia | MD |  | ALINITY I CMV IGG AVIDITY
Abbott | Malaysia | MD |  | CHOLESTEROL
Abbott | Malaysia | MD |  | RADIOFREQUENCY PAIN MANAGEMENT SYSTEM
Abbott | Malaysia | MD |  | COMPLEMENT C4 (FOR USE WITH ALINITY C)
Abbott | Malaysia | MD |  | XIENCE SKYPOINT EVEROLIMUS ELUTING CORONARY STENT SYSTEM
Abbott | Malaysia | MD |  | DOC GUIDE WIRE EXTENSION
Abbott | Malaysia | MD |  | ELECTROPHYSIOLOGY CABLES
Abbott | Malaysia | MD |  | HI-TORQUE WHISPER LS, MS AND EXTRA SUPPORT GUIDE WIRE
Abbott | Malaysia | MD |  | ALINITY HQ ANALYZER
Abbott | Malaysia | MD |  | Architect i consumables
Abbott | Malaysia | MD |  | AFINION HBA1C
Abbott | Malaysia | MD |  | AMPLATZER TALISMAN PFO OCCLUSION SYSTEM
Abbott | Malaysia | MD |  | ALINITY I
Abbott | Malaysia | MD |  | ALINITY I RHTLV-I/II
Abbott | Malaysia | MD |  | ALINITY I ANTI-HBS
Abbott | Malaysia | MD |  | Alinity c-series Consumables and System solutions
Abbott | Malaysia | MD |  | ALINITY I CA 15-3
Abbott | Malaysia | MD |  | ATRIAL SEPTAL DEFECT CLOSURE DEVICES (ASD)
Abbott | Malaysia | IVD |  | HEPATITIS B VIRUS SURFACE ANTIGEN IVD DEVICE
Abbott | Malaysia | MD |  | HI-TORQUE PROCEED GUIDE WIRE
Abbott | Malaysia | MD |  | ALINITY C ASO
Abbott | Malaysia | MD |  | ALINITY C AMIKACIN
Abbott | Malaysia | MD |  | ALINITY C PROTEINS
Abbott | Malaysia | IVD |  | ALINITY C FERRITIN/MYOGLOBIN/IGE CONTROL KIT
Abbott | Malaysia | MD |  | ALINITY C PHENOBARBITAL
Abbott | Malaysia | MD |  | FREESTYLE OPTIUM NEO H BLOOD GLUCOSE AND KETONE MONITORING SYSTEM
Abbott | Malaysia | MD |  | ARCHITECT FOLATE
Abbott | Malaysia | MD |  | FREESTYLE OPTIUM NEO BLOOD GLUCOSE AND KETONE MONITORING SYSTEM
Abbott | Malaysia | MD |  | URINE ENZYME IMMUNOASSAY
Abbott | Malaysia | MD |  | UREA NITROGEN
Abbott | Malaysia | IVD |  | ALINITY C A-1-AGP REAGENT KIT
Abbott | Malaysia | MD |  | ALINITY C B2-MICROGLOBULIN
Abbott | Malaysia | MD |  | ALINITY C LP (A)
Abbott | Malaysia | MD |  | ALINITY C MYOGLOBIN
Abbott | Malaysia | MD |  | IMMUNO CONTROL
Abbott | Malaysia | MD |  | ALINITY I TOTAL B-HCG
Abbott | Malaysia | MD |  | ARCHITECT HBSAG NEXT
Abbott | Malaysia | MD |  | ALINITY C RF
Abbott | Malaysia | MD |  | ARCHITECT CMV IGG
Abbott | Malaysia | MD |  | ALINITY I METHOTREXATE
Abbott | Malaysia | MD |  | ALINITY C THEOPHYLLINE
Abbott | Malaysia | MD |  | ALINITY ASO-RF CONTROL
Abbott | Malaysia | MD |  | ALINITY C VALPROIC ACID
Abbott | Malaysia | MD |  | QUANTIA D-DIMER
Abbott | Malaysia | MD |  | ARCHITECT STAT CK-MB
Abbott | Malaysia | MD |  | FREESTYLE LANCETS
Abbott | Malaysia | MD |  | ARCHITECT HBSAG QUALITATIVE II
Abbott | Malaysia | MD |  | ALINITY I ANTI-TPO
Abbott | Malaysia | MD |  | AGILIS STEERABLE INTRODUCERS
Abbott | Malaysia | MD |  | LIPASE NG OC
Abbott | Malaysia | MD |  | ALINITY M CMV
Abbott | Malaysia | MD |  | ARCHITECT TOXO IGG
Abbott | Malaysia | MD |  | TACTISYS QUARTZ EQUIPMENT AND ACCESSORIES
Abbott | Malaysia | MD |  | ARCHITECT ANTI-HBC IGM
Abbott | Malaysia | MD |  | ARCHITECT TOTAL BETA-HCG
Abbott | Malaysia | MD |  | ALINITY I TOTAL T3
Abbott | Malaysia | MD |  | HI-TORQUE SUPRA CORE 35 GUIDE WIRE
Abbott | Malaysia | MD |  | ALERE BINAXNOW STREPTOCOCCUS PNEUMONIA ANTIGEN CARD
Abbott | Malaysia | MD |  | ARCHITECT ICT
Abbott | Malaysia | MD |  | FORTIFY ASSURA IMPLANTABLE CARDIOVERTER DEFIBRILLATOR
Abbott | Malaysia | MD |  | CANNABINOIDS
Abbott | Malaysia | MD |  | ABSOLUTE PRO PERIPHERAL SELF-EXPANDING STENT SYSTEM
Abbott | Malaysia | MD |  | ARCHITECT THYROGLOBULIN (TG)
Abbott | Malaysia | MD |  | AMPLATZER TORQVUE DELIVERY SYSTEMS
Abbott | Malaysia | MD |  | ALINITY I ANTI-CCP
Abbott | Malaysia | MD |  | BinaxNOW Legionella
Abbott | Malaysia | MD |  | SENSITHERM MULTI TEMPERATURE MONITORING SYSTEM
Abbott | Malaysia | MD |  | ALINITY C URINE/CSF PROTEIN
Abbott | Malaysia | MD |  | VENTRICULAR SEPTAL DEFECT CLOSURE DEVICES (VSD)
Abbott | Malaysia | MD |  | TRANSFERRIN
Abbott | Malaysia | MD |  | AMYLASE
Abbott | Malaysia | MD |  | CENTRIMAG AND PEDIVAS EXTRACORPOREAL BLOOD PUMPING SYSTEM
Abbott | Malaysia | MD |  | ALINITY M HR HPV
Abbott | Malaysia | MD |  | ARCHITECT CA 19-9XR
Abbott | Malaysia | MD |  | ENSITE X EP SYSTEM AND ACCESSORIES
Abbott | Malaysia | MD |  | CELL-DYN RUBY
Abbott | Malaysia | MD |  | ALINITY I RUBELLA IGG
Abbott | Malaysia | MD |  | ALINITY C CREATININE ENZYMATIC
Abbott | Malaysia | MD |  | FLEXABILITY ABLATION CATHETERS
Abbott | Malaysia | MD |  | INQUIRY DIAGNOSTIC CATHETERS
Abbott | Malaysia | MD |  | DIRECT BILIRUBIN
Abbott | Malaysia | MD |  | ACTIVATED ASPARTATE AMINOTRANSFERASE
Abbott | Malaysia | IVD |  | ALINITY M DBS BUFFER KIT
Abbott | Malaysia | MD |  | PANBIO™ COVID-19 AG RAPID TEST DEVICE (NASOPHARYNGEAL)
Abbott | Malaysia | MD |  | ABBOTT REALTIME HIV-1
Abbott | Malaysia | MD |  | APOLIPOPROTEIN A1 (FOR USE OF ALINITY C)
Abbott | Malaysia | MD |  | ALINITY I PROGRP
Abbott | Malaysia | MD |  | ARCHITECT CYFRA 21-1
Abbott | Malaysia | MD |  | ALKALINE PHOSPHATASE
Abbott | Malaysia | MD |  | HI-TORQUE PILOT GUIDE WIRE
Abbott | Malaysia | MD |  | TRANSFERRIN
Abbott | Malaysia | MD |  | BIOLINE HCV
Abbott | Malaysia | MD |  | PANBIO™ COVID-19 IGG RAPID TEST DEVICE
Abbott | Malaysia | MD |  | TOTAL BILIRUBIN2 (FOR USE WITH ARCHITECT)
Abbott | Malaysia | MD |  | ARCHITECT IPHENYTOIN
Abbott | Malaysia | MD |  | INFINITY DEEP BRAIN STIMULATION SYSTEM
Abbott | Malaysia | MD |  | TRANSCATHETER AORTIC VALVE IMPLANTATION (TAVI) SYSTEM
Abbott | Malaysia | MD |  | AMPLATZER VASCULAR PLUG
Abbott | Malaysia | MD |  | ARCHITECT INTACT PTH
Abbott | Malaysia | MD |  | ALINITY S HBSAG CONFIRMATORY
Abbott | Malaysia | MD |  | LACTIC ACID
Abbott | Malaysia | MD |  | URINE/CSF PROTEIN
Abbott | Malaysia | MD |  | TRIFECTA VALVE WITH GLIDE TECHNOLOGY
Abbott | Malaysia | MD |  | TOTAL BILE ACIDS
Abbott | Malaysia | MD |  | ARCHITECT IVANCOMYCIN
Abbott | Malaysia | MD |  | ALINITY I CYFRA 21-1
Abbott | Malaysia | MD |  | ALINITY I GALECTIN-3
Abbott | Malaysia | MD |  | SUPERA PERIPHERAL STENT SYSTEM
Abbott | Malaysia | MD |  | AFINION ACR
Abbott | Malaysia | MD |  | AFINION LIPID PANEL
Abbott | Malaysia | MD |  | VIEWMATE ULTRASOUND CONSOLE SYSTEM AND CATHETER INTERFACE MODULE
Abbott | Malaysia | MD |  | MERLIN@HOME TRANSMITTER SYSTEM
Abbott | Malaysia | MD |  | CYSTATIN C
Abbott | Malaysia | MD |  | QUANTIA IGE
Abbott | Malaysia | MD |  | METHADONE
Abbott | Malaysia | MD |  | MULTIGENT COCAINE ASSAY
Abbott | Malaysia | IVD |  | ALINITY C ALBUMIN BCP REAGENT KIT
Abbott | Malaysia | IVD |  | ALINITY C CREATININE REAGENT KIT
Abbott | Malaysia | MD |  | ALINITY C PHENYTOIN
Abbott | Malaysia | MD |  | ALINITY C CLINICAL CHEMISTRY
Abbott | Malaysia | MD |  | GAMMA-GLUTAMYL TRANSFERASE
Abbott | Malaysia | IVD |  | ALINITY C IRON CALIBRATOR KIT
Abbott | Malaysia | MD |  | PHOSPHORUS
Abbott | Malaysia | MD |  | TOTAL PROTEIN
Abbott | Malaysia | MD |  | ARCHITECT RUBELLA IGG
Abbott | Malaysia | MD |  | AMPLATZER AMULET LEFT ATRIAL APPENDAGE OCCLUDER & AMULET DELIVERY SHEATH
Abbott | Malaysia | MD |  | CALCIUM
Abbott | Malaysia | MD |  | SYPHILIS ULTRA RAPID TEST
Abbott | Malaysia | MD |  | ALERE ACTIM PARTUS
Abbott | Malaysia | MD |  | ALINITY I DHEA-S
Abbott | Malaysia | MD |  | BINAXNOW RSV CARD
Abbott | Malaysia | MD |  | ACTIVATED ALANINE AMINOTRANSFERASE
Abbott | Malaysia | MD |  | ARCHITECT ITHEOPHYLLINE
Abbott | Malaysia | MD |  | X.ACT CAROTID STENT SYSTEM
Abbott | Malaysia | IVD |  | ALINITY C LIPID MULTICONSTITUENT CALIBRATOR KIT
Abbott | Malaysia | MD |  | PROPOXYPHENE
Abbott | Malaysia | MD |  | ARCHITECT HCV AG
Abbott | Malaysia | MD |  | ALINITY I AFP
Abbott | Malaysia | MD |  | ALINITY I CEA
Abbott | Malaysia | MD |  | ALINITY I 25-OH VITAMIN D
Abbott | Malaysia | MD |  | ARCHITECT PEPSINOGEN II
Abbott | Malaysia | IVD |  | ALINITY C GENTAMICIN REAGENT KIT
Abbott | Malaysia | MD |  | ARCHITECT TOXO IGG AVIDITY
Abbott | Malaysia | MD |  | ARCHITECT METHOTREXATE
Abbott | Malaysia | MD |  | ALINITY C ULTRA HDL
Abbott | Malaysia | MD |  | ALKALINE PHOSPHATASE2 (FOR USE WITH ARCHITECT)
Abbott | Malaysia | MD |  | ALINITY C-SERIES ICT REFERENCE SOLUTION
Abbott | Malaysia | MD |  | ALINITY I HAVAB-IGM
Abbott | Malaysia | MD |  | ARCHITECT HE4
Abbott | Malaysia | IVD |  | ALINITY C TOTAL PROTEIN REAGENT KIT
Abbott | Malaysia | MD |  | ARCHITECT ANTI-HBE
Abbott | Malaysia | IVD |  | ALINITY C DIRECT LDL REAGENT KIT
Abbott | Malaysia | MD |  | ALINITY C SALICYLATE
Abbott | Malaysia | MD |  | ARCHITECT ANTI-TG
Abbott | Malaysia | MD |  | PATENT DUCTUS ARTERIOSUS CLOSURE DEVICES (PDA)
Abbott | Malaysia | MD |  | PRESSUREWIRE DIAGNOSTIC GUIDEWIRE
Abbott | Malaysia | MD |  | ABBOTT NGQ IMPLANTABLE PULSE GENERATORS (IPG) AND PATIENT MOBILE APPLICATION (GALLANT, ENTRANT, AND MYMERLINPULSE)
Abbott | Malaysia | MD |  | TRIGLYCERIDE
Abbott | Malaysia | MD |  | ALINITY I TSH
Abbott | Malaysia | MD |  | IMMUNOGLOBULIN A (FOR USE WITH ALINITY C)
Abbott | Malaysia | MD |  | APOLIPOPROTEIN B (FOR USE WITH ARCHITECT)
Abbott | Malaysia | MD |  | FLEXABILITY SENSOR ENABLED ABLATION CATHETER
Abbott | Malaysia | MD |  | VIEWFLEX XTRA ICE CATHETER
Abbott | Malaysia | MD |  | ARCHITECT PANCREATIC AMYLASE
Abbott | Malaysia | MD |  | ALINITY I CA 19-9XR
Abbott | Malaysia | MD |  | ARCHITECT TACROLIMUS
Abbott | Malaysia | MD |  | ALINITY C CARBON DIOXIDE
Abbott | Malaysia | IVD |  | ALINITY C GAMMA-GLUTAMYL TRANSFERASE REAGENT KIT
Abbott | Malaysia | IVD |  | ALINITY C PHOSPHORUS REAGENT KIT
Abbott | Malaysia | MD |  | HEMOGLOBIN A1C
Abbott | Malaysia | MD |  | TACTICATH SENSOR ENABLED CONTACT FORCE ABLATION CATHETER
Abbott | Malaysia | MD |  | TOTAL BILIRUBIN2 (FOR USE WITH ALINITY C)
Abbott | Malaysia | MD |  | GRAFTMASTER RX CORONARY STENT GRAFT SYSTEM
Abbott | Malaysia | MD |  | CONSOLIDATED CHEMISTRY CALIBRATOR (FOR USE WITH ALINITY C)
Abbott | Malaysia | MD |  | ALKALINE PHOSPHATASE2 (FOR USE WITH ALINITY C)
Abbott | Malaysia | MD |  | IRON
Abbott | Malaysia | MD |  | ALINITY C TOBRAMYCIN (TOBRA)
Abbott | Malaysia | MD |  | ARCHITECT UIBC LIQUID
Abbott | Malaysia | MD |  | ARCHITECT PROLACTIN
Abbott | Malaysia | MD |  | CREATININE ENZYMATIC
Abbott | Malaysia | IVD |  | ALINITY C VANCOMYCIN REAGENT KIT
Abbott | Malaysia | MD |  | ARCHITECT STAT HIGH SENSITIVE TROPONIN-I
Abbott | Malaysia | MD |  | ALINITY C MICROALBUMIN
Abbott | Malaysia | MD |  | ALINITY C MAGNESIUM
Abbott | Malaysia | MD |  | CLIN CHEM
Abbott | Malaysia | MD |  | FRUCTOSAMINE
Abbott | Malaysia | MD |  | ISOFLEX PACING LEAD
Abbott | Malaysia | MD |  | EUROTROL GAS-ISE METABOLITES
Abbott | Malaysia | MD |  | ALINITY BULK SOLUTIONS
Abbott | Malaysia | MD |  | ALINITY C LACTIC ACID
Abbott | Malaysia | MD |  | ALINITY I SCC
Abbott | Malaysia | MD |  | QUANTIA ASO
Abbott | Malaysia | MD |  | ALINITY I STAT CK-MB
Abbott | Malaysia | MD |  | ALINITY I SIROLIMUS
Abbott | Malaysia | MD |  | ALINITY I B-R-A-H-M-S PCT
Abbott | Malaysia | MD |  | ALINITY I ACTIVE -B12 (HOLOTRANSCOBALAMIN)
Abbott | Malaysia | MD |  | MULTICHEM WBT
Abbott | Malaysia | MD |  | QUANTIA A-1-AGP
Abbott | Malaysia | MD |  | QUANTIA A1-ANTITRYPSIN
Abbott | Malaysia | MD |  | ALINITY I STAT MYOGLOBIN
Abbott | Malaysia | MD |  | QUANTIA FERRITIN
Abbott | Malaysia | MD |  | QUANTIA RF
Abbott | Malaysia | MD |  | ALINITY S
Abbott | Malaysia | MD |  | ACTIVATED ALANINE AMINOTRANSFERASE (FOR USE WITH ARCHITECT)
Abbott | Malaysia | IVD |  | ALINITY C COMPLEMENT C3 REAGENT KIT
Abbott | Malaysia | MD |  | ALINITY I EBV VCA IGG
Abbott | Malaysia | MD |  | ALINITY H-SERIES WRIGHT-GIEMSA STAIN
Abbott | Malaysia | MD |  | ALINITY I ANTI-HCV
Abbott | Malaysia | MD |  | ALINITY I HOMOCYSTEINE
Abbott | Malaysia | MD |  | ALINITY I CYCLOSPORINE
Abbott | Malaysia | MD |  | SURESTEP™ URINE TEST DRUG SCREEN STRIP
Abbott | Malaysia | IVD |  | VYSIS IGH/CCND1 DF FISH PROBE KIT
Siemens Healthcare | Malaysia | MD |  | SOMATOM SCOPE
Siemens Healthcare | Malaysia | IVD |  | COMBISTIX SG REAGENT STRIPS
Siemens Healthcare | Malaysia | IVD |  | CLINITEK ATLAS 10 REAGENT PAK
Siemens Healthcare | Malaysia | MD |  | ATELLICA IM FERRITIN (FER)
Siemens Healthcare | Malaysia | MD |  | ATELLICA CH LITHIUM (LI)
Siemens Healthcare | Malaysia | MD |  | ATELLICA IM INSULIN (IRI)
Siemens Healthcare | Malaysia | MD |  | ATELLICA CH IMMUNOGLOBULIN G_2 (IGG_2)
Siemens Healthcare | Malaysia | MD |  | ATELLICA CH N-ACETYLPROCAINAMIDE (NAPA)
Siemens Healthcare | Malaysia | MD |  | ATELLICA IM CMV IGG (CMV IGG)
Siemens Healthcare | Malaysia | MD |  | ATELLICA CH CARBAMAZEPINE (CARB)
Siemens Healthcare | Malaysia | MD |  | ADVIA CENTAUR PREGNANCY-ASSOCIATED PLASMA PROTEIN-A (PAPP-A)
Siemens Healthcare | Malaysia | MD |  | ATELLICA CH VALPROIC ACID (VPA)
Siemens Healthcare | Malaysia | MD |  | SOMATOM GO.TOP
Siemens Healthcare | Malaysia | MD |  | ADVIA CENTAUR CMV IGG (CMV IGG)
Siemens Healthcare | Malaysia | MD |  | MAGNETOM VERIO
Siemens Healthcare | Malaysia | MD |  | LIPOPOLYSACCHARIDE BINDING PROTEIN (LBP)
Siemens Healthcare | Malaysia | MD |  | ATELLICA CH CREATINE KINASE (CK_L)
Siemens Healthcare | Malaysia | MD |  | ATELLICA IM ANTI-CCP IGG (ACCP)
Siemens Healthcare | Malaysia | MD |  | ATELLICA IM PREGNANCY-ASSOCIATED PLASMA PROTEIN-A (PAPP-A)
Siemens Healthcare | Malaysia | MD |  | ATELLICA IM C-PEPTIDE (CPS)
Siemens Healthcare | Malaysia | MD |  | ATELLICA CH CALCIUM_2 (CA_2)
Siemens Healthcare | Malaysia | MD |  | INNOVANCE PFA-200 SYSTEM
Siemens Healthcare | Malaysia | MD |  | ATELLICA CH IMMUNOGLOBULIN A_2 (IGA_2)
Siemens Healthcare | Malaysia | MD |  | ATELLICA CH MYCOPHENOLIC ACID (MPA)
Siemens Healthcare | Malaysia | MD |  | ATELLICA CH LIDOCAINE (LIDO)
Siemens Healthcare | Malaysia | MD |  | ATELLICA CH ALANINE AMINOTRANSFERASE P5P (ALTPLC)
Siemens Healthcare | Malaysia | MD |  | HCV (AHCV)
Siemens Healthcare | Malaysia | MD |  | ATELLICA CH TACROLIMUS (TACR)
Siemens Healthcare | Malaysia | MD |  | STRATUS CS ACUTE CARE CCRP TESTPAK
Siemens Healthcare | Malaysia | MD |  | SOMATOM EDGE PLUS
Siemens Healthcare | Malaysia | MD |  | ADVIA® CHEMISTRY ENZYMATIC CREATININE_3 (ECRE3)
Siemens Healthcare | Malaysia | MD |  | HERPES-2 IGG (HSV2)
Siemens Healthcare | Malaysia | MD |  | SOMATOM SCOPE
Siemens Healthcare | Malaysia | MD |  | ACUSON S FAMILY DIAGNOSTIC ULTRASOUND SYSTEM
Siemens Healthcare | Malaysia | MD |  | MULTIX IMPACT
Siemens Healthcare | Malaysia | MD |  | EPOC BLOOD ANALYSIS SYSTEM
Siemens Healthcare | Malaysia | MD |  | ATELLICA IM COMPLEXED PROSTATE-SPECIFIC ANTIGEN (CPSA)
Siemens Healthcare | Malaysia | MD |  | SOMATOM DEFINITION FLASH
Siemens Healthcare | Malaysia | MD |  | SYNGO.PLAZA
Siemens Healthcare | Malaysia | MD |  | YSIO X.PREE
Siemens Healthcare | Malaysia | MD |  | AI-RAD COMPANION CHEST X-RAY
Siemens Healthcare | Malaysia | MD |  | HERPES-1 IGG (HSV1)
Siemens Healthcare | Malaysia | MD |  | ADVIA CENTAUR CP IMMUNOASSAY SYSTEM
Siemens Healthcare | Malaysia | MD |  | IMMULITE 2000 FREE BETA HCG
Siemens Healthcare | Malaysia | MD |  | HAV TOTAL (AHAVT)
Siemens Healthcare | Malaysia | MD |  | ATELLICA IM CA 15-3 (CA 15-3)
Siemens Healthcare | Malaysia | MD |  | D-DIMER
Siemens Healthcare | Malaysia | MD |  | CORPATH GRX SYSTEM
Siemens Healthcare | Malaysia | IVD |  | N LATEX CDT KIT
Siemens Healthcare | Malaysia | MD |  | CIOS SPIN
Siemens Healthcare | Malaysia | MD |  | ATELLICA® CH VALPROIC ACID (VPA)
Siemens Healthcare | Malaysia | MD |  | ATELLICA IM TOTAL TRIIODOTHYRONINE (T3)
Siemens Healthcare | Malaysia | MD |  | ATELLICA IM RUBELLA IGM (RUB M)
Siemens Healthcare | Malaysia | MD |  | Atellica CH Lactate_2 (Lac_2)
Siemens Healthcare | Malaysia | MD |  | ATELLICA CH LITHIUM_2 (LITH_2)
Siemens Healthcare | Malaysia | MD |  | ADVIA CENTAUR® HIV AG/AB COMBO (CHIV)
Siemens Healthcare | Malaysia | MD |  | ATELLICA IM CALCITONIN(CALCT)
Siemens Healthcare | Malaysia | IVD |  | SIEMENS_TEST THROMBIN REAGENT
Siemens Healthcare | Malaysia | MD |  | FREE BETA HCG
Siemens Healthcare | Malaysia | MD |  | H. PYLORI IGG
Siemens Healthcare | Malaysia | MD |  | ISE ELECTRODES (SODIUM/ POTASSIUM/ CHLORIDE)
Siemens Healthcare | Malaysia | MD |  | VANCOMYCIN (VANC)
Siemens Healthcare | Malaysia | MD |  | DIGOXIN
Siemens Healthcare | Malaysia | MD |  | GENTAMICIN_2 (GENT_2)
Siemens Healthcare | Malaysia | MD |  | PHENOBARBITAL_2 (PHNB_2)
Siemens Healthcare | Malaysia | MD |  | DIGITOXIN (DGTN)
Siemens Healthcare | Malaysia | MD |  | ACUTE CARE N-TERMINAL PRO-BRAIN NATRIURETIC PEPTIDE TESTPAK (CBPNPM)
Siemens Healthcare | Malaysia | MD |  | ACUTE CARE MYOGLOBIN TESTPAK (CMYO)
Siemens Healthcare | Malaysia | MD |  | OM-MA
Siemens Healthcare | Malaysia | MD |  | GI-MA
Siemens Healthcare | Malaysia | MD |  | VALPROIC ACID (VALP)
Siemens Healthcare | Malaysia | MD |  | ACETAMINOPHEN (ACTM)
Siemens Healthcare | Malaysia | MD |  | ATELLICA IM CA 125II (CA 125II)
Siemens Healthcare | Malaysia | MD |  | ATELLICA IM CREATINE KINASE MB (CKMB)
Siemens Healthcare | Malaysia | MD |  | ATELLICA IM HIV AG/AB COMBO (CHIV)
Siemens Healthcare | Malaysia | MD |  | ATELLICA CH CANNABINOIDS THC (THC)
Siemens Healthcare | Malaysia | MD |  | ATELLICA IM TOTAL IGE (TIGE)
Siemens Healthcare | Malaysia | MD |  | Atellica IM Thyroglobulin (Tg)
Siemens Healthcare | Malaysia | MD |  | EUROTROL EPOC HEMATOCRIT VERIFICATION FLUIDS
Siemens Healthcare | Malaysia | MD |  | ADVIA CENTAUR® ANDROSTENEDIONE (ANDRO)
Siemens Healthcare | Malaysia | MD |  | HIGH SENSITIVITY CRP
Siemens Healthcare | Malaysia | MD |  | N LATEX SAA
Siemens Healthcare | Malaysia | MD |  | ADVIA CHEMISTRY URINARY/CEREBROSPINAL FLUID PROTEIN (UCFP)
Siemens Healthcare | Malaysia | IVD |  | DIMENSION® EXL LOCI HIGH SENSITIVITY TROPININ I FLEX® REAGENT CARTRIDGE
Siemens Healthcare | Malaysia | MD |  | AI-RAD COMPANION (MUSCULOSKELETAL)
Siemens Healthcare | Malaysia | MD |  | B2 -MICROGLOBULIN (B2M)
Siemens Healthcare | Malaysia | IVD |  | DIMENSION® CARDIAC TROPONIN I (LTNI) FLEX® REAGENT CARTRIDGE
Siemens Healthcare | Malaysia | IVD |  | DIMENSION® TRIGLYCERIDES FLEX® REAGENT CARTRIDGE
Siemens Healthcare | Malaysia | MD |  | SOMATOM GO.TOP
Siemens Healthcare | Malaysia | MD |  | SOMATOM GO.ALL
Siemens Healthcare | Malaysia | MD |  | IMMUNOGLOBULINS (N LATEX FLC KAPPA AND N LATEX FLC LAMBDA)
Siemens Healthcare | Malaysia | MD |  | ADVIA® CHEMISTRY TRIGLYCERIDES_2 (TRIG_2)
Siemens Healthcare | Malaysia | MD |  | ADVIA® CHEMISTRY ETHANOL_2 (ETOH_2)
Siemens Healthcare | Malaysia | MD |  | ATELLICA CH FRUCTOSAMINE (FRUC)
Siemens Healthcare | Malaysia | MD |  | ATELLICA IM HIGH-SENSITIVITY TROPONIN I (TNIH)
Siemens Healthcare | Malaysia | MD |  | TRANSFERRIN (TRNF)
Siemens Healthcare | Malaysia | MD |  | THE NGAL TEST
Siemens Healthcare | Malaysia | MD |  | SOMATOM FORCE
Siemens Healthcare | Malaysia | MD |  | SYVA® EMIT® 2000 CARBAMAZEPINE ASSAY
Siemens Healthcare | Malaysia | IVD |  | DIMENSION® CARDIOPHASE® HIGH SENSITIVITY CRP (CCRP) FLEX® REAGENT CARTRIDGE
Siemens Healthcare | Malaysia | IVD |  | DIMENSION® IMMUNOGLOBULIN M (IGM) FLEX® REAGENT CARTRIDGE
Siemens Healthcare | Malaysia | IVD |  | DIMENSION® IMMUNOGLOBULIN G (IGG) FLEX® REAGENT CARTRIDGE
Siemens Healthcare | Malaysia | IVD |  | DIMENSION® ALANINE AMINOTRANSFERASE (ALTI) FLEX® REAGENT CARTRIDGE
Siemens Healthcare | Malaysia | MD |  | SOMATOM GO.SIM
Siemens Healthcare | Malaysia | MD |  | INORGANIC PHOSPHORUS (IP)
Siemens Healthcare | Malaysia | MD |  | IRON_2 (IRON_2)
Siemens Healthcare | Malaysia | MD |  | ADVIA® CHEMISTRY UREA NITROGEN (UN)
Siemens Healthcare | Malaysia | MD |  | ADVIA® CHEMISTRY PROPOXYPHENE_2 (PPX_2)
Siemens Healthcare | Malaysia | MD |  | AI-RAD COMPANION (PULMONARY)
Siemens Healthcare | Malaysia | MD |  | ATELLICA CH METHADONE (MDN)
Siemens Healthcare | Malaysia | MD |  | ATELLICA IM HER-2/NEU (H2N)
Siemens Healthcare | Malaysia | MD |  | BRAHMS PROCALCITONIN
Siemens Healthcare | Malaysia | MD |  | SIEMENS_HAEMOSTASIS_BERICHROM ANTITHROMBIN III A
Siemens Healthcare | Malaysia | MD |  | ATELLICA IM FREE BETA HUMAN CHORIONIC GONADOTROPIN (FBHCG)
Siemens Healthcare | Malaysia | MD |  | SYNGO MULTIMODALITY WORKPLACE
Siemens Healthcare | Malaysia | MD |  | ADVIA® CHEMISTRY MICROALBUMIN_2 (ΜALB_2)
Siemens Healthcare | Malaysia | MD |  | IMMULITE® / IMMULITE 1000 FSH
Siemens Healthcare | Malaysia | MD |  | ATELLICA IM TOTAL THYROXINE (T4)
Siemens Healthcare | Malaysia | MD |  | ATELLICA IM BR 27.29 (BR)
Siemens Healthcare | Malaysia | MD |  | ATELLICA IM CYCLOSPORINE (CSA)
Siemens Healthcare | Malaysia | MD |  | ADVIA® CHEMISTRY CARBON DIOXIDE CONCENTRATED (CO2_C)
Siemens Healthcare | Malaysia | MD |  | SOMATOM SCOPE
Siemens Healthcare | Malaysia | MD |  | SYVA® EMIT® II PLUS CANNABINOID ASSAY
Siemens Healthcare | Malaysia | IVD |  | DIMENSION® URINE COCAINE METABOLITE SCREEN (COC) FLEX® REAGENT CARTRIDGE
Siemens Healthcare | Malaysia | IVD |  | DIMENSION® LACTATE DEHYDROGENASE (LDI) FLEX® REAGENT CARTRIDGE
Siemens Healthcare | Malaysia | MD |  | ATELLICA IM SYPHILIS (SYPH)
Siemens Healthcare | Malaysia | MD |  | ADVIA® CHEMISTRY ECSTASY (XTC)
Siemens Healthcare | Malaysia | MD |  | ADVIA® CHEMISTRY ALANINE AMINOTRANSFERASE (ALT)
Siemens Healthcare | Malaysia | MD |  | ADVIA® CHEMISTRY FERRITIN (FRT)
Siemens Healthcare | Malaysia | MD |  | ATELLICA IM HEPATITIS A TOTAL (AHAVT)
Siemens Healthcare | Malaysia | MD |  | IMMULITE® 2000 THIRD GENERATION TSH
Siemens Healthcare | Malaysia | MD |  | IMMULITE® /IMMULITE TOTAL T4
Siemens Healthcare | Malaysia | MD |  | MAGNETOM AERA
Siemens Healthcare | Malaysia | MD |  | SOMATOM PERSPECTIVE
Siemens Healthcare | Malaysia | MD |  | ATELLICA® CH LDL CHOLESTEROL (LDLC)
Siemens Healthcare | Malaysia | MD |  | ADVIA® CHEMISTRY COCAINE METABOLITE_2 (COCA_2)
Siemens Healthcare | Malaysia | MD |  | ADVIA CENTAUR® HBC TOTAL (HBCT)
Siemens Healthcare | Malaysia | MD |  | ADVIA CENTAUR® CORTISOL (COR)
Siemens Healthcare | Malaysia | MD |  | POLYMOBIL PLUS
Siemens Healthcare | Malaysia | MD |  | ATELLICA IM CA 19-9 (CA 19-9)
Siemens Healthcare | Malaysia | MD |  | ATELLICA IM HEPATITIS C (AHCV)
Siemens Healthcare | Malaysia | MD |  | ATELLICA CH HIGH SENSITIVITY C-REACTIVE PROTEIN (HSCRP)
Siemens Healthcare | Malaysia | MD |  | ATELLICA CH COMPLEMENT C3 (C3)
Siemens Healthcare | Malaysia | MD |  | DIMENSION® CALCIUM (CA)
Siemens Healthcare | Malaysia | MD |  | N ANTISERUM TO HUMAN Α2-MACROGLOBULIN (N AS A2M)
Siemens Healthcare | Malaysia | MD |  | MYCOPHENOLIC ACID CONTROL
Siemens Healthcare | Malaysia | MD |  | ADVIA®CHEMISTRY ANTI-STREPTOLYSIN-O_2 (ASO_2)
Siemens Healthcare | Malaysia | MD |  | ATELLICA IM DHEA-SO4 (DHEAS)
Siemens Healthcare | Malaysia | MD |  | IMMULITE®/IMMULITE 1000 ANTI-TPO AB
Siemens Healthcare | Malaysia | MD |  | DIMENSION® URINE METHADONE SCREEN (METH)
Siemens Healthcare | Malaysia | IVD |  | DIMENSION® COMPLEMENT C3 (C3) FLEX® REAGENT CARTRIDGE
Siemens Healthcare | Malaysia | IVD |  | N LATEX LP(A) REAGENT
Siemens Healthcare | Malaysia | IVD |  | DIMENSION® ASPARTATE AMINOTRANSFERASE (AST) FLEX® REAGENT CARTRIDGE
Siemens Healthcare | Malaysia | MD |  | INTERLEUKIN-6 (IL6)
Siemens Healthcare | Malaysia | MD |  | ADVIA CENTAUR® TOXOPLASMA G (TOXO G)
Siemens Healthcare | Malaysia | MD |  | ATELLICA IM INTERLEUKIN-6 (IL6)
Siemens Healthcare | Malaysia | MD |  | SYVA® EMIT® 2000 VANCOMYCIN ASSAY
Siemens Healthcare | Malaysia | MD |  | ACUSON SEQUOIA DIAGNOSTIC ULTRASOUND SYSTEM
Siemens Healthcare | Malaysia | IVD |  | DIMENSION® SALICYLATE (SAL) FLEX® REAGENT CARTRIDGE
Siemens Healthcare | Malaysia | MD |  | ATELLICA IM VITAMIN D TOTAL (VITD)
Siemens Healthcare | Malaysia | MD |  | ATELLICA CH APOLIPOPROTEIN A-1 (APO A1)
Siemens Healthcare | Malaysia | IVD |  | DIMENSION® PREALBUMIN (PALB) FLEX® REAGENT CARTRIDGE
Siemens Healthcare | Malaysia | MD |  | SYNGO.ULTRASOUND BREAST ANALYSIS
Siemens Healthcare | Malaysia | MD |  | ADVIA CENTAUR® TOXOPLASMA M (TOXO M)
Siemens Healthcare | Malaysia | IVD |  | DIMENSION® CREATINE KINASE MB (MBI) FLEX® REAGENT CARTRIDGE
Siemens Healthcare | Malaysia | MD |  | IMMULITE®/IMMULITE 1000 PYRILINKS-D
Siemens Healthcare | Malaysia | MD |  | MULTIX FUSION MAX
Siemens Healthcare | Malaysia | MD |  | MAGNETOM C!
Siemens Healthcare | Malaysia | MD |  | IMMULITE®/IMMULITE® 1000 SHBG
Siemens Healthcare | Malaysia | MD |  | ATELLICA CH LACTATE DEHYDROGENASE L-P (LDLP)
Siemens Healthcare | Malaysia | MD |  | IMMULITE® / IMMULITE 1000 EPO
Siemens Healthcare | Malaysia | IVD |  | DIMENSION® C-REACTIVE PROTEIN EXTENDED RANGE (RCRP) FLEX® REAGENT CARTRIDGE
Siemens Healthcare | Malaysia | MD |  | ACUSON X600 & X700 DIAGNOSTIC ULTRASOUND SYSTEM
Siemens Healthcare | Malaysia | MD |  | IMMULITE/IMMULITE 1000 ANTI-TG AB
Siemens Healthcare | Malaysia | MD |  | SYVA® EMIT® 2000 GENTAMICIN PLUS ASSAY
Siemens Healthcare | Malaysia | IVD |  | ADVIA®CHEMISTRY CANNABINOID_2 REAGENTS (THC_2)
Siemens Healthcare | Malaysia | MD |  | ADVIA CENTAUR® ANTI-TPO (ATPO)
Siemens Healthcare | Malaysia | MD |  | ADVIA CENTAUR® PSA
Siemens Healthcare | Malaysia | MD |  | N LATEX IGE MONO
Siemens Healthcare | Malaysia | MD |  | SOMATOM DEFINITION EDGE
Siemens Healthcare | Malaysia | MD |  | ADVIA® CHEMISTRY CHOLINESTERASE (CHE)
Siemens Healthcare | Malaysia | MD |  | ADVIA CENTAUR® CKMB
Siemens Healthcare | Malaysia | IVD |  | DIMENSION® AMMONIA (AMM) FLEX® REAGENT CARTRIDGE
Siemens Healthcare | Malaysia | MD |  | ADVIA® CHEMISTRY LIPASE (LIP)
Siemens Healthcare | Malaysia | MD |  | ADVIA® CHEMISTRY ALKALINE PHOSPHATASE_2 CONCENTRATED (ALP_2C)
Siemens Healthcare | Malaysia | MD |  | ADVIA® CHEMISTRY SALICYLATE (SAL)
Siemens Healthcare | Malaysia | MD |  | ADVIA CENTAUR® RUBELLA G (RUB G)
Siemens Healthcare | Malaysia | MD |  | APTIO AUTOMATION
Siemens Healthcare | Malaysia | MD |  | ADVIA® CHEMISTRY LACTATE DEHYDROGENASE P-L (LDPL)
Siemens Healthcare | Malaysia | MD |  | ACUSON NX3 DIAGNOSTIC ULTRASOUND SYSTEM
Siemens Healthcare | Malaysia | MD |  | ADVIA® CHEMISTRY MAGNESIUM (MG)
Siemens Healthcare | Malaysia | MD |  | ACUSON REDWOOD DIAGNOSTIC ULTRASOUND SYSTEM
Siemens Healthcare | Malaysia | MD |  | ADVIA CHEMISTRY CYSTATIN C_2 (CYSC_2)
Siemens Healthcare | Malaysia | MD |  | ADVIA CENTAUR XPT IMMUNOASSAY SYSTEM
Siemens Healthcare | Malaysia | MD |  | ADVIA CENTAUR® GENTAMICIN (GENT)
Siemens Healthcare | Malaysia | MD |  | MAGNETOM AVANTO
Siemens Healthcare | Malaysia | MD |  | SYNGO.VIA MI WORKFLOWS
Siemens Healthcare | Malaysia | MD |  | ACUSON JUNIPER DIAGNOSTIC ULTRASOUND SYSTEM
Siemens Healthcare | Malaysia | MD |  | LUMINOS FUSION
Siemens Healthcare | Malaysia | MD |  | ADVIA CENTAUR® FT3
Siemens Healthcare | Malaysia | MD |  | ADVIA® CHEMISTRY IMMUNOGLOBULIN G_2 (IGG_2)
Siemens Healthcare | Malaysia | MD |  | IMMULITE 2000 PSA
Siemens Healthcare | Malaysia | MD |  | MAGNETOM AVANTO
Siemens Healthcare | Malaysia | MD |  | ADVIA CENTAUR® C-PEPTIDE (CPS)
Siemens Healthcare | Malaysia | MD |  | SYVA EMIT 2000 CYCLOSPORINE SPECIFIC ASSAY
Siemens Healthcare | Malaysia | MD |  | ATELLICA® CH HDL CHOLESTEROL (HDLC)
Siemens Healthcare | Malaysia | MD |  | DIMENSION CARBAMAZEPINE (CRBM)
Siemens Healthcare | Malaysia | MD |  | SENTINEL RF LATEX AUTOM NG
Siemens Healthcare | Malaysia | MD |  | IMMULITE® 2000 SHBG
Siemens Healthcare | Malaysia | MD |  | ADVIA® CHEMISTRY RHEUMATOID FACTOR (RF)
Siemens Healthcare | Malaysia | MD |  | MAMMOMAT SELECT
Siemens Healthcare | Malaysia | MD |  | DIMENSION LOCI FREE THYROXINE (FT4L)
Siemens Healthcare | Malaysia | MD |  | ADVIA® CHEMISTRY CREATINE KINASE (CK_L)
Siemens Healthcare | Malaysia | MD |  | SYVA® EMIT® II PLUS BARBITURATE ASSAY
Siemens Healthcare | Malaysia | MD |  | ADVIA CENTAUR® T4
Siemens Healthcare | Malaysia | MD |  | ADVIA® CHEMISTRY TOTAL PROTEIN II (TP)
Siemens Healthcare | Malaysia | MD |  | ATELLICA® CH GLUCOSE HEXOKINASE_3 (GLUH_3)
Siemens Healthcare | Malaysia | MD |  | DIMENSION MASS CREATINE KINASE MB ISOENZYME (MMB)
Siemens Healthcare | Malaysia | MD |  | MAGNETOM ALTEA
Siemens Healthcare | Malaysia | IVD |  | Dimension® Hemoglobin A1c Kit
Siemens Healthcare | Malaysia | MD |  | ADVIA CENTAUR® TSH3-ULTRA (TSH3-UL)
Siemens Healthcare | Malaysia | MD |  | ADVIA CENTAUR® BNP
Siemens Healthcare | Malaysia | MD |  | ADVIA CENTAUR® INSULIN (IRI)
Siemens Healthcare | Malaysia | MD |  | IMMULITE / IMMULITE 1000 FREE T4
Siemens Healthcare | Malaysia | MD |  | ADVIA CENTAUR® LH
Siemens Healthcare | Malaysia | MD |  | ADVIA CENTAUR® HCY
Siemens Healthcare | Malaysia | MD |  | ATELLICA® CH ENZYMATIC CREATININE_2 (ECRE_2)
Siemens Healthcare | Malaysia | MD |  | DIMENSION AUTOMATED HDL CHOLESTEROL (AHDL)
Siemens Healthcare | Malaysia | MD |  | RHEUMATOID INFLAMMATORY DISEASES MARKERS (ASL + RF)
Siemens Healthcare | Malaysia | MD |  | DIMENSION FREE THYROXINE (FT4)
Siemens Healthcare | Malaysia | MD |  | IMMULITE 2000 C-PEPTIDE
Siemens Healthcare | Malaysia | MD |  | DIMENSION URINE ECSTASY SCREEN (EXTC)
Siemens Healthcare | Malaysia | MD |  | ADVIA CENTAUR® VITAMIN D TOTAL (VITD)
Siemens Healthcare | Malaysia | MD |  | IMMULITE® / IMMULITE® 1000 TOTAL IGE
Siemens Healthcare | Malaysia | IVD |  | DIMENSION® IRON FLEX® REAGENT CARTRIDGE
Siemens Healthcare | Malaysia | MD |  | SIEMENS_THROMBOCLOTIN_HAEMOSTASIS
Siemens Healthcare | Malaysia | MD |  | SIEMENS_INNOVANCE ANTITHROMBIN
Siemens Healthcare | Malaysia | MD |  | ATELLICA® CH PHENOBARBITAL (PHNB)
Siemens Healthcare | Malaysia | MD |  | ADVIA CENTAUR® CA 15-3
Siemens Healthcare | Malaysia | MD |  | UROSKOP OMNIA MAX
Siemens Healthcare | Malaysia | MD |  | SOMATOM GO.NOW
Siemens Healthcare | Malaysia | MD |  | SYVA EMIT 2000 PHENOBARBITAL ASSAY
Siemens Healthcare | Malaysia | MD |  | SOMATOM DEFINITION AS
Siemens Healthcare | Malaysia | MD |  | ATELLICA IM 1300 ANALYZER
Siemens Healthcare | Malaysia | MD |  | DIMENSION C-REACTIVE PROTEIN (CRP)
Siemens Healthcare | Malaysia | MD |  | ADVIA CENTAUR® ANTI-TG (ATG)
Siemens Healthcare | Malaysia | MD |  | ADVIA CENTAUR® CPSA
Siemens Healthcare | Malaysia | MD |  | SYMBIA T
Siemens Healthcare | Malaysia | MD |  | ADVIA CENTAUR® ANTI-HBS2 (AHBS2)
Siemens Healthcare | Malaysia | MD |  | ATELLICA IM BRAHMS PROCALCITONIN (PCT)
Siemens Healthcare | Malaysia | MD |  | ADVIA CENTAUR FREE BETA HUMAN CHORIONIC GONADOTROPIN (FBHCG)
Siemens Healthcare | Malaysia | MD |  | SENSIS VIBE
Siemens Healthcare | Malaysia | MD |  | ATELLICA CH ALPHA-1- ANTITRYPSIN (AAT)
Siemens Healthcare | Malaysia | MD |  | ACUSON NX2 DIAGNOSTIC ULTRASOUND SYSTEM FAMILY
Siemens Healthcare | Malaysia | MD |  | ATELLICA CH THEOPHYLLINE (THEO)
Siemens Healthcare | Malaysia | MD |  | ATELLICA IM ANTI-HEPATITIS B CORE TOTAL (HBCT)
Siemens Healthcare | Malaysia | MD |  | SOMATOM GO.ALL
Siemens Healthcare | Malaysia | MD |  | MAMMOMAT REVELATION
Siemens Healthcare | Malaysia | MD |  | IMMULITE 1000 AUTOMATED IMMUNOASSAY SYSTEM
Siemens Healthcare | Malaysia | MD |  | ATELLICA CH PROCAINAMIDE (PROC)
Siemens Healthcare | Malaysia | MD |  | IMMULITE 2000 PYRILINKS-D
Siemens Healthcare | Malaysia | MD |  | IMMULITE / IMMULITE 1000 PAPP-A
Siemens Healthcare | Malaysia | IVD |  | LABSTIX REAGENT STRIPS
Siemens Healthcare | Malaysia | MD |  | DCA VANTAGE SYSTEM
Siemens Healthcare | Malaysia | MD |  | ATELLICA CH LIPOPROTEIN(A) (LP(A))
Siemens Healthcare | Malaysia | MD |  | ATELLICA® CH CHOLINESTERASE_2 (CHE_2)
Siemens Healthcare | Malaysia | MD |  | ADVIA 560 HEMATOLOGY SYSTEM
Siemens Healthcare | Malaysia | MD |  | HEMATEK MODIFIED WRIGHT'S STAIN
Siemens Healthcare | Malaysia | MD |  | MAGNETOM PRISMA
Siemens Healthcare | Malaysia | MD |  | IL-2R
Siemens Healthcare | Malaysia | MD |  | ATELLICA® IM ANTI-HEPATITIS B SURFACE ANTIGEN 2 (AHBS2)
Siemens Healthcare | Malaysia | MD |  | DIMENSION SIROLIMUS (SIRO)
Siemens Healthcare | Malaysia | MD |  | ATELLICA CH B2-MICROGLOBULIN (B2M)
Siemens Healthcare | Malaysia | MD |  | ADVIA CENTAUR® HCV (AHCV)
Siemens Healthcare | Malaysia | MD |  | ATELLICA IM HBC TOTAL 2 (HBCT2)
Siemens Healthcare | Malaysia | MD |  | HIGH SENSITIVITY CRP
Siemens Healthcare | Malaysia | MD |  | DCA VANTAGE SYSTEM
Siemens Healthcare | Malaysia | MD |  | SOMATOM PERSPECTIVE (16/32 SLICE)
Siemens Healthcare | Malaysia | MD |  | ATELLICA® IM HIV AG/AB COMBO (CHIV)
Siemens Healthcare | Malaysia | MD |  | FOLIC ACID
Siemens Healthcare | Malaysia | MD |  | ATELLICA CI 1900 ANALYZER
Siemens Healthcare | Malaysia | MD |  | ATELLICA IM ALPHA FETOPROTEIN (AFP)
Siemens Healthcare | Malaysia | MD |  | ATELLICA® IM HEPATITIS B SURFACE ANTIGEN II CONFIRMATORY (HBSII CONF)
Siemens Healthcare | Malaysia | MD |  | RAPIDCHEM 744/754 SYSTEMS
Siemens Healthcare | Malaysia | MD |  | ATELLICA® IM ANTI-HBE2 (AHBE2)
Siemens Healthcare | Malaysia | MD |  | IMMUNOGLOBULINS (N LATEX FLC KAPPA AND N LATEX FLC LAMBDA)
Siemens Healthcare | Malaysia | MD |  | ATELLICA CH APOLIPOPROTEIN B (APO B)
Siemens Healthcare | Malaysia | MD |  | GROWTH HORMONE (HGH)
Siemens Healthcare | Malaysia | MD |  | UNCONJUGATED ESTRIOL
Siemens Healthcare | Malaysia | MD |  | H. PYLORI IGG
Siemens Healthcare | Malaysia | MD |  | THEOPHYLLINE (THEO)
Siemens Healthcare | Malaysia | MD |  | CARBAMAZEPINE_2 (CARB_2)
Siemens Healthcare | Malaysia | MD |  | PHENYTOIN_2 (PHNY_2)
Siemens Healthcare | Malaysia | MD |  | THEOPHYLLINE_2 (THEO_2)
Siemens Healthcare | Malaysia | MD |  | PHENYTOIN (PHTN)
Siemens Healthcare | Malaysia | MD |  | ACUTE CARE TROPONIN I TESTPAK (CCTNI)
Siemens Healthcare | Malaysia | MD |  | RAPIDCHEM 744/754 ELECTROLYTE ANALYZER
Siemens Healthcare | Malaysia | MD |  | BR-MA
Siemens Healthcare | Malaysia | MD |  | GI-MA
Siemens Healthcare | Malaysia | MD |  | ATELLICA IM HEPATITIS B CORE IGM (AHBCM)
Siemens Healthcare | Malaysia | MD |  | EMIT 2000 VALPROIC ACID ASSAY
Siemens Healthcare | Malaysia | MD |  | ATELLICA® IM HEPATITIS C (AHCV)
Siemens Healthcare | Malaysia | MD |  | ERYTHROPOIETIN (EPO)
Siemens Healthcare | Malaysia | MD |  | ATELLICA® IM CALCITONIN (CALCT)
Siemens Healthcare | Malaysia | MD |  | ADVIA CENTAUR® BRAHMS PROCALCITONIN
Siemens Healthcare | Malaysia | MD |  | ATELLICA IM N-TERMINAL PROPEPTIDE OF TYPE III PROCOLLAGEN (PIIINP)
Siemens Healthcare | Malaysia | MD |  | ATELLICA IM HOMOCYSTEINE (HCY)
Siemens Healthcare | Malaysia | MD |  | ADVIA CHEMISTRY ENZYMATIC HEMOGLOBIN A1C (A1C_E)
Siemens Healthcare | Malaysia | MD |  | ATELLICA CH METHADONE METABOLITE (EDDP) (METMTB)
Siemens Healthcare | Malaysia | MD |  | THEOPHYLLINE 2 (THEO 2)
Siemens Healthcare | Malaysia | MD |  | HIGH-SENSITIVITY TROPONIN I (TNIH)
Siemens Healthcare | Malaysia | MD |  | HER-2/NEU (H2N)
Siemens Healthcare | Malaysia | MD |  | BR-MA
Siemens Healthcare | Malaysia | MD |  | EMIT 2000 THEOPHYLLINE ASSAY
Siemens Healthcare | Malaysia | MD |  | ATELLICA IM TISSUE INHIBITOR OF MATRIX METALLOPROTEINASE 1 (TIMP-1)
Siemens Healthcare | Malaysia | MD |  | ATELLICA IM FOLLICLE STIMULATING HORMONE (FSH)
Siemens Healthcare | Malaysia | MD |  | SOMATOM X.CITE
Siemens Healthcare | Malaysia | MD |  | ADVIA CENTAUR CALCITONIN (CALCT)
Siemens Healthcare | Malaysia | MD |  | ATELLICA® IM ANTI-THYROGLOBULIN II (ATGII)
Siemens Healthcare | Malaysia | MD |  | ADVIA CENTAUR® ANTI-THYROGLOBULIN II (ATGII)
Siemens Healthcare | Malaysia | MD |  | G6P-DH
Siemens Healthcare | Malaysia | MD |  | ATELLICA IM ANDROSTENEDIONE (ANDRO)
Siemens Healthcare | Malaysia | MD |  | ATELLICA IM ERYTHROPOIETIN (EPO)
Siemens Healthcare | Malaysia | MD |  | ATELLICA IM RUBELLA G II (RBGII)
Siemens Healthcare | Malaysia | MD |  | RUBELLA G II (RUB G II)
Siemens Healthcare | Malaysia | MD |  | ADVIA CENTAUR® HBC TOTAL 2 (HBCT2)
Siemens Healthcare | Malaysia | MD |  | MULTIX IMPACT
Siemens Healthcare | Malaysia | MD |  | AI-RAD COMPANION (CARDIOVASCULAR)
Siemens Healthcare | Malaysia | MD |  | ARCADIS FAMILY
Siemens Healthcare | Malaysia | MD |  | ADVIA CENTAUR XP IMMUNOASSAY SYSTEM
Siemens Healthcare | Malaysia | IVD |  | DIMENSION® URINE PHENCYCLIDINE SCREEN (PCP) FLEX® REAGENT CARTRIDGE
Siemens Healthcare | Malaysia | MD |  | MOBILETT MIRA MAX
Siemens Healthcare | Malaysia | IVD |  | DIMENSION® ETHYL ALCOHOL (ETOH) FLEX® REAGENT CARTRIDGE
Siemens Healthcare | Malaysia | IVD |  | DIMENSION® IMMUNOGLOBULIN A (IGA) FLEX® REAGENT CARTRIDGE
Siemens Healthcare | Malaysia | IVD |  | DIMENSION® THYROID STIMULATING HORMONE (TSH) FLEX® REAGENT CARTRIDGE
Siemens Healthcare | Malaysia | MD |  | ATELLICA IM THYROID UPTAKE (TUP)
Siemens Healthcare | Malaysia | MD |  | AI-RAD COMPANION BRAIN MR
Siemens Healthcare | Malaysia | MD |  | AI-RAD COMPANION PROSTATE MR
Siemens Healthcare | Malaysia | MD |  | CARDIOPHASE® HSCRP
Siemens Healthcare | Malaysia | MD |  | SYNGO.PLAZA VB30A
Siemens Healthcare | Malaysia | MD |  | SOMATOM GO.OPEN PRO
Siemens Healthcare | Malaysia | MD |  | SYNGO US WORKPLACE
Siemens Healthcare | Malaysia | MD |  | ATELLICA CH COCAINE METABOLITE (COC)
Siemens Healthcare | Malaysia | MD |  | ATELLICA CH OPIATES (OP)
Siemens Healthcare | Malaysia | MD |  | IMMULITE 2000 XPI IMMUNOASSAY SYSTEM
Siemens Healthcare | Malaysia | MD |  | RAPIDLAB 1200 SYSTEM
Siemens Healthcare | Malaysia | MD |  | ADVIA® CHEMISTRY TOTAL BILIRUBIN_2 (TBIL_2)
Siemens Healthcare | Malaysia | MD |  | ADVIA® CHEMISTRY LDL CHOLESTEROL DIRECT (DLDL)
Siemens Healthcare | Malaysia | MD |  | ADVIA® CHEMISTRY PANCREATIC AMYLASE (PAMY)
Siemens Healthcare | Malaysia | MD |  | ATELLICA® CH TRIGLYCERIDES_2 (TRIG_2)
Siemens Healthcare | Malaysia | IVD |  | DIMENSION® ALBUMIN (ALB) FLEX® REAGENT CARTRIDGE
Siemens Healthcare | Malaysia | IVD |  | SIEMENS_HAEMOSTASIS_BATROXOBIN REAGENT
Siemens Healthcare | Malaysia | MD |  | SYNGO WORKFLOW MLR
Siemens Healthcare | Malaysia | MD |  | EMIT® II PLUS COCAINE METABOLITE ASSAY
Siemens Healthcare | Malaysia | MD |  | ATELLICA CH WIDE RANGE C-REACTIVE PROTEIN (WRCRP)
Siemens Healthcare | Malaysia | MD |  | ATELLICA IM HEPATITIS A IGM (AHAVM)
Siemens Healthcare | Malaysia | MD |  | AI-RAD COMPANION ORGANS RT
Siemens Healthcare | Malaysia | MD |  | ADVIA® CHEMISTRY DIRECT HDL CHOLESTEROL (D-HDL)
Siemens Healthcare | Malaysia | MD |  | CIOS SELECT
Siemens Healthcare | Malaysia | MD |  | ADVIA CENTAUR® ENHANCED ESTRADIOL (EE2)
Siemens Healthcare | Malaysia | MD |  | IMMULITE® 2000 PROGESTERONE
Siemens Healthcare | Malaysia | MD |  | ADVIA CHEMISTRY LITHIUM_2 (LITH_2)
Siemens Healthcare | Malaysia | MD |  | MAGNETOM SPECTRA
Siemens Healthcare | Malaysia | MD |  | ADVIA® CHEMISTRY AMPHETAMINES_2 (AMPH_2)
Siemens Healthcare | Malaysia | MD |  | ADVIA® CHEMISTRY C-REACTIVE PROTEIN_2 (CRP_2)
Siemens Healthcare | Malaysia | MD |  | ATELLICA CH HAPTOGLOBIN (HAPT)
Siemens Healthcare | Malaysia | MD |  | N ANTISERUM TO HUMAN Α1‑ANTITRYPSIN (N AS AAT)
Siemens Healthcare | Malaysia | MD |  | SENSIS
Siemens Healthcare | Malaysia | MD |  | SOMATOM PERSPECTIVE
Siemens Healthcare | Malaysia | MD |  | EPOC BLOOD ANALYSIS SYSTEM
Siemens Healthcare | Malaysia | MD |  | MAGNETOM LUMINA
Siemens Healthcare | Malaysia | MD |  | ATELLICA IM ANTI-HEPATITIS B SURFACE ANTIGEN 2 (AHBS2)
Siemens Healthcare | Malaysia | MD |  | ATELLICA IM HEPATITIS B SURFACE ANTIGEN II (HBSII)
Siemens Healthcare | Malaysia | MD |  | ATELLICA CH AMYLASE (AMYLAS)
Siemens Healthcare | Malaysia | MD |  | DIMENSION URIC ACID (URCA)
Siemens Healthcare | Malaysia | MD |  | ADVIA CENTAUR® AFP
Siemens Healthcare | Malaysia | MD |  | BIOGRAPH MCT FAMILY
Siemens Healthcare | Malaysia | MD |  | IMMULITE® 2000 VITAMIN B12
Siemens Healthcare | Malaysia | IVD |  | DIMENSION® URINE AMPHETAMINE/METHAMPHETAMINE SCREEN (AMPH) FLEX® REAGENT CARTRIDGE
Siemens Healthcare | Malaysia | MD |  | SOMATOM DRIVE
Siemens Healthcare | Malaysia | MD |  | ADVIA® CHEMISTRY IMMUNOGLOBULIN M_2 (IGM_2)
Siemens Healthcare | Malaysia | MD |  | ATELLICA IM HEPATITIS B SURFACE ANTIGEN II CONFIRMATORY (HBSII CONF)
Siemens Healthcare | Malaysia | MD |  | ATELLICA CH AMPHETAMINES (AMP)
Siemens Healthcare | Malaysia | MD |  | ATELLICA IM HEPATITIS B CORE ANTIGEN (AHBCM)
Siemens Healthcare | Malaysia | MD |  | ATELLICA CH PHENYTOIN (PHNY)
Siemens Healthcare | Malaysia | MD |  | ATELLICA IM TROPONIN I ULTRA (TNI-ULTRA)
Siemens Healthcare | Malaysia | MD |  | ADVIA CENTAUR® AMINO-TERMINAL PROPEPTIDE OF TYPE III PROCOLLAGEN (PIIINP)
Siemens Healthcare | Malaysia | MD |  | SYVA® EMIT® II PLUS ECSTASY ASSAY
Siemens Healthcare | Malaysia | MD |  | IMMULITE® /IMMULITE 1000 IL-8
Siemens Healthcare | Malaysia | MD |  | ATELLICA CH CYSTATIN C_2 (CYSC_2)
Siemens Healthcare | Malaysia | IVD |  | DIMENSION® ALKALINE PHOSPHATASE (ALPI) FLEX® REAGENT CARTRIDGE
Siemens Healthcare | Malaysia | MD |  | ADVIA CENTAUR® HIV AG/AB COMBO (CHIV) ASSAY
Siemens Healthcare | Malaysia | MD |  | DIMENSION CARDIAC TROPONIN-I (CTNI)
Siemens Healthcare | Malaysia | MD |  | ADVIA CENTAUR® PROCALCITONIN (PCT)
Siemens Healthcare | Malaysia | MD |  | IMMULITE®/IMMULITE 1000 TOXOPLASMA QUANTITATIVE IGG
Siemens Healthcare | Malaysia | IVD |  | DIMENSION® GENTAMICIN (GENT) FLEX® REAGENT CARTRIDGE
Siemens Healthcare | Malaysia | MD |  | IMMULITE® 2000 TOTAL TESTOSTERONE
Siemens Healthcare | Malaysia | IVD |  | DIMENSION® ENZYMATIC CARBONATE FLEX® REAGENT CARTRIDGE (ECO2)
Siemens Healthcare | Malaysia | MD |  | DIMENSION LIPASE (LIPL)
Siemens Healthcare | Malaysia | MD |  | IMMULITE® / IMMULITE® 1000 CMV IGM
Siemens Healthcare | Malaysia | MD |  | ADVIA®CHEMISTRY GLUCOSE HEXOKINASE_3 (GLUH_3)
Siemens Healthcare | Malaysia | MD |  | ARTIS ONE
Siemens Healthcare | Malaysia | MD |  | ADVIA CENTAUR® PROGESTERONE (PRGE)
Siemens Healthcare | Malaysia | MD |  | ADVIA CENTAUR® VANCOMYCIN (VANC)
Siemens Healthcare | Malaysia | IVD |  | DIMENSION® MYCOPHENOLIC ACID (MPAT) FLEX® REAGENT CARTRIDGE
Siemens Healthcare | Malaysia | IVD |  | DIMENSION® TOTAL BILIRUBIN (TBI) FLEX® REAGENT CARTRIDGE
Siemens Healthcare | Malaysia | MD |  | STRATUS CS ACUTE CARE D-DIMER TESTPAK (DDMR)
Siemens Healthcare | Malaysia | MD |  | ADVIA CENTAUR® FSH
Siemens Healthcare | Malaysia | MD |  | IMMULITE® 2000 EBV-EBNA IGG
Siemens Healthcare | Malaysia | MD |  | ADVIA®CHEMISTRY PREALBUMIN (PREALB)
Siemens Healthcare | Malaysia | MD |  | SYNGO ULTRASOUND APPS SUITE
Siemens Healthcare | Malaysia | MD |  | ADVIA® CHEMISTRY ASPARTATE AMINOTRANSFERASE (AST)
Siemens Healthcare | Malaysia | MD |  | IMMULITE 2000 TOXOPLASMA IGM (U- CAPTURE)
Siemens Healthcare | Malaysia | MD |  | ADVIA® CHEMISTRY DIRECT BILIRUBIN_2 (DBIL_2)
Siemens Healthcare | Malaysia | MD |  | DIMENSION COMPLEMENT C4
Siemens Healthcare | Malaysia | MD |  | ATELLICA CH COMPLEMENT C4 (C4)
Siemens Healthcare | Malaysia | MD |  | ADVIA® CHEMISTRY OPIATE_2 (OP_2)
Siemens Healthcare | Malaysia | MD |  | SYVA EMIT II PLUS METHADONE ASSAY
Siemens Healthcare | Malaysia | MD |  | STRATUS CS ACUTE CARE CKMB TESTPAK (CCKMB)
Siemens Healthcare | Malaysia | MD |  | IMMULITE/ IMMULITE 1000 IGF-I
Siemens Healthcare | Malaysia | MD |  | ADVIA CENTAUR® RUBELLA M (RUB M)
Siemens Healthcare | Malaysia | MD |  | IMMULITE 2000 EPO
Siemens Healthcare | Malaysia | MD |  | ADVIA® CHEMISTRY WIDE RANGE C-REACTIVE PROTEIN (WRCRP)
Siemens Healthcare | Malaysia | MD |  | ADVIA® CHEMISTRY TRANSFERRIN (TRF)
Siemens Healthcare | Malaysia | MD |  | SIEMENS_HAEMOSTASIS_PATHROMTIN SL
Siemens Healthcare | Malaysia | MD |  | ACUSON FREESTYLE DIAGNOSTIC ULTRASOUND SYSTEM
Siemens Healthcare | Malaysia | MD |  | ADVIA® CHEMISTRY CHOLESTEROL_2 (CHOL_2)
Siemens Healthcare | Malaysia | MD |  | DIMENSION URINE BENZODIAZEPINES SCREEN (BENZ)
Siemens Healthcare | Malaysia | MD |  | ATELLICA® CH ASPARTATE AMINOTRANSFERASE (AST)
Siemens Healthcare | Malaysia | MD |  | PSEUDOCHOLINESTERASE (PCHE)
Siemens Healthcare | Malaysia | MD |  | ATELLICA CH 930 ANALYZER
Siemens Healthcare | Malaysia | MD |  | N LATEX MYOGLOBIN
Siemens Healthcare | Malaysia | MD |  | ADVIA® CHEMISTRY GAMMA-GLUTAMYL TRANSFERASE (GGT)
Siemens Healthcare | Malaysia | MD |  | ADVIA CENTAUR® ACTIVE-B12 (AB12)
Siemens Healthcare | Malaysia | MD |  | ADVIA® CHEMISTRY BARBITURATE_2 (BARB_2)
Siemens Healthcare | Malaysia | IVD |  | DIMENSION® AMYLASE (AMY) FLEX® REAGENT CARTRIDGE
Siemens Healthcare | Malaysia | MD |  | ADVIA CENTAUR® T3
Siemens Healthcare | Malaysia | MD |  | ATELLICA® CH UREA NITROGEN (UN_C)
Siemens Healthcare | Malaysia | MD |  | DIMENSION CREATININE
Siemens Healthcare | Malaysia | MD |  | DIMENSION HUMAN CHORIONIC GONADOTROPIN FLEX
Siemens Healthcare | Malaysia | MD |  | ADVIA CENTAUR® HEPATITIS B E ANTIGEN (HBEAG)
Siemens Healthcare | Malaysia | MD |  | ADVIA CENTAUR® FERRITIN (FER)
Siemens Healthcare | Malaysia | MD |  | BIOGRAPH HORIZON
Siemens Healthcare | Malaysia | MD |  | SYVA EMIT 2000 MYCOPHENOLIC ACID ASSAY
Siemens Healthcare | Malaysia | MD |  | LUMINOS IMPULSE
Siemens Healthcare | Malaysia | MD |  | MAGNETOM SKYRA
Siemens Healthcare | Malaysia | MD |  | MULTIX FUSION
Siemens Healthcare | Malaysia | MD |  | IMMULITE 2000 GROWTH HORMONE (HGH)
Siemens Healthcare | Malaysia | MD |  | ADVIA CENTAUR® CYCLOSPORINE (CSA)
Siemens Healthcare | Malaysia | MD |  | ADVIA CENTAUR® FREE PSA (FPSA)
Siemens Healthcare | Malaysia | MD |  | IMMULITE / IMMULITE 1000 CMV IGG
Siemens Healthcare | Malaysia | MD |  | IMMULITE/ IMMULITE 1000 IL-6
Siemens Healthcare | Malaysia | MD |  | ADVIA® CHEMISTRY HAPTOGLOBIN (HAPT)
Siemens Healthcare | Malaysia | MD |  | SYVA EMIT AMIKACIN ASSAY
Siemens Healthcare | Malaysia | IVD |  | DIMENSION® URINE OPIATES SCREEN (OPI) FLEX® REAGENT CARTRIDGE
Siemens Healthcare | Malaysia | MD |  | ADVIA® CHEMISTRY ACETAMINOPHEN (ACET)
Siemens Healthcare | Malaysia | IVD |  | DADE ACTIN FSL ACTIVATED PTT REAGENT
Siemens Healthcare | Malaysia | MD |  | ADVIA CENTAUR® CARBAMAZEPINE (CARB)
Siemens Healthcare | Malaysia | MD |  | ADVIA CENTAUR® TOTAL HCG (THCG)
Siemens Healthcare | Malaysia | MD |  | SOMATOM GO.UP
Siemens Healthcare | Malaysia | MD |  | SIREMOBIL COMPACT L
Siemens Healthcare | Malaysia | MD |  | ARTIS Q
Siemens Healthcare | Malaysia | MD |  | DIMENSION GLUCOSE (GLUC)
Siemens Healthcare | Malaysia | MD |  | MAGNETOM SOLA
Siemens Healthcare | Malaysia | IVD |  | DIMENSION® CHOLESTEROL (CHOL) FLEX® REAGENT CARTRIDGE
Siemens Healthcare | Malaysia | MD |  | SYVA® EMIT® 2000 TACROLIMUS ASSAY
Siemens Healthcare | Malaysia | MD |  | DIMENSION PHOSPHORUS (PHOS)
Siemens Healthcare | Malaysia | MD |  | DIMENSION® CREATINE KINASE (CKI)
Siemens Healthcare | Malaysia | MD |  | ADVIA® CHEMISTRY AMYLASE (AMY)
Siemens Healthcare | Malaysia | MD |  | ADVIA®CHEMISTRY LIPOPROTEIN(A) (LPA)
Siemens Healthcare | Malaysia | MD |  | ADVIA® CHEMISTRY APOLIPOPROTEIN B (APO B)
Siemens Healthcare | Malaysia | MD |  | ADVIA CENTAUR® CA 125II
Siemens Healthcare | Malaysia | MD |  | ADVIA CENTAUR® CA 19-9
Siemens Healthcare | Malaysia | IVD |  | DADE ACTIN FS ACTIVATED PTT REAGENT
Siemens Healthcare | Malaysia | MD |  | IMMULITE/IMMULITE 1000 FREE T3
Siemens Healthcare | Malaysia | MD |  | DIMENSION LITHIUM (LI)
Siemens Healthcare | Malaysia | MD |  | ADVIA® CHEMISTRY TOBRAMYCIN_2 (TOB_2)
Siemens Healthcare | Malaysia | MD |  | IMMULITE 2000 HCG
Siemens Healthcare | Malaysia | MD |  | CIOS FLOW
Siemens Healthcare | Malaysia | MD |  | ATELLICA® CH LACTATE_3 (LAC_3)
Siemens Healthcare | Malaysia | MD |  | ATELLICA® CH ALBUMIN BCP (ALBP)
Siemens Healthcare | Malaysia | MD |  | ATELLICA® CH AMMONIA (AMM)
Siemens Healthcare | Malaysia | MD |  | ADVIA® CHEMISTRY ALBUMIN BCP (ALBP)
Siemens Healthcare | Malaysia | MD |  | MOBILETT XP
Siemens Healthcare | Malaysia | MD |  | MAGNETOM VIDA
Siemens Healthcare | Malaysia | MD |  | SOMATOM GO.NOW
Siemens Healthcare | Malaysia | MD |  | ATELLICA IM NT-PROBNP (PBNP)
Siemens Healthcare | Malaysia | MD |  | SYNGO CARBON SPACE
Siemens Healthcare | Malaysia | MD |  | IMMULITE 2000 ANTI-TG AB
Siemens Healthcare | Malaysia | MD |  | ATELLICA® CH TOTAL PROTEIN_2 (TP_2)
Siemens Healthcare | Malaysia | MD |  | ADVIA® CHEMISTRY FRUCTOSAMINE (FRUC)
Siemens Healthcare | Malaysia | MD |  | IMMULITE 2000 DHEA-SO4
Siemens Healthcare | Malaysia | MD |  | CIOS ALPHA
Siemens Healthcare | Malaysia | MD |  | VERSACELL X3 SOLUTION
Siemens Healthcare | Malaysia | MD |  | ADVIA® CHEMISTRY VANCOMYCIN_2 (VANC_2)
Siemens Healthcare | Malaysia | MD |  | ACUSON SC2000 DIAGNOSTIC ULTRASOUND SYSTEM
Siemens Healthcare | Malaysia | MD |  | IMMULITE/ IMMULITE 1000 PSA
Siemens Healthcare | Malaysia | MD |  | ATELLICA® CH URIC ACID (UA)
Siemens Healthcare | Malaysia | MD |  | DIMENSION GAMMA-GLUTAMYL TRANSFERASE (GGT)
Siemens Healthcare | Malaysia | MD |  | IMMULITE/ IMMULITE 1000 C-PEPTIDE
Siemens Healthcare | Malaysia | MD |  | APTIO AUTOMATION
Siemens Healthcare | Malaysia | MD |  | SYMBIA PRO.SPECTA
Siemens Healthcare | Malaysia | MD |  | IMMULITE / IMMULITE 1000 ALATOP ALLERGY SCREEN
Siemens Healthcare | Malaysia | MD |  | VIVA INSTRUMENT FAMILY
Siemens Healthcare | Malaysia | MD |  | SIEMENS_HAEMATOLOGY_HAEMOSTASIS
Siemens Healthcare | Malaysia | MD |  | ATELLICA NEPH 630 SYSTEM
Siemens Healthcare | Malaysia | MD |  | ADVIA® CHEMISTRY ENZYMATIC CREATININE_2 (ECRE_2)
Siemens Healthcare | Malaysia | MD |  | IMMULITE / IMMULITE 1000 BETA-2 MIRCROGLOBULIN
Siemens Healthcare | Malaysia | MD |  | ATELLICA® IM THYROID STIMULATING HORMONE 3-ULTRA (TSH3-UL)
Siemens Healthcare | Malaysia | MD |  | ADVIA CENTAUR® HBC IGM (AHBCM)
Siemens Healthcare | Malaysia | MD |  | ADVIA CENTAUR® CEA
Siemens Healthcare | Malaysia | MD |  | ATELLICA® CH TRIGLYCERIDES (CONCENTRATED) (TRIG)
Siemens Healthcare | Malaysia | MD |  | DIMENSION LOCI THYROID STIMULATING HORMONE (TSHL)
Siemens Healthcare | Malaysia | MD |  | ADVIA CENTAUR® DIGOXIN (DIG)
Siemens Healthcare | Malaysia | MD |  | IMMULITE / IMMULITE 1000 INTACT PTH
Siemens Healthcare | Malaysia | MD |  | ADVIA CENTAUR® VB12
Siemens Healthcare | Malaysia | MD |  | IMMULITE / IMMULITE 1000 CORTISOL
Siemens Healthcare | Malaysia | MD |  | IMMULITE 2000 HERPES I & II IGG
Siemens Healthcare | Malaysia | MD |  | ATELLICA® CH MICROALBUMIN_2 (MALB_2)
Siemens Healthcare | Malaysia | MD |  | RAPIDPOINT 500
Siemens Healthcare | Malaysia | MD |  | ATELLICA® CH CHOLINESTERASE (CHE)
Siemens Healthcare | Malaysia | MD |  | ATELLICA CH ANTI- STREPTOLYSIN- O_2 (ASO_2)
Siemens Healthcare | Malaysia | MD |  | HEMATEK 3000 SYSTEM
Siemens Healthcare | Malaysia | MD |  | ACUSON X300 DIAGNOSTIC ULTRASOUND SYSTEM
Siemens Healthcare | Malaysia | MD |  | ATELLICA® CH BENZODIAZEPINES (BNZ)
Siemens Healthcare | Malaysia | MD |  | ADVIA CENTAUR® INTACT PARATHYROID HORMONE (PTH)
Siemens Healthcare | Malaysia | MD |  | ATELLICA SAMPLE HANDLER
Siemens Healthcare | Malaysia | MD |  | AUTOMATED URINE CHEMISTRY ANALYZER
Siemens Healthcare | Malaysia | MD |  | DIMENSION CLINICAL CHEMISTRY SYSTEM
Siemens Healthcare | Malaysia | MD |  | IMMULITE/ IMMULITE 1000 THYROGLOBULIN
Siemens Healthcare | Malaysia | MD |  | ADVIA® CHEMISTRY ALBUMIN (ALB)
Siemens Healthcare | Malaysia | MD |  | ADVIA® CHEMISTRY CALCIUM
Siemens Healthcare | Malaysia | MD |  | ADVIA® CHEMISTRY TOTAL IRON BINDING CAPACITY (TIBC)
Siemens Healthcare | Malaysia | MD |  | ADVIA® CHEMISTRY CARDIOPHASE HIGH SENSITIVITY C-REACTIVE PROTEIN (HSCRP)
Siemens Healthcare | Malaysia | MD |  | ADVIA CENTAUR® SYPHILIS (SYPH)
Siemens Healthcare | Malaysia | MD |  | ADVIA CENTAUR® DHEA-SO4
Siemens Healthcare | Malaysia | MD |  | ADVIA® CHEMISTRY AMMONIA (AMM)
Siemens Healthcare | Malaysia | MD |  | ADVIA® CHEMISTRY IMMUNOGLOBULIN A_2 (IGA_2)
Siemens Healthcare | Malaysia | MD |  | ATELLICA® CH TOTAL IRON BINDING CAPACITY (TIBC)
Siemens Healthcare | Malaysia | MD |  | ATELLICA® CH DIRECT BILIRUBIN 2 (DBIL_2)
Siemens Healthcare | Malaysia | MD |  | DIMENSION TACROLIMUS (TAC)
Siemens Healthcare | Malaysia | MD |  | SYVA EMIT TOX SERUM BENZODIAZEPINE ASSAY
Siemens Healthcare | Malaysia | MD |  | IMMULITE 2000 RAPID TSH
Siemens Healthcare | Malaysia | MD |  | IMMULITE 2000 ALATOP ALLERGY SCREEN
Siemens Healthcare | Malaysia | MD |  | ATELLICA® CH PROPOXYPHENE (PPX)
Siemens Healthcare | Malaysia | MD |  | SYNGO.VIA VB30
Siemens Healthcare | Malaysia | MD |  | IMMULITE / IMMULITE 1000 THIRD GENERATION TSH
Siemens Healthcare | Malaysia | MD |  | RAPIDLAB 348 SYSTEMS
Siemens Healthcare | Malaysia | MD |  | ACUSON P500 ULTRASOUND SYSTEM
Siemens Healthcare | Malaysia | MD |  | IMMULITE/ IMMULITE 1000 FREE BETA HCG
Siemens Healthcare | Malaysia | MD |  | ATELLICA® CH TOBRAMYCIN (TOB)
Siemens Healthcare | Malaysia | MD |  | SYVA EMIT II PLUS OPIATE ASSAY
Siemens Healthcare | Malaysia | MD |  | ADVIA CENTAUR® PROLACTIN (PRL)
Siemens Healthcare | Malaysia | MD |  | ADVIA® CHEMISTRY URIC ACID (UA)
Siemens Healthcare | Malaysia | MD |  | ADVIA® CHEMISTRY METHADONE_2 (MDN_2)
Siemens Healthcare | Malaysia | MD |  | ATELLICA® CH IRON_2 (IRON_2)
Siemens Healthcare | Malaysia | MD |  | STRATUS CS ACUTE CARE BHCG TESTPAK
Siemens Healthcare | Malaysia | MD |  | ADVIA CENTAUR® TESTOSTERONE
Siemens Healthcare | Malaysia | MD |  | DIMENSION LACTIC ACID (LA)
Siemens Healthcare | Malaysia | MD |  | IMMULITE / IMMULITE 1000 FERRITIN
Siemens Healthcare | Malaysia | MD |  | IMMULITE/ IMMULITE 1000 AFP
Siemens Healthcare | Malaysia | MD |  | IMMULITE 2000 ECP
Siemens Healthcare | Malaysia | MD |  | IMMULITE 2000 FERRITIN
Siemens Healthcare | Malaysia | MD |  | CIOS FUSION
Siemens Healthcare | Malaysia | MD |  | MOBILETT ELARA MAX
Siemens Healthcare | Malaysia | MD |  | IMMULITE / IMMULITE 1000 HERPES I & II IGG
Siemens Healthcare | Malaysia | MD |  | ATELLICA® CH ACETAMINOPHEN (ACET)
Siemens Healthcare | Malaysia | MD |  | IMMULITE / IMMULITE 1000 UNCONJUGATED ESTRIOL
Siemens Healthcare | Malaysia | MD |  | ARCADIS FAMILY
Siemens Healthcare | Malaysia | MD |  | ATELLICA IM 1600 ANALYZER
Siemens Healthcare | Malaysia | MD |  | ADVIA CHEMISTRY SYSTEM
Siemens Healthcare | Malaysia | MD |  | DIMENSION PHENOBARBITAL (PHNO)
Siemens Healthcare | Malaysia | MD |  | ATELLICA® IM HEPATITIS B SURFACE ANTIGEN II (HBSII)
Siemens Healthcare | Malaysia | MD |  | N ANTISERUM TO HUMAN A1-ACID GLYCOPROTEIN ( N AS AAG)
Siemens Healthcare | Malaysia | MD |  | BIOGRAPH TRUEPOINT FAMILY
Siemens Healthcare | Malaysia | MD |  | ADVIA® CHEMISTRY COMPLEMENT C4 (C4)
Siemens Healthcare | Malaysia | MD |  | DIMENSION THYROXINE (T4)
Siemens Healthcare | Malaysia | MD |  | DIMENSION TOTAL IRON BINDING CAPACITY (IBCT)
Siemens Healthcare | Malaysia | MD |  | ATELLICA® CH GLUCOSE OXIDASE (GLUO)
Siemens Healthcare | Malaysia | MD |  | SYVA EMIT II PLUS PHENCYCLIDINE ASSAY
Siemens Healthcare | Malaysia | MD |  | MAGNETOM FREE. PLATFORM
Siemens Healthcare | Malaysia | MD |  | DIMENSION ACID PHOSPHATASE (ACP)
Siemens Healthcare | Malaysia | MD |  | DIMENSION URINARY/CEREBROSPINAL FLUID PROTEIN (UCFP)
Siemens Healthcare | Malaysia | MD |  | IMMULITE 2000 INSULIN
Siemens Healthcare | Malaysia | MD |  | SOMATOM GO.UP
Siemens Healthcare | Malaysia | MD |  | IMMULITE 2000 ANTI-TPO AB
Siemens Healthcare | Malaysia | MD |  | IMMULITE 2000 ANTI-CCP IGG
Siemens Healthcare | Malaysia | MD |  | ADVIA 2120I HEMATOLOGY SYSTEM
Siemens Healthcare | Malaysia | MD |  | IMMULITE / IMMULITE 1000 OM-MA
Siemens Healthcare | Malaysia | MD |  | STAT FLUOROMETRIC ANALYZER
Siemens Healthcare | Malaysia | MD |  | DIMENSION URINE CANNABINOIDS SCREEN (THC)
Siemens Healthcare | Malaysia | MD |  | DIMENSION MAGNESIUM (MG)
Siemens Healthcare | Malaysia | MD |  | SYVA EMIT II PLUS 6-ACETYLMORPHINE ASSAY
Siemens Healthcare | Malaysia | MD |  | IMMULITE / IMMULITE 1000 RAPID TSH
Siemens Healthcare | Malaysia | MD |  | IMMULITE / IMMULITE 1000 INSULIN
Siemens Healthcare | Malaysia | MD |  | IMMULITE 2000 AFP
Siemens Healthcare | Malaysia | MD |  | DIMENSION PHENYTOIN (PTN)
Siemens Healthcare | Malaysia | MD |  | ADVIA CHEMISTRY ALANINE AMINOTRANSFERASE (P5P), CONCENTRATED (ALTPLC)
Siemens Healthcare | Malaysia | MD |  | ATELLICA CH OXYCODONE (OXY)
Siemens Healthcare | Malaysia | MD |  | ADVIA® CHEMISTRY CREATININE_2 (CREA_2)
Siemens Healthcare | Malaysia | MD |  | DIMENSION THYRONINE UPTAKE (TU)
Siemens Healthcare | Malaysia | MD |  | SYVA EMIT II PLUS PROPOXYPHENE ASSAY
Siemens Healthcare | Malaysia | MD |  | ACUSON X150 DIAGNOSTIC ULTRASOUND SYSTEM
Siemens Healthcare | Malaysia | MD |  | ATELLICA® CH PHENCYCLIDINE (PCP)
Siemens Healthcare | Malaysia | MD |  | ADVIA CHEMISTRY ASPARTATE AMINOTRANSFERASE (P5P), CONCENTRATED (ASTPLC)
Siemens Healthcare | Malaysia | MD |  | ATELLICA CH ENZYMATIC HEMOGLOBIN A1C (A1C_E)
Siemens Healthcare | Malaysia | MD |  | ARTIS ZEE
Siemens Healthcare | Malaysia | MD |  | IGF-I
Siemens Healthcare | Malaysia | MD |  | SYNGO.VIA VIEW&GO
Siemens Healthcare | Malaysia | MD |  | SYNGO APPLICATION SOFTWARE
Siemens Healthcare | Malaysia | MD |  | SYNGO DYNAMICS
Siemens Healthcare | Malaysia | MD |  | ARTIS PHENO
Siemens Healthcare | Malaysia | MD |  | ATELLICA® CH CHOLESTEROL_2 (CHOL_2)
Siemens Healthcare | Malaysia | MD |  | DIMENSION LOCI FREE TRIIODOTHYRONINE (FT3)
Siemens Healthcare | Malaysia | MD |  | DIMENSION FERRITIN
Siemens Healthcare | Malaysia | MD |  | IMMULITE / IMMULITE 1000 ANDROSTENEDIONE
Siemens Healthcare | Malaysia | MD |  | SYVA EMIT II PLUS AMPHETAMINES ASSAY
Siemens Healthcare | Malaysia | MD |  | IMMULITE 2000 ACTH
Siemens Healthcare | Malaysia | MD |  | VERSANT HCV GENOTYPE 2.0 ASSAY (LIPA)
Siemens Healthcare | Malaysia | MD |  | N LATEX HCY
Siemens Healthcare | Malaysia | MD |  | MAGNETOM SEMPRA
Siemens Healthcare | Malaysia | MD |  | SYVA EMIT METHOTREXATE ASSAY
Siemens Healthcare | Malaysia | MD |  | N PROTEIN CONTROL LC1/LC2
Siemens Healthcare | Malaysia | MD |  | ADVIA® CHEMISTRY ALPHA-1-ANTITRYPSIN (AAT)
Siemens Healthcare | Malaysia | MD |  | ADVIA® CHEMISTRY GLUCOSE OXIDASE (GLUO)
Siemens Healthcare | Malaysia | MD |  | ATELLICA® CH CALCIUM (CA)
Siemens Healthcare | Malaysia | MD |  | ATELLICA® CH TOTAL PROTEIN II (TP)
Siemens Healthcare | Malaysia | MD |  | ADVIA® CHEMISTRY PHENCYCLIDINE_2 (PCP_2)
Siemens Healthcare | Malaysia | MD |  | ADVIA CENTAUR® HIV 1/O/2 ENHANCED (EHIV)
Siemens Healthcare | Malaysia | MD |  | ATELLICA® IM TESTOSTERONE II (TSTII)
Siemens Healthcare | Malaysia | MD |  | SYVA EMIT TOX ACETAMINOPHEN ASSAY
Siemens Healthcare | Malaysia | MD |  | ADVIA CENTAUR® TISSUE INHIBITOR OF MATRIX METALLOPROTEINASE 1 (TIMP-1)
Siemens Healthcare | Malaysia | MD |  | ATELLICA IM CORTISOL (COR)
Siemens Healthcare | Malaysia | MD |  | IMMULITE 2000 IGFBP-3
Siemens Healthcare | Malaysia | MD |  | IMMULITE 2000 BETA-2 MICROGLOBULIN
Siemens Healthcare | Malaysia | MD |  | ATELLICA® CH ETHYL ALCOHOL (ETOH)
Siemens Healthcare | Malaysia | MD |  | DADE INNOVIN
Siemens Healthcare | Malaysia | MD |  | ATELLICA A-LYTE INTEGRATED MULTISENSOR (IMT NA K CL)
Siemens Healthcare | Malaysia | MD |  | ATELLICA® CH SALICYLATE (SAL)
Siemens Healthcare | Malaysia | MD |  | ATELLICA® CH RHEUMATOID FACTOR (RF)
Siemens Healthcare | Malaysia | MD |  | SOMATOM X.CEED
Siemens Healthcare | Malaysia | MD |  | ATELLICA® CH IRON3 (IRON3)
Siemens Healthcare | Malaysia | MD |  | N LATEX CYSTATIN C ( N CYSC)
Siemens Healthcare | Malaysia | MD |  | MAGNETOM ESSENZA
Siemens Healthcare | Malaysia | MD |  | ADVIA CENTAUR® HBSAGII (HBSII)
Siemens Healthcare | Malaysia | MD |  | ADVIA CENTAUR® ANTI-HBE (AHBE)
Siemens Healthcare | Malaysia | MD |  | ADVIA CENTAUR® TUP
Siemens Healthcare | Malaysia | MD |  | IMMULITE/ IMMULITE 1000 ACTH
Siemens Healthcare | Malaysia | MD |  | IMMULITE 2000 HOMOCYSTEINE
Siemens Healthcare | Malaysia | MD |  | ATELLICA® CH DIRECT HDL CHOLESTEROL (DHDL)
Siemens Healthcare | Malaysia | MD |  | ATELLICA® CH CREATININE_2 (CREA_2)
Siemens Healthcare | Malaysia | MD |  | ADVIA® CHEMISTRY COMPLEMENT C3 (C3)
Siemens Healthcare | Malaysia | MD |  | ATELLICA® CH LDL CHOLESTEROL DIRECT (DLDL)
Siemens Healthcare | Malaysia | MD |  | ADVIA® CHEMISTRY BENZODIAZEPINE_2 (BENZ_2)
Siemens Healthcare | Malaysia | IVD |  | ALBUSTIX REAGENT STRIPS
Siemens Healthcare | Malaysia | MD |  | DIMENSION CYCLOSPORINE A (CSA)
Siemens Healthcare | Malaysia | IVD |  | MICROALBUSTIX REAGENT STRIPS
Siemens Healthcare | Malaysia | MD |  | IMMULITE 2000 PAPP-A
Siemens Healthcare | Malaysia | MD |  | DIMENSION ENZYMATIC CREATININE (EZCR)
Siemens Healthcare | Malaysia | MD |  | IMMULITE 2000 EBV-VCA IGG
Siemens Healthcare | Malaysia | MD |  | BN II AND BN PROSPEC N A1- MICROGLOBULIN
Siemens Healthcare | Malaysia | MD |  | ADVIA CENTAUR® HYALURONIC ACID (HA)
Siemens Healthcare | Malaysia | MD |  | ADVIA CENTAUR® MYOGLOBIN (MYO)
Siemens Healthcare | Malaysia | MD |  | ATELLICA® IM ENHANCED ESTRADIOL (EE2)
Siemens Healthcare | Malaysia | MD |  | DIMENSION DIGOXIN (DGNA)
Siemens Healthcare | Malaysia | MD |  | N LATEX B2-MICROGLOBULIN (N B2M)
Siemens Healthcare | Malaysia | MD |  | ADVIA CENTAUR® TOTAL IGE (TIGE)
Siemens Healthcare | Malaysia | MD |  | COMPLEMENT COMPONENTS
Siemens Healthcare | Malaysia | MD |  | ATELLICA® CH GENTAMICIN (GENT)
Siemens Healthcare | Malaysia | MD |  | SYVA EMIT 2000 DIGOXIN ASSAY
Siemens Healthcare | Malaysia | MD |  | SYVA EMIT II PLUS BENZODIAZEPINE ASSAY
Siemens Healthcare | Malaysia | IVD |  | VERSANT® SAMPLE PREPARATION 1.0 REAGENTS KIT
Siemens Healthcare | Malaysia | MD |  | N ANTISERUM TO HUMAN IGA
Siemens Healthcare | Malaysia | MD |  | IMMULITE 2000 TOXOPLASMA QUANTITATIVE IGG
Siemens Healthcare | Malaysia | MD |  | DIMENSION DIRECT BILIRUBIN (DBI)
Siemens Healthcare | Malaysia | MD |  | IMMULITE 2000 INTACT PTH
Siemens Healthcare | Malaysia | MD |  | ADVIA CENTAUR® HBSAG CONFIRMATORY (CONF)
Siemens Healthcare | Malaysia | MD |  | ADVIA CENTAUR® ANTI-CCP IGG (ACCP)
Siemens Healthcare | Malaysia | MD |  | IMMULITE 2000 CMV IGM
Siemens Healthcare | Malaysia | MD |  | ADVIA CENTAUR® SHBG
Siemens Healthcare | Malaysia | MD |  | SYVA EMIT TOX SALICYLIC ACID ASSAY
Siemens Healthcare | Malaysia | MD |  | IMMULITE/ IMMULITE 1000 DHEA-SO4
Siemens Healthcare | Malaysia | MD |  | IMMULITE 2000 IMMULITE 2000 IL-6
Siemens Healthcare | Malaysia | MD |  | ATELLICA® CH CARBON DIOXIDE, CONCENTRATED (CO2_C)
Siemens Healthcare | Malaysia | MD |  | ATELLICA® CH BARBITURATES (BRB)
Siemens Healthcare | Malaysia | MD |  | ATELLICA® CH MAGNESIUM (MG)
Siemens Healthcare | Malaysia | MD |  | ATELLICA® CH ALBUMIN (ALB)
Siemens Healthcare | Malaysia | MD |  | ATELLICA® CH LIPASE (LIP)
Siemens Healthcare | Malaysia | MD |  | IMMULITE / IMMULITE 1000 ESTRADIOL
Siemens Healthcare | Malaysia | MD |  | IMMULITE 2000 THYROID STIMULATING IMMUNOGLOBULINS (TSI)
Siemens Healthcare | Malaysia | MD |  | DIMENSION QUIKLYTE INTEGRATED MULTISENSOR NA+ /K+ /CL-
Siemens Healthcare | Malaysia | MD |  | ATELLICA® IM VITAMIN B12 (VB12)
Siemens Healthcare | Malaysia | MD |  | IMMULITE / IMMULITE 1000 PROLACTIN
Siemens Healthcare | Malaysia | MD |  | ATELLICA® IM PROSTATE-SPECIFIC ANTIGEN (PSA)
Siemens Healthcare | Malaysia | MD |  | ATELLICA® CH VANCOMYCIN (VANC)
Siemens Healthcare | Malaysia | MD |  | IMMULITE®/IMMULITE 1000 HCG
Siemens Healthcare | Malaysia | MD |  | DIMENSION TOTAL PROTEIN (TP)
Siemens Healthcare | Malaysia | MD |  | DIMENSION UREA NITROGEN (BUN)
Siemens Healthcare | Malaysia | MD |  | IMMULITE / IMMULITE 1000 TNF ALPHA
Siemens Healthcare | Malaysia | MD |  | ADVIA® CHEMISTRY LACTATE DEHYDROGENASE L-P (LDLP)
Siemens Healthcare | Malaysia | MD |  | MAGNETOM AMIRA
Siemens Healthcare | Malaysia | MD |  | IMMULITE 2000 TOTAL IGE
Siemens Healthcare | Malaysia | MD |  | LUMINOS AGILE MAX
Siemens Healthcare | Malaysia | MD |  | ATELLICA® CH INORGANIC PHOSPHORUS (IP)
Siemens Healthcare | Malaysia | MD |  | HEMATEK WRIGHT-GEIMSA STAIN
Siemens Healthcare | Malaysia | MD |  | IMMULITE 2000 CMV IGG
Siemens Healthcare | Malaysia | MD |  | SYVA EMIT 2000 PHENYTOIN ASSAY
Siemens Healthcare | Malaysia | MD |  | ADVIA CENTAUR® FOLATE (FOL)
Siemens Healthcare | Malaysia | MD |  | CLINITEK STATUS ANALYZER
Siemens Healthcare | Malaysia | MD |  | APOLIPOPROTEINS
Siemens Healthcare | Malaysia | MD |  | DIMENSION N-TERMINAL PRO-BRAIN NATRIURETIC PEPTIDE (PBNP)
Siemens Healthcare | Malaysia | MD |  | NORAS OR HEAD HOLDER FLEXIBILITY AND HEAD COIL SET
Siemens Healthcare | Malaysia | MD |  | DIMENSION AUTOMATED LDL CHOLESTEROL (ALDL)
Siemens Healthcare | Malaysia | MD |  | VERSANT kPCR Molecular System AD (QS5 Amp / Detect Instrument TF)
Siemens Healthcare | Malaysia | MD |  | IMMULITE 2000 THYROGLOBULIN
Siemens Healthcare | Malaysia | MD |  | TRANSPORT PROTEINS
Siemens Healthcare | Malaysia | MD |  | ATELLICA® IM HIV 1/O/2 ENHANCED (EHIV)
Siemens Healthcare | Malaysia | MD |  | IMMULITE / IMMULITE 1000 HOMOCYSTEINE
Siemens Healthcare | Malaysia | MD |  | BR ASSAY FOR CA 27.29
Siemens Healthcare | Malaysia | MD |  | ATELLICA® IM PROGESTERONE (PRGE)
Siemens Healthcare | Malaysia | MD |  | IMMULITE 2000 EBV-VCA IGM
Siemens Healthcare | Malaysia | MD |  | ATELLICA® IM DIGITOXIN (DGTN)
Siemens Healthcare | Malaysia | MD |  | ATELLICA® CH TRANSFERRIN (TRF)
Siemens Healthcare | Malaysia | MD |  | IMMULITE / IMMULITE 1000 PROGESTERONE
Siemens Healthcare | Malaysia | MD |  | IMMULITE / IMMULITE 1000 CEA
Siemens Healthcare | Malaysia | MD |  | ADVIA 360 HEMATOLOGY SYSTEM
Siemens Healthcare | Malaysia | MD |  | ATELLICA® IM B-TYPE NATRIURETIC PEPTIDE (BNP)
Siemens Healthcare | Malaysia | MD |  | NORAS 16-CHANNEL MULTIPURPOSE COIL VARIETY
Siemens Healthcare | Malaysia | MD |  | ATELLICA® IM FREE THYROXINE (FT4)
Siemens Healthcare | Malaysia | MD |  | ATELLICA IM® SARS-COV-2 IGG (SCOVG)
Siemens Healthcare | Malaysia | MD |  | ADVIA CENTAUR® SARS-COV-2 IGG (SCOVG)
Siemens Healthcare | Malaysia | MD |  | N LATEX BTP
Siemens Healthcare | Malaysia | MD |  | CERULOPLASMIN
Siemens Healthcare | Malaysia | MD |  | IMMUNOGLOBULIN LIGHT CHAINS
Siemens Healthcare | Malaysia | MD |  | MODULARIS VARIOSTAR
Siemens Healthcare | Malaysia | MD |  | IMMULITE 2000 TROPONIN I
Siemens Healthcare | Malaysia | MD |  | ATELLICA® IM FREE PROSTATE‑SPECIFIC ANTIGEN (FPSA)
Siemens Healthcare | Malaysia | MD |  | THROMBOREL S
Siemens Healthcare | Malaysia | MD |  | ATELLICA® CH DIGOXIN (DGN)
Siemens Healthcare | Malaysia | MD |  | N ANTISERUM TO HUMAN IGG
Siemens Healthcare | Malaysia | MD |  | ADVIA CENTAUR® HBSAGII (HBSII)
Siemens Healthcare | Malaysia | MD |  | ATELLICA UAS 800 ANALYZER
Siemens Healthcare | Malaysia | MD |  | ATELLICA® IM HYALURONIC ACID (HA)
Siemens Healthcare | Malaysia | MD |  | ADVIA CENTAUR® HBSAG CONFIRMATORY (CONF)
Siemens Healthcare | Malaysia | MD |  | IMMUNOGLOBULINS
Siemens Healthcare | Malaysia | MD |  | N ANTISERUM TO HUMAN IGM
Siemens Healthcare | Malaysia | MD |  | ADVIA CENTAUR® HAV IGM (AHAVM)
Siemens Healthcare | Malaysia | MD |  | ATELLICA® CH PREALBUMIN (PREALB)
Siemens Healthcare | Malaysia | MD |  | APOLIPOPROTEIN A-1 (APO A1)
Siemens Healthcare | Malaysia | MD |  | ATELLICA IM ANTI-THYROGLOBULIN (ATG)
Siemens Healthcare | Malaysia | MD |  | ATELLICA CH PANCREATIC AMYLASE (PAMY)
Siemens Healthcare | Malaysia | MD |  | ACOM.PC
Siemens Healthcare | Malaysia | MD |  | ATELLICA IM TOXOPLASMA IGM (TOXO M)
Siemens Healthcare | Malaysia | MD |  | MORE RAP/TAC/CSA CONTROL LEVEL 1-3
Siemens Healthcare | Malaysia | MD |  | VALPROIC ACID_2 (VPA_2)
Siemens Healthcare | Malaysia | MD |  | ATELLICA CH TOTAL BILIRUBIN_2 (TBIL_2)
Siemens Healthcare | Malaysia | MD |  | ATELLICA IM BRAHMS PROCALCITONIN (PCT)
Siemens Healthcare | Malaysia | MD |  | ATELLICA IM MYOGLOBIN (MYO)
Siemens Healthcare | Malaysia | MD |  | A1-ACID GLYCOPROTEIN (AAG)
Siemens Healthcare | Malaysia | MD |  | ATELLICA IM TOXOPLASMA IGG (TOXO G)
Siemens Healthcare | Malaysia | MD |  | ATELLICA CH AMYLASE_2 (AMY_2)
Siemens Healthcare | Malaysia | MD |  | ATELLICA IM ACTIVE-B12 (HOLOTRANSCOBALAMIN) (AB12)
Siemens Healthcare | Malaysia | MD |  | ADVIA CENTAUR® QUANTITATIVE HBSAG (QHBS)
Siemens Healthcare | Malaysia | MD |  | SENTINEL TOTAL BILE ACIDS LIQUID
Siemens Healthcare | Malaysia | MD |  | ATELLICA CH PANCREATIC AMYLASE_2 (PAMY_2)
Siemens Healthcare | Malaysia | MD |  | ATELLICA IM QUANTITATIVE HBSAG (QHBS)
Siemens Healthcare | Malaysia | MD |  | ATELLICA® IM HBC TOTAL 2 (HBCT2)
Siemens Healthcare | Malaysia | MD |  | ADVIA CENTAUR® ANTI-HBS2 (AHBS2)
Siemens Healthcare | Malaysia | MD |  | ATELLICA® CH ANTI-STREPTOLYSIN-O_3 (ASO_3)
Siemens Healthcare | Malaysia | MD |  | ATELLICA® IM ANTI-THYROID PEROXIDASE (ATPO)
Siemens Healthcare | Malaysia | MD |  | BIOGRAPH VISION
Siemens Healthcare | Malaysia | MD |  | ATELLICA® CH ALKALINE PHOSPHATASE, CONCENTRATED (ALP_2C)
Siemens Healthcare | Malaysia | MD |  | ATELLICA® CH CREATINE KINASE (CK_L)
Siemens Healthcare | Malaysia | MD |  | ATELLICA® IM PROLACTIN (PRL)
Siemens Healthcare | Malaysia | MD |  | MAMMOMAT FUSION
Siemens Healthcare | Malaysia | MD |  | MAMMOMAT INSPIRATION
Siemens Healthcare | Malaysia | MD |  | ATELLICA® CH IMMUNOGLOBULIN M_2 (IGM_2)
Siemens Healthcare | Malaysia | MD |  | BN II AND BN PROSPEC SYSTEMS
Siemens Healthcare | Malaysia | MD |  | SYMBIA.NET
Siemens Healthcare | Malaysia | MD |  | ADVIA CENTAUR® FT4
Siemens Healthcare | Malaysia | MD |  | ATELLICA® IM TOTAL HCG (THCG)
Siemens Healthcare | Malaysia | MD |  | ATELLICA® IM LUTEINIZING HORMONE (LH)
Siemens Healthcare | Malaysia | MD |  | ATELLICA® CH ENZYMATIC CREATININE_3 (ECRE3)
Siemens Healthcare | Malaysia | MD |  | ATELLICA® IM INTACT PARATHYROID HORMONE (PTH)
Siemens Healthcare | Malaysia | MD |  | VERSANT® kPCR Molecular System SP
Siemens Healthcare | Malaysia | MD |  | ATELLICA® CH ECSTASY (XTC)
Siemens Healthcare | Malaysia | MD |  | ATELLICA® IM HEPATITIS B E ANTIGEN (HBEAG)
Siemens Healthcare | Malaysia | MD |  | ATELLICA® CH ALPHA-1-ACID GLYCOPROTEIN (AAG)
Siemens Healthcare | Malaysia | MD |  | CLINITEK ADVANTUS ANALYZER
Siemens Healthcare | Malaysia | MD |  | ADVIA CENTAUR® ANTI MÜLLERIAN HORMONE (AMH)
Siemens Healthcare | Malaysia | MD |  | ATELLICA® IM SEX HORMONE BINDING GLOBULIN (SHBG)
Siemens Healthcare | Malaysia | MD |  | ATELLICA® IM FREE TRIIODOTHYRONINE (FT3)
Siemens Healthcare | Malaysia | MD |  | ADVIA CENTAUR® PHENOBARBITAL (PHNB)
Siemens Healthcare | Malaysia | MD |  | ATELLICA® CH GAMMA-GLUTAMYL TRANSFERASE (GGT)
Siemens Healthcare | Malaysia | MD |  | ARTIS ICONO FAMILY
Siemens Healthcare | Malaysia | MD |  | SYMBIA INTEVO
Siemens Healthcare | Malaysia | MD |  | ATELLICA CH URINARY/CEREBROSPINAL FLUID PROTEIN (UCFP)
Siemens Healthcare | Malaysia | MD |  | ATELLICA® CH ALANINE AMINOTRANSFERASE (ALT)
Siemens Healthcare | Malaysia | MD |  | ATELLICA CH ASPARTATE AMINOTRANSFERASE P5P (ASTPLC)
Siemens Healthcare | Malaysia | MD |  | YSIO MAX
Siemens Healthcare | Malaysia | MD |  | ADVIA®CHEMISTRY LACTATE (LAC)
Siemens Healthcare | Malaysia | MD |  | ATELLICA® IM RUBELLA IGG (RUB G)
Siemens Healthcare | Malaysia | MD |  | ADVIA CENTAUR® VALPROIC ACID (VALP)
Siemens Healthcare | Malaysia | MD |  | ATELLICA® CH C-REACTIVE PROTEIN_2 (CRP_2)
Siemens Healthcare | Malaysia | MD |  | MULTITOM RAX
Siemens Healthcare | Malaysia | MD |  | ATELLICA® IM CARCINOEMBRYONIC ANTIGEN (CEA)
Siemens Healthcare | Malaysia | MD |  | ATELLICA® IM DIGOXIN (DIG)
Siemens Healthcare | Malaysia | MD |  | SYMBIA SPECT FAMILY
Siemens Healthcare | Malaysia | MD |  | IMMULITE PRISCA PRENATAL RISK CALCULATION SOFTWARE
Siemens Healthcare | Malaysia | MD |  | ATELLICA® IM ANTI-HEPATITIS B E ANTIGEN (AHBE)
Siemens Healthcare | Malaysia | MD |  | ATELLICA® IM FOLATE (FOL)
Siemens Healthcare | Malaysia | MD |  | ADVIA CENTAUR® NT-PROBNP (PBNP)
Cepheid | Malaysia | MD |  | XPERT FLU
Cepheid | Malaysia | MD |  | XPERT XPRESS FLU/RSV
Cepheid | Malaysia | MD |  | XPERT MTB/RIF ULTRA
Cepheid | Malaysia | MD |  | XPERT BCR-ABL ULTRA
Cepheid | Malaysia | MD |  | XPERT CT/NG
Cepheid | Malaysia | MD |  | XPERT HIV-1 VIRAL LOAD
Cepheid | Malaysia | MD |  | XPERT FLU/RSV XC
Cepheid | Malaysia | MD |  | XPERT CARBA-R
Cepheid | Malaysia | MD |  | XPERT® HIV-1 QUAL XC
Cepheid | Malaysia | MD |  | XPERT C. DIFFICILE/EPI
Cepheid | Malaysia | MD |  | XPERT MRSA NXG
Thermo Fischer | Malaysia | MD |  | MAS IMMUNOASSAY CONTROLS
Thermo Fischer | Malaysia | MD |  | PS Stick with polyester tip applicator
Thermo Fischer | Malaysia | MD |  | NUNC IVF PETRI DISHES
Thermo Fischer | Malaysia | IVD |  | MICROBIAL-ISOLATE IDENTIFICATION AND TESTING IVDS - BIOCHEMICAL
Thermo Fischer | Malaysia | MD |  | Disposable sampling swab
Thermo Fischer | Malaysia | IVD |  | DRI TOXICOLOGY IVD CLUSTER
Thermo Fischer | Malaysia | MD |  | VERITI™ DX THERMAL CYCLER
Thermo Fischer | Malaysia | IVD |  | CEDIA TOXICOLOGY IVD CLUSTER
Thermo Fischer | Malaysia | MD |  | 1500 Series A2 Biological Safety Cabinet
Thermo Fischer | Malaysia | MD |  | CEDIA CYCLOSPORINE PLUS ASSAY
Thermo Fischer | Malaysia | IVD |  | BIOLOGICAL STAIN IVDS
Thermo Fischer | Malaysia | MD |  | TSX Series High-Performance Laboratory Refrigerator, Pharmacy
Thermo Fischer | Malaysia | MD |  | MULTIGENT ECSTASY ASSAY
Thermo Fischer | Malaysia | MD |  | PHENCYCLIDINE
Thermo Fischer | Malaysia | MD |  | TOX
Thermo Fischer | Malaysia | MD |  | Thermo Scientific Multifuge X Pro Series Centrifuges
Thermo Fischer | Malaysia | MD |  | TSX SERIES HIGH-PERFORMANCE BLOOD BANK REFRIGERATOR
Thermo Fischer | Malaysia | IVD |  | BIOLOGICAL STAINS IVDS
Thermo Fischer | Malaysia | MD |  | Thermo Scientific Megafuge ST Plus Series Centrifuges
Thermo Fischer | Malaysia | MD |  | BLOOD BANK CENTRIFUGES
Thermo Fischer | Malaysia | MD |  | FINNPIPETTE F2 MULTICHANNEL PIPETTE
Thermo Fischer | Malaysia | MD |  | MICROSCOPE SLIDES SUPERFROST ULTRA PLUS
Thermo Fischer | Malaysia | MD |  | MICROSCOPE SLIDES SUPERFROST
Thermo Fischer | Malaysia | MD |  | SHANDON EZ-MOUNT MOUNTANT
Thermo Fischer | Malaysia | MD |  | THERMO SCIENTIFIC CRYOPLUS STORAGE SYSTEM
Thermo Fischer | Malaysia | MD |  | RICHARD-ALLAN SCIENTIFIC NEUTRAL BUFFERED FORMALIN 10%
Thermo Fischer | Malaysia | MD |  | RICHARD-ALLAN SCIENTIFIC SIGNATURE SERIES HEMATOXYLIN 7211
Thermo Fischer | Malaysia | MD |  | RICHARD-ALLAN SCIENTIFIC HISTOPLAST PARAFFIN
Thermo Fischer | Malaysia | MD |  | SORVALL LEGEND X1
Thermo Fischer | Malaysia | MD |  | THERMO SCIENTIFIC PRECISION DUBNOFF SHAKING WATER BATH
Thermo Fischer | Malaysia | MD |  | NUNC EASYFLASK CELL CULTURE FLASKS
Thermo Fischer | Malaysia | MD |  | NUNC NON-CODED CRYOBANK VIAL SYSTEMS
Thermo Fischer | Malaysia | MD |  | STERILE DISPOSABLE PETG FLASK
Thermo Fischer | Malaysia | MD |  | NUNC LAB-TEK II CC2 CHAMBER SLIDE SYSTEM
Thermo Fischer | Malaysia | MD |  | HERAEUS MEGAFUGE 40
Thermo Fischer | Malaysia | MD |  | MICROSCOPE SLIDES PLAIN
Thermo Fischer | Malaysia | MD |  | THERMO TK
Thermo Fischer | Malaysia | MD |  | THERMO SCIENTIFIC REVCO DXF -40 DEGREE CELSIUS UPRIGHT ULTRA-LOW TEMPERATURE FREEZER
Thermo Fischer | Malaysia | MD |  | TSX Series High-Performance Undercounter Refrigerator
Thermo Fischer | Malaysia | IVD |  | MICROBIAL-ISOLATE IDENTIFICATION AND TESTING IVDS -BIOCHEMICAL
Thermo Fischer | Malaysia | MD |  | MAS IMMUNOLOGY CONTROL
Thermo Fischer | Malaysia | IVD |  | OXOID STREPTOCOCCAL GROUPING KIT
Thermo Fischer | Malaysia | IVD |  | GENERAL LABORATORY QUALITY CONTROLS IVDS
Thermo Fischer | Malaysia | MD |  | MicroTest™ M4RT® Multi-Microbe Media
Thermo Fischer | Malaysia | MD |  | Thermo Scientific Sorvall X Pro Series Centrifuges
Thermo Fischer | Malaysia | IVD |  | MICROBIOLOGICAL CULTURE MEDIA IVDS
Thermo Fischer | Malaysia | MD |  | TCAUTOMATION
Thermo Fischer | Malaysia | MD |  | KONELAB SUBSTARTE - ALBUMIN MST
Thermo Fischer | Malaysia | MD |  | CEDIA MYCOPHENOLIC ACID ASSAY
Thermo Fischer | Malaysia | MD |  | QUANTSTUDIO 5 DX REAL-TIME PCR
Thermo Fischer | Malaysia | MD |  | INDIKO SUBSTRATE (ENZYMATIC COLORIMETRIC)
Thermo Fischer | Malaysia | MD |  | QMS EVEROLIMUS IMMUNOASSAY
Thermo Fischer | Malaysia | MD |  | KONELAB IMMUNOGLOBULIN
Thermo Fischer | Malaysia | MD |  | Thermo Scientific Syntri Safeguard Clear-Rite 3
Thermo Fischer | Malaysia | MD |  | Thermo Scientific Syntri Safeguard Flex 100
Thermo Fischer | Malaysia | MD |  | Thermo Scientific Syntri Safeguard Isopropyl Alcohol
Thermo Fischer | Malaysia | MD |  | BARBITURATES
Thermo Fischer | Malaysia | MD |  | MAS OMNI-IMMUNE CONTROLS
Thermo Fischer | Malaysia | MD |  | Thermo Scientific Richard-Allan Scientific Pen-Fix
Thermo Fischer | Malaysia | MD |  | Thermo Scientific Richard-Allan Scientific Methyl Alcohol (High Purity)
Thermo Fischer | Malaysia | MD |  | PHENYTOIN
Thermo Fischer | Malaysia | IVD |  | SPECIMEN RECEPTACLE IVDS
Thermo Fischer | Malaysia | MD |  | Thermo Scientific Richard-Allan Scientific Bouin's Fluid
Thermo Fischer | Malaysia | MD |  | MAS URINE CHEMISTRY CONTROL
Thermo Fischer | Malaysia | MD |  | Multicell Cuvettes
Thermo Fischer | Malaysia | MD |  | IRON (981236)
Thermo Fischer | Malaysia | MD |  | KONELAB RHEUMATOID-INFLAMMATORY DISEASES MARKERS
Thermo Fischer | Malaysia | MD |  | liquid chromatography mass spectrometry [LCMSMS]
Thermo Fischer | Malaysia | MD |  | ETHANOL
Thermo Fischer | Malaysia | MD |  | MEDIFUGE SMALL BENCHTOP CENTRIFUGE
Thermo Fischer | Malaysia | MD |  | KONELAB ENZYME
Thermo Fischer | Malaysia | IVD |  | COVIPATH™ COVID-19 RT-PCR KIT
Thermo Fischer | Malaysia | MD |  | SALMONELLA AGGLUTINATING ANTISERA
Thermo Fischer | Malaysia | MD |  | QUANTSTUDIO™ 5 DX REAL‑TIME PCR INSTRUMENT
Thermo Fischer | Malaysia | MD |  | Spectrum Saliva Collection Device
Thermo Fischer | Malaysia | MD |  | PICO 17 AND 21 CENTRIFUGE
Thermo Fischer | Malaysia | IVD |  | MICROBIOLOGICAL CULTURE MEDIA IVDS
Thermo Fischer | Malaysia | IVD |  | GENERAL LABORATORYWARE IVDS
Thermo Fischer | Malaysia | IVD |  | PATHODXTRA STREP GROUPING KIT
Thermo Fischer | Malaysia | IVD |  | MICROBIAL-ISOLATE IDENTIFICATION AND TESTING IVDS - IMMUNOLOGICAL
Thermo Fischer | Malaysia | MD |  | LEGIONELLA LATEX TEST
Thermo Fischer | Malaysia | MD |  | BENZODIAZEPINES
Thermo Fischer | Malaysia | MD |  | SERUM BENZODIAZEPINES
Thermo Fischer | Malaysia | MD |  | DOA MC
Thermo Fischer | Malaysia | MD |  | Thermo Scientific Sorvall ST Plus Series Centrifuges
Thermo Fischer | Malaysia | MD |  | COVERGLASS
Thermo Fischer | Malaysia | MD |  | MICROSCOPE SLIDES PLAIN GROUND 90 DEGREES
Thermo Fischer | Malaysia | MD |  | MICROSCOPE SLIDES PLAIN 45 DEGREE
Thermo Fischer | Malaysia | MD |  | NUNC 384-WELL POLYSTYRENE BLACK MICROPLATES
Thermo Fischer | Malaysia | MD |  | THERMO SCIENTIFIC SHANDON CRYOMATRIX EMBEDDING RESIN
Thermo Fischer | Malaysia | MD |  | NUNC LINEAR BARCODED TUBE
Thermo Fischer | Malaysia | MD |  | NUNC PETG ROLLER BOTTLE
Thermo Fischer | Malaysia | MD |  | NALGENE SINGLE-USE PETG ERLENMEYER FLASKS WITH PLAIN BOTTOM
Thermo Fischer | Malaysia | MD |  | NUNC CELL-CULTURE TREATED MULTIDISHES
Thermo Fischer | Malaysia | MD |  | NUNC CELL CULTURE TREATED FLASKS WITH SOLID CAPS
Thermo Fischer | Malaysia | MD |  | NUNC CELL CULTURE DISHES
Thermo Fischer | Malaysia | MD |  | SINGLE CYTOFUNNEL WITH WHITE FILTER CARDS
Thermo Fischer | Malaysia | MD |  | THERMO SCIENTIFIC FORMA 8600 SERIES -40 DEGREE CELSIUS ULTRA-LOW TEMPERATURE CHEST FREEZERS
Thermo Fischer | Malaysia | MD |  | THERMO SCIENTIFIC FORMA STERI-CULT CO2 INCUBATOR
Thermo Fischer | Malaysia | MD |  | THERMO SCIENTIFIC FORMA ENVIRONMENTAL CHAMBERS
Thermo Fischer | Malaysia | MD |  | NUNC LAB-TEK CHAMBER COVERGLASS
Thermo Fischer | Malaysia | MD |  | MICROSCOPE SLIDES SUPERFROST 45 DEGREE
Thermo Fischer | Malaysia | MD |  | THERMO SCIENTIFIC REVCO CXF SERIES -86 DEGREE CELSIUS ULTRA-LOW TEMPERATURE CHEST FREEZER
Thermo Fischer | Malaysia | MD |  | THERMO SCIENTIFIC REVCO EXF -86 DEGREE CELSIUS UPRIGHT ULTRA-LOW TEMPERATURE FREEZER
Thermo Fischer | Malaysia | MD |  | HM450 SLIDING MICROTOME
Thermo Fischer | Malaysia | MD |  | FINNTIP 250 UNIVERSAL STERILE
Thermo Fischer | Malaysia | MD |  | MICROSCOPE SLIDES SUPERFROST PLUS
Thermo Fischer | Malaysia | MD |  | THERMO SCIENTIFIC SHANDON ENVI-RO-TECH FREEZING SPRAY
Thermo Fischer | Malaysia | MD |  | SORVALL ST8 SMALL BENCHTOP CENTRIFUGE
Thermo Fischer | Malaysia | MD |  | NALGENE SINGLE-USE PETG ERLENMEYER FLASK WITH BAFFLED BOTTOM
Thermo Fischer | Malaysia | MD |  | NUNC CODED CRYOBANK VIAL SYSTEM
Thermo Fischer | Malaysia | MD |  | MAS OMNI-IMMUNE PRO CONTROLS
Thermo Fischer | Malaysia | MD |  | NUNC LAB-TEK II CHAMBER SLIDE SYSTEM
Thermo Fischer | Malaysia | MD |  | RICHARD-ALLAN SCIENTIFIC STAIN
Thermo Fischer | Malaysia | MD |  | F1-CLIPTIP MULTICHANNEL PIPETTE
Thermo Fischer | Malaysia | MD |  | FORMA 900 SERIES -86 DEGREE CELCIUS UPRIGHT ULTRA-LOW TEMPERATURE FREEZERS
Thermo Fischer | Malaysia | MD |  | NUNC LAB-TEK II CHAMBERED COVERGLASS
Thermo Fischer | Malaysia | MD |  | THERMO SCIENTIFIC FORMA 7000 SERIES -40 DEGREE CELSIUS UPRIGHT ULTRA-LOW TEMPERATURE FREEZERS
Thermo Fischer | Malaysia | MD |  | 1300 Series A2 Biological Safety Cabinet
Thermo Fischer | Malaysia | MD |  | THERMO SCIENTIFIC REVCO CXF SERIES -40 DEGREE CELSIUS ULTRA-LOW TEMPERATURE CHEST FREEZER
Thermo Fischer | Malaysia | MD |  | MAS DOA TOTAL
Thermo Fischer | Malaysia | MD |  | PHENOBARBITAL
Thermo Fischer | Malaysia | MD |  | QUINIDINE
Thermo Fischer | Malaysia | MD |  | CEDIA CYCLOSPORINE
Thermo Fischer | Malaysia | MD |  | GENTAMICIN
Thermo Fischer | Malaysia | MD |  | INDIKO SUBSTRATE (ENZYMATIC METHOD)
Thermo Fischer | Malaysia | MD |  | ANTIMICROBIAL SUSCEPTIBILITY TESTING STANDARD MEDIA
Thermo Fischer | Malaysia | MD |  | QMS EVEROLIMUS
Thermo Fischer | Malaysia | IVD |  | ANTIMICROBIAL SUSCEPTIBILITY TESTING IVDS
Thermo Fischer | Malaysia | MD |  | KONELAB SUBSTARTE (COLORIMETRIC)
Thermo Fischer | Malaysia | MD |  | Thermo Scientific Slotted Cassette 2 with Lids
Thermo Fischer | Malaysia | MD |  | Thermo Scientific Syntri Safeguard 100% Dehydrant
Thermo Fischer | Malaysia | MD |  | Thermo Scientific Syntri Safeguard Formal-Fixx
Thermo Fischer | Malaysia | MD |  | Thermo Scientific Revos
Thermo Fischer | Malaysia | MD |  | Thermo Scientific Slide Basket Transfer System
Thermo Fischer | Malaysia | MD |  | Thermo Scientific Menzel-Gläser SuperFrost Microscope Slides
Thermo Fischer | Malaysia | MD |  | Thermo Scientific Shandon Harris Hematoxylin (Acidified)
Thermo Fischer | Malaysia | MD |  | Thermo Scientific Shandon Synthetic Mountant
Thermo Fischer | Malaysia | MD |  | Thermo Scientific Shandon Cryochrome Blue
Thermo Fischer | Malaysia | MD |  | Thermo Scientific Richard-Allan Scientific Differentiating Solution
Thermo Fischer | Malaysia | MD |  | Thermo Scientific Richard-Allan Scientific Methyl Alcohol
Thermo Fischer | Malaysia | MD |  | Thermo Scientific PrintMate Slotted Cassettes with Lids
Thermo Fischer | Malaysia | MD |  | Thermo Scientific Thinline Slotted Cassettes with Lids
Thermo Fischer | Malaysia | MD |  | Thermo Scientific Syntri Safeguard 10% Neutral Buffered Formalin
Thermo Fischer | Malaysia | MD |  | Thermo Scientific Syntri Safeguard Pen-Fix
Thermo Fischer | Malaysia | MD |  | Thermo Scientific Syntri Safeguard Xylene
Thermo Fischer | Malaysia | MD |  | OPIATES
Thermo Fischer | Malaysia | MD |  | Thermo Scientific Bouin's Fluid
Thermo Fischer | Malaysia | MD |  | Thermo Scientific 10% Neutral Buffered Formalin
Thermo Fischer | Malaysia | MD |  | Thermo Scientific Richard-Allan Scientific Mark-It Tissue Marking Dye
Thermo Fischer | Malaysia | MD |  | Thermo Scientific Richard-Allan Scientific Mounting Medium
Thermo Fischer | Malaysia | MD |  | Thermo Scientific Double Cytofunnel Disposable Sample Chambers with White Filter Cards
Thermo Fischer | Malaysia | MD |  | Thermo Scientific Richard-Allan Scientific Gill 3 Hematoxylin
Thermo Fischer | Malaysia | MD |  | Thermo Scientific Richard-Allan Scientific Modified Harris Hematoxylin
Thermo Fischer | Malaysia | MD |  | Thermo Scientific Richard-Allan Scientific Wright-Giemsa Stain
Thermo Fischer | Malaysia | MD |  | Thermo Scientific Richard-Allan Scientific Phosphate Buffer
Thermo Fischer | Malaysia | MD |  | Thermo Scientific Richard-Allan Scientific Safranin O Stain Solution
Thermo Fischer | Malaysia | MD |  | Thermo Scientific Richard-Allan Scientific Potassium Ferrocyanide Solution
Thermo Fischer | Malaysia | MD |  | Thermo Scientific Richard-Allan Scientific Alcian Blue pH2.5 Stain Solution
Thermo Fischer | Malaysia | MD |  | Thermo Scientific Richard-Allan Scientific ParaPel
Thermo Fischer | Malaysia | MD |  | KONELAB ELECTROLYTE
Thermo Fischer | Malaysia | MD |  | Thermo Scientific Cryocassette 10mm Diameter
Thermo Fischer | Malaysia | MD |  | MAS SERUM CHEMISTRY CONTROL
Thermo Fischer | Malaysia | MD |  | MAS OMNI CONTROLS
Thermo Fischer | Malaysia | MD |  | MAS DIABETES CONTROL
Thermo Fischer | Malaysia | MD |  | MICROBIOLOGY CULTURE MEDIA
Thermo Fischer | Malaysia | MD |  | Thermo Scientific CW3 Cell Washer
Thermo Fischer | Malaysia | MD |  | Thermo Scientific SL Plus Series Centrifuges
Thermo Fischer | Malaysia | MD |  | FORMA FDE SERIES -86 ULT FREEZERS
Thermo Fischer | Malaysia | MD |  | FORMA FDE SERIES -40 ULT FREEZERS
Thermo Fischer | Malaysia | MD |  | CARBAMAZEPINE
Thermo Fischer | Malaysia | MD |  | HERAEUS MEGAFUGE 8 SMALL BENCHTOP CENTRIFUGE
Thermo Fischer | Malaysia | MD |  | AMPHETAMINE/METHAMPHETAMINE
Thermo Fischer | Malaysia | MD |  | 1500 Series A2 Biological Safety Cabinet
Thermo Fischer | Malaysia | MD |  | SORVALL LEGEND MICRO CENTRIFUGES
Thermo Fischer | Malaysia | MD |  | QUANTSTUDIO DX REALTIME PCR
Thermo Fischer | Malaysia | MD |  | TOBRAMYCIN
Thermo Fischer | Malaysia | MD |  | SORVALL ST8R SMALL BENCHTOP CENTRIFUGE
Thermo Fischer | Malaysia | MD |  | HERAEUS FRESCO CENTRIFUGE
Thermo Fischer | Malaysia | MD |  | NALGENE GENERAL LONG-TERM STORAGE CRYOGENIC TUBES
Thermo Fischer | Malaysia | MD |  | KONELAB LIPOPROTEINS
Thermo Fischer | Malaysia | MD |  | SORVALL ST 8FR FLOOR-STANDING COMPACT CENTRIFUGE, REFRIGERATED
Thermo Fischer | Malaysia | MD |  | REMEL XPECT® GIARDIA/ CRYPTOSPORIDIUM
Thermo Fischer | Malaysia | MD |  | CANNABINOIDS
Thermo Fischer | Malaysia | IVD |  | MAGMAX™ VIRAL/PATHOGEN II NUCLEIC ACID ISOLATION KIT
Thermo Fischer | Malaysia | MD |  | TSX SERIES HIGH-PERFORMANCE PLASMA FREEZER
Thermo Fischer | Malaysia | MD |  | METHADONE
Thermo Fischer | Malaysia | MD |  | NUNC BIOBANKING AND CELL CULTURE CRYOGENIC TUBE
Thermo Fischer | Malaysia | MD |  | CEDIA MYCOPHENOLIC ACID (MPA)
Thermo Fischer | Malaysia | MD |  | PROPOXYPHENE
Thermo Fischer | Malaysia | MD |  | INDIKO/INDIKO PLUS CLINICAL CHEMISTRY ANALYZER
Thermo Fischer | Malaysia | IVD |  | MICROBIOLOGY BIOCHEMICAL TESTING IVDS-REMEL PYR TEST KIT AND C. ALBICANS SCREEN
Thermo Fischer | Malaysia | IVD |  | CRYPTOCOCCUS ANTIGEN TEST KIT
Thermo Fischer | Malaysia | MD |  | THERMO SCIENTIFIC CRYOPLUS STORAGE SYSTEM
Beckman Coulter, Inc. | Mexican | MD |  | ICHEM VELOCITY CALCHEK KIT | III. AGENTES DE DIAGNÓSTICO
Beckman Coulter, Inc. | Mexican | MD |  | RF LÁTEX CALIBRATOR | III. AGENTES DE DIAGNÓSTICO
Beckman Coulter, Inc. | Mexican | MD |  | COULTER CLONE B4-FITC/COULTER CLONE B4-RD1 | III. AGENTES DE DIAGNÓSTICO
Beckman Coulter, Inc. | Mexican | MD |  | VCHEM 10 SG URINE CHEMISTRYSTRIPS | III. AGENTES DE DIAGNÓSTICO
Beckman Coulter, Inc. | Mexican | MD |  | KITDEREACTIVOS, CONTROLESYCALIBRADORES IQ / IRIS | III. AGENTES DE DIAGNÓSTICO
Beckman Coulter, Inc. | Mexican | MD |  | EMIT® 2000 DIGOXIN | III. AGENTES DE DIAGNÓSTICO
Beckman Coulter, Inc. | Mexican | MD |  | IQ BODY FLUIDS REAGENTS ANDCONTROLS | III. AGENTES DE DIAGNÓSTICO
Beckman Coulter, Inc. | Mexican | MD |  | ACCESS IL-6 | III. AGENTES DE DIAGNÓSTICO
Beckman Coulter, Inc. | Mexican | MD |  | LIPASA | III. AGENTES DE DIAGNÓSTICO
Beckman Coulter, Inc. | Mexican | MD |  | SENTINEL FOSFATASA ÁCIDA | III. AGENTES DE DIAGNÓSTICO
Beckman Coulter, Inc. | Mexican | MD |  | URINE CHEMISTRY CALIBRATOR | III. AGENTES DE DIAGNÓSTICO
Beckman Coulter, Inc. | Mexican | MD |  | MICROSCAN RAPID YEAST ID PANEL. | III. AGENTES DE DIAGNÓSTICO
Beckman Coulter, Inc. | Mexican | MD |  | SYNCHRON CONTROL MULTILEVEL (LEVEL 1-3) COMPREHENSIVE CHEMISTRY CONTROL SERUM. | III. AGENTES DE DIAGNÓSTICO
Beckman Coulter, Inc. | Mexican | MD |  | MICROSCAN HNID PANEL. | III. AGENTES DE DIAGNÓSTICO
Beckman Coulter, Inc. | Mexican | MD |  | READY TO USE LEICA BIOSYSTEMS IMMUNOHISTOCHEMICAL MARKERS: PANEL PARA HEMATOPATOLOGÍA | III. AGENTES DE DIAGNÓSTICO
Beckman Coulter, Inc. | Mexican | MD |  | COULTER DIFF AC • T PAK | III. AGENTES DE DIAGNÓSTICO
Beckman Coulter, Inc. | Mexican | MD |  | CYTO-STAT®/COULTER CLONE® T11-RD1/B1-FITC | III. AGENTES DE DIAGNÓSTICO
Beckman Coulter, Inc. | Mexican | MD |  | DXH 520 INSTRUMENT | I. EQUIPO MÉDICO
Beckman Coulter, Inc. | Mexican | MD |  | MICROSCAN RAPID ANAEROBE ID PANEL | III. AGENTES DE DIAGNÓSTICO
Beckman Coulter, Inc. | Mexican | MD |  | COULTER® LH SERIES PAK REAGENT KIT | III. AGENTES DE DIAGNÓSTICO
Beckman Coulter, Inc. | Mexican | MD |  | FLOW CHECK™ FLUOROESFERAS | III. AGENTES DE DIAGNÓSTICO
Beckman Coulter, Inc. | Mexican | MD |  | COULTER DXH CELL LYSE | III. AGENTES DE DIAGNÓSTICO
Beckman Coulter, Inc. | Mexican | MD |  | COULTER LH 780 HEMATOLOGY SYSTEM | I. EQUIPO MÉDICO
Beckman Coulter, Inc. | Mexican | MD |  | CYTO-STAT® TETRACHROME CD45-FITC/CD56-RD1/CD19-ECD/CD3-PC5 | III. AGENTES DE DIAGNÓSTICO
Beckman Coulter, Inc. | Mexican | MD |  | DXM MICROSCAN WALKAWAY INSTRUMENT | I. EQUIPO MÉDICO
Beckman Coulter, Inc. | Mexican | MD |  | PANELES MICROSCAN PARA GRAMNEGATIVOS DESHIDRATADOS. | III. AGENTES DE DIAGNÓSTICO
Beckman Coulter, Inc. | Mexican | MD |  | PANELES MICROSCAN PARA GRAMPOSITIVOS DESHIDRATADOS | III. AGENTES DE DIAGNÓSTICO
Beckman Coulter, Inc. | Mexican | MD |  | COULTER 6C PLUS CELL CONTROL | III. AGENTES DE DIAGNÓSTICO
Beckman Coulter, Inc. | Mexican | MD |  | READY TO USE LEICA BIOSYSTEMS IMMUNOHISTOCHEMICAL MARKERS: PANEL PARA DERMATOPATOLOGÍA | III. AGENTES DE DIAGNÓSTICO
Beckman Coulter, Inc. | Mexican | MD |  | READY TO USE LEICA BIOSYSTEMS IMMUNOHISTOCHEMICAL MARKERS: PANEL PARA GINECOPATOLOGÍA. | III. AGENTES DE DIAGNÓSTICO
Beckman Coulter, Inc. | Mexican | MD |  | LEICA BIOSYSTEMS IMMUNOHISTOCHEMICAL MARKERS: PANEL PARA HEMATOPATOLOGÍA | III. AGENTES DE DIAGNÓSTICO
Beckman Coulter, Inc. | Mexican | MD |  | CLEARLLAB REAGENTS | III. AGENTES DE DIAGNÓSTICO
Beckman Coulter, Inc. | Mexican | MD |  | INFINITY TM LITHIUM (LI) REAGENT FOR BECKMAN COULTER AU® CHEMISTRY ANALYZERS | III. AGENTES DE DIAGNÓSTICO
Beckman Coulter, Inc. | Mexican | MD |  | INFINITY AMMONIA REAGENT FOR BECKMAN COULTER AU CHEMISTRY ANALYZERS | III. AGENTES DE DIAGNÓSTICO
Beckman Coulter, Inc. | Mexican | MD |  | UNICEL DXH 900 | I. EQUIPO MÉDICO
Beckman Coulter, Inc. | Mexican | MD |  | IQ 200 | I. EQUIPO MÉDICO
Beckman Coulter, Inc. | Mexican | MD |  | ICHEM® VELOCITYTM | I. EQUIPO MÉDICO
Beckman Coulter, Inc. | Mexican | MD |  | READY TO USE LEICA BIOSYSTEMS IMMUNOHISTOCHEMICAL MARKERS: PANEL DE UROPATOLOGÍA. | III. AGENTES DE DIAGNÓSTICO
Beckman Coulter, Inc. | Mexican | MD |  | LEICA BIOSYSTEMS IMMUNOHISTOCHEMICAL MARKERS: PANEL PARA DERMATOPATOLOGÍA. | III. AGENTES DE DIAGNÓSTICO
Beckman Coulter, Inc. | Mexican | MD |  | LEICA BIOSYSTEMS IMMUNOHISTOCHEMICAL MARKERS: PANEL PARA GINECOPATOLOGÍA | III. AGENTES DE DIAGNÓSTICO
Beckman Coulter, Inc. | Mexican | MD |  | ACCESS SENSITIVE ESTRADIOL. | III. AGENTES DE DIAGNÓSTICO
Beckman Coulter, Inc. | Mexican | MD |  | ACCESORIES FOR TCM4 SERIES BLOOD GAS MONITORING SYSTEM | I. EQUIPO MÉDICO
Beckman Coulter, Inc. | Mexican | MD |  | BECKMAN COULTER APO A1. | III. AGENTES DE DIAGNÓSTICO
Beckman Coulter, Inc. | Mexican | MD |  | CASETE DE ELECTRODOS SC90 | III. AGENTES DE DIAGNÓSTICO
Beckman Coulter, Inc. | Mexican | MD |  | BECKMAN COULTER URINE CALIBRATOR | III. AGENTES DE DIAGNÓSTICO
Beckman Coulter, Inc. | Mexican | MD |  | BECKMAN COULTER CK-MB CALIBRATOR, CK-MB CONTROL SERUM LEVEL 1 Y 2 | III. AGENTES DE DIAGNÓSTICO
Beckman Coulter, Inc. | Mexican | MD |  | IGE AU & DUOCAL IGE-SET | III. AGENTES DE DIAGNÓSTICO
Beckman Coulter, Inc. | Mexican | MD |  | ACCESS PAPP - A | III. AGENTES DE DIAGNÓSTICO
Beckman Coulter, Inc. | Mexican | MD |  | NAVIOS EX FLOW CYTOMETER | I. EQUIPO MÉDICO
Beckman Coulter, Inc. | Mexican | MD |  | CONTROL SERUM 1 Y 2 | III. AGENTES DE DIAGNÓSTICO
Beckman Coulter, Inc. | Mexican | MD |  | ACCESS HSTNL | III. AGENTES DE DIAGNÓSTICO
Beckman Coulter, Inc. | Mexican | MD |  | IOTEST ANTI-MYELOPEROXIDASA PE | III. AGENTES DE DIAGNÓSTICO
Beckman Coulter, Inc. | Mexican | MD |  | IOTEST ANTI HLA DR PACIFIC BLUE | III. AGENTES DE DIAGNÓSTICO
Beckman Coulter, Inc. | Mexican | MD |  | SYNCHRON® SYSTEMS TG TRIGLYCERIDES REAGENT | III. AGENTES DE DIAGNÓSTICO
Beckman Coulter, Inc. | Mexican | MD |  | BECKMAN COULTER METHADONE. | III. AGENTES DE DIAGNÓSTICO
Beckman Coulter, Inc. | Mexican | MD |  | BECKMAN COULTER ISE HIGH SERUM STANDARD | III. AGENTES DE DIAGNÓSTICO
Beckman Coulter, Inc. | Mexican | MD |  | BECKMAN COULTER CRP | III. AGENTES DE DIAGNÓSTICO
Beckman Coulter, Inc. | Mexican | MD |  | BECKMAN COULTER DXH 560 | I. EQUIPO MÉDICO
Beckman Coulter, Inc. | Mexican | MD |  | MICROSCANRAPIDNEGIDTYPE3Y SUS REACTIVOS | III. AGENTES DE DIAGNÓSTICO
Beckman Coulter, Inc. | Mexican | MD |  | HBA1C ADVANCEDHEMOGLOBINA A1C | III. AGENTES DE DIAGNÓSTICO
Beckman Coulter, Inc. | Mexican | MD |  | DXFLEX DAILY QC FLUOROSPHERES | III. AGENTES DE DIAGNÓSTICO
Beckman Coulter, Inc. | Mexican | MD |  | EMIT® II PLUS PROPOXYPHENE ASSAY | III. AGENTES DE DIAGNÓSTICO
Beckman Coulter, Inc. | Mexican | MD |  | EMIT® II PLUS BENZODIAZEPINE ASSAY | III. AGENTES DE DIAGNÓSTICO
Beckman Coulter, Inc. | Mexican | MD |  | EMIT® TOX™ ACETAMINOPHEN ASSAY | III. AGENTES DE DIAGNÓSTICO
Beckman Coulter, Inc. | Mexican | MD |  | EMIT® 2000 VALPROIC ACID ASSAY | III. AGENTES DE DIAGNÓSTICO
Beckman Coulter, Inc. | Mexican | MD |  | EMIT® TOX™ SALICYLIC ACID ASSAY | III. AGENTES DE DIAGNÓSTICO
Beckman Coulter, Inc. | Mexican | MD |  | EMIT® II PLUS BARBITURATE ASSAY | III. AGENTES DE DIAGNÓSTICO
Beckman Coulter, Inc. | Mexican | MD |  | EMIT® II PLUS OPIATE ASSAY | III. AGENTES DE DIAGNÓSTICO
Beckman Coulter, Inc. | Mexican | MD |  | EMIT® 2000 THEOPHYLLINE | III. AGENTES DE DIAGNÓSTICO
Beckman Coulter, Inc. | Mexican | MD |  | ACCESS PCT | III. AGENTES DE DIAGNÓSTICO
Beckman Coulter, Inc. | Mexican | MD |  | EMIT® II PLUS COCAINE METABOLITE ASSAY | III. AGENTES DE DIAGNÓSTICO
Abbott | Mexican | MD |  | ABBOTT TRANSPLANTPRETREATMENT TUBES | III. AGENTES DE DIAGNÓSTICO
Abbott | Mexican | MD |  | ARCHITECT TOTAL PROTEIN2. | III. AGENTES DE DIAGNÓSTICO
Abbott | Mexican | MD |  | REACTIVO DE DIAGNÓSTICO INVITRO PARA AMILASA TOTAL. | III. AGENTES DE DIAGNÓSTICO
Abbott | Mexican | MD |  | ALINITY C FRUCTOSAMINE | III. AGENTES DE DIAGNÓSTICO
Abbott | Mexican | MD |  | ALINITY C TOTAL BILIRUBIN | III. AGENTES DE DIAGNÓSTICO
Abbott | Mexican | MD |  | ALINITY C THEOPHYLINE | III. AGENTES DE DIAGNÓSTICO
Abbott | Mexican | MD |  | C. DIFF QUIK CHEK COMPLETE | III. AGENTES DE DIAGNÓSTICO
Abbott | Mexican | MD |  | ALINITY I PEPSINOGEN II | III. AGENTES DE DIAGNÓSTICO
Abbott | Mexican | MD |  | REACTIVO DE PREPARACIÓN DEMUESTRASPARAEXTRAERÁCIDOSNUCLEICOS | III. AGENTES DE DIAGNÓSTICO
Abbott | Mexican | MD |  | CTNL CARTRIADGE ABBOTT | III. AGENTES DE DIAGNÓSTICO
Abbott | Mexican | MD |  | ARCHITECT C-PEPTIDE | III. AGENTES DE DIAGNÓSTICO
Abbott | Mexican | MD |  | ALINITY M HR HPV | III. AGENTES DE DIAGNÓSTICO
Abbott | Mexican | MD |  | ALINITY I ACTIVE-B12(HOLOTRANSCOBALAMINA) | III. AGENTES DE DIAGNÓSTICO
Abbott | Mexican | MD |  | ALINITY M SYSTEM. | I. EQUIPO MÉDICO
Abbott | Mexican | MD |  | ORATECT ORAL FLUID DRUGSCREEN DEVICE | III. AGENTES DE DIAGNÓSTICO
Abbott | Mexican | MD |  | ALINITY I PEPSINOGEN I | III. AGENTES DE DIAGNÓSTICO
Abbott | Mexican | MD |  | ALINITY I SCC | III. AGENTES DE DIAGNÓSTICO
Abbott | Mexican | MD |  | AFINION CRP | III. AGENTES DE DIAGNÓSTICO
Abbott | Mexican | MD |  | AFINION™ 2 | I. EQUIPO MÉDICO
Abbott | Mexican | MD |  | ALINITY I METHOREXATO | III. AGENTES DE DIAGNÓSTICO
Abbott | Mexican | MD |  | ALINITY M SYSTEM SOLUTIONS | III. AGENTES DE DIAGNÓSTICO
Abbott | Mexican | MD |  | ALINITY C AMIKACIN REAGENT KIT | III. AGENTES DE DIAGNÓSTICO
Abbott | Mexican | MD |  | ALINITY C PROTEINS CONTROL KIT | III. AGENTES DE DIAGNÓSTICO
Abbott | Mexican | MD |  | ALINITY I DHEA-S | III. AGENTES DE DIAGNÓSTICO
Abbott | Mexican | MD |  | ALINITY C TOBRAMYCIN. | III. AGENTES DE DIAGNÓSTICO
Abbott | Mexican | MD |  | ALINITY C PROTEINS STANDARD | III. AGENTES DE DIAGNÓSTICO
Abbott | Mexican | MD |  | ALINITY I PIVKA-II. | III. AGENTES DE DIAGNÓSTICO
Abbott | Mexican | MD |  | ALINITY C ASO | III. AGENTES DE DIAGNÓSTICO
Abbott | Mexican | MD |  | ALINITY C LP(A) | III. AGENTES DE DIAGNÓSTICO
Abbott | Mexican | MD |  | ALINITY C RF. | III. AGENTES DE DIAGNÓSTICO
Abbott | Mexican | MD |  | MULTIGENT OPIATES REACTIVOS Y CALIBRADORES | III. AGENTES DE DIAGNÓSTICO
Abbott | Mexican | MD |  | MULTIGENT BENZODIAZEPINES REAGENT KIT | III. AGENTES DE DIAGNÓSTICO
Abbott | Mexican | MD |  | MULTIGENT BARBITURATES REAGENT KIT. | III. AGENTES DE DIAGNÓSTICO
Abbott | Mexican | MD |  | MULTIGENT AMPHETAMINE / METHAMPHETAMINE REAGENT KIT. | III. AGENTES DE DIAGNÓSTICO
Abbott | Mexican | MD |  | ID NOW RSV | III. AGENTES DE DIAGNÓSTICO
Abbott | Mexican | MD |  | ID NOW RSV CONTROL SWAB KIT | III. AGENTES DE DIAGNÓSTICO
Abbott | Mexican | MD |  | VYSIS ALK BREAK APART FISH PROBE KIT | III. AGENTES DE DIAGNÓSTICO
Abbott | Mexican | MD |  | ID NOW INFLUENZA A & B CONTROL SWAB KIT | III. AGENTES DE DIAGNÓSTICO
Abbott | Mexican | MD |  | ALINITY C PHENOBARBITAL | III. AGENTES DE DIAGNÓSTICO
Abbott | Mexican | MD |  | ALINITY C A-1-AGP | III. AGENTES DE DIAGNÓSTICO
Abbott | Mexican | MD |  | ALINITY C Β2-MICROGLOBULIN | III. AGENTES DE DIAGNÓSTICO
Abbott | Mexican | MD |  | ALINITY C ASO-RF CONTROL | III. AGENTES DE DIAGNÓSTICO
Abbott | Mexican | MD |  | ALINITY C FERRITIN/MYOGLOBIN/IGE CONTROL KIT | III. AGENTES DE DIAGNÓSTICO
Abbott | Mexican | MD |  | ID NOW INFLUENZA A & B 2 | III. AGENTES DE DIAGNÓSTICO
Abbott | Mexican | MD |  | ALINITY C A1 ANTITRYPSIN | III. AGENTES DE DIAGNÓSTICO
Abbott | Mexican | MD |  | ALERE NT-PROBNP FOR ARCHITECT | III. AGENTES DE DIAGNÓSTICO
Abbott | Mexican | MD |  | ARCHITECT THYROGLOBULIN | III. AGENTES DE DIAGNÓSTICO
Abbott | Mexican | MD |  | ALINITY C CLINICAL CHEMISTRY CONTROL 1 KIT | III. AGENTES DE DIAGNÓSTICO
Abbott | Mexican | MD |  | ID NOW INSTRUMENT | I. EQUIPO MÉDICO
Abbott | Mexican | MD |  | ALINITY C VALPROIC ACID. | III. AGENTES DE DIAGNÓSTICO
Abbott | Mexican | MD |  | ALINITY I B∙R∙A∙H∙M∙S PCT | III. AGENTES DE DIAGNÓSTICO
Abbott | Mexican | MD |  | ALINITY C MYOGLOBIN | III. AGENTES DE DIAGNÓSTICO
Abbott | Mexican | MD |  | MULTI-LINK MINI VISION® RX AND MULTI-LINK VISION® RX CORONARY STENT SYSTEM | II. PROTESIS, ÓRTESIS Y AYUDAS FUNCIONALES
Abbott | Mexican | MD |  | ALINITY C IMMUNO CONTROL | III. AGENTES DE DIAGNÓSTICO
Abbott | Mexican | MD |  | ALERE NT-PROBNP FOR ALINITY I. | III. AGENTES DE DIAGNÓSTICO
Abbott | Mexican | MD |  | ALINITY I SHBG | III. AGENTES DE DIAGNÓSTICO
Abbott | Mexican | MD |  | ALAMBRE GUÍA HI-TORQUE TURNTRAC. | V. MATERIALES QUIRÚRGICOS Y DE CURACIÓN
Abbott | Mexican | MD |  | ABBOTT CERVI-COLLECT SPECIMEN COLLECTION KIT | III. AGENTES DE DIAGNÓSTICO
Abbott | Mexican | MD |  | ALINITY S HBSAG CONFIRMATORY | III. AGENTES DE DIAGNÓSTICO
Abbott | Mexican | MD |  | ALINITY C CK-MB | III. AGENTES DE DIAGNÓSTICO
Abbott | Mexican | MD |  | ALINITY I C-PEPTIDE | III. AGENTES DE DIAGNÓSTICO
Abbott | Mexican | MD |  | ALINITY C SPECIFIC PROTEINS MULTICONSTITUENT CALIBRATOR KIT | III. AGENTES DE DIAGNÓSTICO
Abbott | Mexican | MD |  | ALINITY C CHOLINESTERASE | III. AGENTES DE DIAGNÓSTICO
Abbott | Mexican | MD |  | CELL-DYN SHEATH | III. AGENTES DE DIAGNÓSTICO
Abbott | Mexican | MD |  | CELL-DYN DILUENT | III. AGENTES DE DIAGNÓSTICO
Abbott | Mexican | MD |  | ALINITY C LAMBDA LIGHT CHAINS | III. AGENTES DE DIAGNÓSTICO
Abbott | Mexican | MD |  | ALINITY C TOTAL BILE ACIDS | III. AGENTES DE DIAGNÓSTICO
Abbott | Mexican | MD |  | ALINITY C HBDH | III. AGENTES DE DIAGNÓSTICO
Abbott | Mexican | MD |  | ALINITY C PLASMAPROTEINS CAL 3X KIT | III. AGENTES DE DIAGNÓSTICO
Abbott | Mexican | MD |  | ALINITY S HBSAG | III. AGENTES DE DIAGNÓSTICO
Abbott | Mexican | MD |  | ALINITY I CYFRA 21-1 | III. AGENTES DE DIAGNÓSTICO
Abbott | Mexican | MD |  | ALINITY S ANTI-HCV | III. AGENTES DE DIAGNÓSTICO
Abbott | Mexican | MD |  | ALINITY S HIV AG/AB COMBO | III. AGENTES DE DIAGNÓSTICO
Abbott | Mexican | MD |  | ALINITY C KAPPA LIGHT CHAINS | III. AGENTES DE DIAGNÓSTICO
Abbott | Mexican | MD |  | ALINITY C AMMONIA | III. AGENTES DE DIAGNÓSTICO
Abbott | Mexican | MD |  | ALINITY C CERULOPLASMIN | III. AGENTES DE DIAGNÓSTICO
Abbott | Mexican | MD |  | ALINITY I PROGRP | III. AGENTES DE DIAGNÓSTICO
Abbott | Mexican | MD |  | ALINITY C PREALBUMIN | III. AGENTES DE DIAGNÓSTICO
Abbott | Mexican | MD |  | ALINITY C IRON. | III. AGENTES DE DIAGNÓSTICO
Abbott | Mexican | MD |  | ALINITY I HOMOCYSTEINE | III. AGENTES DE DIAGNÓSTICO
Abbott | Mexican | MD |  | ALINITY C CREATININE (ENZYMATIC) | III. AGENTES DE DIAGNÓSTICO
Abbott | Mexican | MD |  | ALINITY C LITHIUM | III. AGENTES DE DIAGNÓSTICO
Abbott | Mexican | MD |  | SISTEMA DE IMPLANTE DE CLIP EN VÁLVULA MITRAL – SISTEMAS MITRACLIP NTR Y XTR | II. PROTESIS, ÓRTESIS Y AYUDAS FUNCIONALES
Abbott | Mexican | MD |  | ALINITY I URINE NGAL | III. AGENTES DE DIAGNÓSTICO
Abbott | Mexican | MD |  | ALINITY C PANCREATIC AMYLASE | III. AGENTES DE DIAGNÓSTICO
Abbott | Mexican | MD |  | ALINITY C UIBC | III. AGENTES DE DIAGNÓSTICO
Abbott | Mexican | MD |  | ALINITY C SALICYLATE | III. AGENTES DE DIAGNÓSTICO
Abbott | Mexican | MD |  | ALINITY C DIRECT LDL | III. AGENTES DE DIAGNÓSTICO
Abbott | Mexican | MD |  | ALINITY I EBV VCA IGM | III. AGENTES DE DIAGNÓSTICO
Abbott | Mexican | MD |  | ALINITY S SYSTEM | I. EQUIPO MÉDICO
Abbott | Mexican | MD |  | ALINITY I ANTI-HBC II | III. AGENTES DE DIAGNÓSTICO
Abbott | Mexican | MD |  | ALINITY I ANTI-HCV | III. AGENTES DE DIAGNÓSTICO
Abbott | Mexican | MD |  | ALINITY I 2ND GENERATION TESTOSTERONE | III. AGENTES DE DIAGNÓSTICO
Abbott | Mexican | MD |  | ALINITY I HBSAG CONFIRMATORY V.1 | III. AGENTES DE DIAGNÓSTICO
Abbott | Mexican | MD |  | ALINITY S CONCENTRATED WASH BUFFER. | III. AGENTES DE DIAGNÓSTICO
Abbott | Mexican | MD |  | ALINITY I HBSAG | III. AGENTES DE DIAGNÓSTICO
Abbott | Mexican | MD |  | ALINITY C APOLIPOPROTEIN A1 | III. AGENTES DE DIAGNÓSTICO
Abbott | Mexican | MD |  | ALINITY I LH. | III. AGENTES DE DIAGNÓSTICO
Abbott | Mexican | MD |  | ALINITY I EBV VCA IGG. | III. AGENTES DE DIAGNÓSTICO
Abbott | Mexican | MD |  | ALINITY I ANTI-TPO | III. AGENTES DE DIAGNÓSTICO
Abbott | Mexican | MD |  | ALINITY C IMMUNOGLOBULIN G | III. AGENTES DE DIAGNÓSTICO
Abbott | Mexican | MD |  | ALINITY I B12 | III. AGENTES DE DIAGNÓSTICO
Abbott | Mexican | MD |  | ALINITY C APOLIPOPROTEIN B | III. AGENTES DE DIAGNÓSTICO
Abbott | Mexican | MD |  | ALINITY C IMMUNOGLOBULIN M | III. AGENTES DE DIAGNÓSTICO
Abbott | Mexican | MD |  | ALINITY I HBSAG QUALITATIVE II CONFIRMATORY REAGENT KIT. | III. AGENTES DE DIAGNÓSTICO
Abbott | Mexican | MD |  | ALINITY I FSH | III. AGENTES DE DIAGNÓSTICO
Abbott | Mexican | MD |  | ALINITY C ETHANOL | III. AGENTES DE DIAGNÓSTICO
Abbott | Mexican | MD |  | ALINITY I INSULIN | III. AGENTES DE DIAGNÓSTICO
Abbott | Mexican | MD |  | ALINITY C IMMUNOGLOBULIN A | III. AGENTES DE DIAGNÓSTICO
Abbott | Mexican | MD |  | ALINITY I EBV EBNA-1 IGG. | III. AGENTES DE DIAGNÓSTICO
Abbott | Mexican | MD |  | ALINITY I FOLATE | III. AGENTES DE DIAGNÓSTICO
Abbott | Mexican | MD |  | ALINITY I PROGESTERONE | III. AGENTES DE DIAGNÓSTICO
Abbott | Mexican | MD |  | ALINITY I HBSAG QUALITATIVE II | III. AGENTES DE DIAGNÓSTICO
Abbott | Mexican | MD |  | ALINITY C HEMOGLOBIN A1C. | III. AGENTES DE DIAGNÓSTICO
Abbott | Mexican | MD |  | ALINITY C LIPID MULTICONSTITUENT CALIBRATOR KIT | III. AGENTES DE DIAGNÓSTICO
Abbott | Mexican | MD |  | ALINITY I HIV AG/AB COMBO | III. AGENTES DE DIAGNÓSTICO
Abbott | Mexican | MD |  | ALINITY I ANTI-TG | III. AGENTES DE DIAGNÓSTICO
Abbott | Mexican | MD |  | ALINITY C PHENYTOIN | III. AGENTES DE DIAGNÓSTICO
Abbott | Mexican | MD |  | ALINITY C COMPLEMENTA C3 | III. AGENTES DE DIAGNÓSTICO
Abbott | Mexican | MD |  | ALINITY C GENTAMICIN | III. AGENTES DE DIAGNÓSTICO
Abbott | Mexican | MD |  | ALINITY I ANTI-CCP | III. AGENTES DE DIAGNÓSTICO
Abbott | Mexican | MD |  | TECHNOPATH MULTICHEM S PLUS (UNASSAYED) | III. AGENTES DE DIAGNÓSTICO
Abbott | Mexican | MD |  | TECHNOPATH MULTICHEM S PLUS (ASSAYED) | III. AGENTES DE DIAGNÓSTICO
Abbott | Mexican | MD |  | ALINITY C DIGOXIN | III. AGENTES DE DIAGNÓSTICO
Abbott | Mexican | MD |  | TECHNOPATH MULTICHEM U | III. AGENTES DE DIAGNÓSTICO
Abbott | Mexican | MD |  | TECHNOPATH MULTICHEM P. | III. AGENTES DE DIAGNÓSTICO
Abbott | Mexican | MD |  | TECHNOPATH MULTICHEM IA PLUS | III. AGENTES DE DIAGNÓSTICO
Abbott | Mexican | MD |  | ALINITY C COMPLEMENT C4 | III. AGENTES DE DIAGNÓSTICO
Abbott | Mexican | MD |  | ARCHITECT ANTI-HBS | III. AGENTES DE DIAGNÓSTICO
Abbott | Mexican | MD |  | ALINITY C HAPTOGLOBIN | III. AGENTES DE DIAGNÓSTICO
Abbott | Mexican | MD |  | ALINITY C VANCOMYCIN | III. AGENTES DE DIAGNÓSTICO
Abbott | Mexican | MD |  | ALINITY S ANTI-HBC | III. AGENTES DE DIAGNÓSTICO
Abbott | Mexican | MD |  | ALINITY C TDM MULTICONSTITUENT CALIBRATOR KIT | III. AGENTES DE DIAGNÓSTICO
Abbott | Mexican | MD |  | ALINITY S SYPHILIS | III. AGENTES DE DIAGNÓSTICO
Abbott | Mexican | MD |  | ALINITY S HTLV I/II. | III. AGENTES DE DIAGNÓSTICO
Abbott | Mexican | MD |  | ARCHITECT ANTI-HBS | III. AGENTES DE DIAGNÓSTICO
Abbott | Mexican | MD |  | ALINITY S CMV IGG QUALITATIVE | III. AGENTES DE DIAGNÓSTICO
Abbott | Mexican | MD |  | ALINITY S CHAGAS | III. AGENTES DE DIAGNÓSTICO
Abbott | Mexican | MD |  | ALINITY H-SERIES HEMCAL. | III. AGENTES DE DIAGNÓSTICO
Abbott | Mexican | MD |  | ALINITY I TOTAL T3. | III. AGENTES DE DIAGNÓSTICO
Abbott | Mexican | MD |  | XIENCE SIERRA SISTEMA DE STENT CORONARIO LIBERADOR DE EVEROLIMUS | II. PROTESIS, ÓRTESIS Y AYUDAS FUNCIONALES
Abbott | Mexican | MD |  | ALINITY H-SERIES DILUENT | III. AGENTES DE DIAGNÓSTICO
Abbott | Mexican | MD |  | ALINITY H-SERIES CONTROL 29P. | III. AGENTES DE DIAGNÓSTICO
Abbott | Mexican | MD |  | ALINITY I INTACT PTH | III. AGENTES DE DIAGNÓSTICO
Abbott | Mexican | MD |  | ALINITY C URIC ACID | III. AGENTES DE DIAGNÓSTICO
Abbott | Mexican | MD |  | ALINITY I FREE PSA | III. AGENTES DE DIAGNÓSTICO
Abbott | Mexican | MD |  | ALINITY I ESTRADIOL | III. AGENTES DE DIAGNÓSTICO
Abbott | Mexican | MD |  | ALINITY H-SERIES RETIC REAGENT | III. AGENTES DE DIAGNÓSTICO
Abbott | Mexican | MD |  | ALINITY C BILIRUBIN CALIBRATOR KIT | III. AGENTES DE DIAGNÓSTICO
Abbott | Mexican | MD |  | ALINITY I CHAGAS | III. AGENTES DE DIAGNÓSTICO
Abbott | Mexican | MD |  | ALINITY H-SERIES WBC REAGENT | III. AGENTES DE DIAGNÓSTICO
Abbott | Mexican | MD |  | ABSOLUTE PRO / PRO LL, SISTEMA DE STENT PERIFÉRICO AUTOEXPANSIBLE | II. PROTESIS, ÓRTESIS Y AYUDAS FUNCIONALES
Abbott | Mexican | MD |  | ALINITY HQ ANALYZER | I. EQUIPO MÉDICO
Abbott | Mexican | MD |  | ALINITY H-SERIES HGB REAGENT | III. AGENTES DE DIAGNÓSTICO
Abbott | Mexican | MD |  | ANALIZADOR PORTÁTIL ALINITY | I. EQUIPO MÉDICO
Abbott | Mexican | MD |  | VIROSEQ HIV-1 GENOTYPING SYSTEM 2.0 | III. AGENTES DE DIAGNÓSTICO
Abbott | Mexican | MD |  | ALINITY C MULTICONSTITUENT CALIBRATOR KIT | III. AGENTES DE DIAGNÓSTICO
Abbott | Mexican | MD |  | ALINITY I HE4 | III. AGENTES DE DIAGNÓSTICO
Abbott | Mexican | MD |  | ALINITY C TOTAL BILIRUBIN | III. AGENTES DE DIAGNÓSTICO
Abbott | Mexican | MD |  | ALINITY I TOTAL PSA | III. AGENTES DE DIAGNÓSTICO
Abbott | Mexican | MD |  | ALINITY C URINE/CSF PROTEIN | III. AGENTES DE DIAGNÓSTICO
Abbott | Mexican | MD |  | ALINITY I BNP | III. AGENTES DE DIAGNÓSTICO
Abbott | Mexican | MD |  | GUÍA HI-TORQUE COMMAND 18 PARA ATP | V. MATERIALES QUIRÚRGICOS Y DE CURACIÓN
Abbott | Mexican | MD |  | ALINITY C MICROALBUMIN | III. AGENTES DE DIAGNÓSTICO
Abbott | Mexican | MD |  | ALINITY I T-UPTAKE. | III. AGENTES DE DIAGNÓSTICO
Abbott | Mexican | MD |  | ALINITY C DIRECT BILIRUBIN | III. AGENTES DE DIAGNÓSTICO
Abbott | Mexican | MD |  | ALINITY C- SERIES DETERGENTES | III. AGENTES DE DIAGNÓSTICO
Abbott | Mexican | MD |  | ALINITY C CARBON DIOXIDE | III. AGENTES DE DIAGNÓSTICO
Abbott | Mexican | MD |  | ALINITY I CA 15-3. | III. AGENTES DE DIAGNÓSTICO
Abbott | Mexican | MD |  | ALINITY C LACTIC ACID. | III. AGENTES DE DIAGNÓSTICO
Abbott | Mexican | MD |  | ALINITY I CORTISOL | III. AGENTES DE DIAGNÓSTICO
Abbott | Mexican | MD |  | ALINITY C ACTIVATED AMINOTRANFERASA | III. AGENTES DE DIAGNÓSTICO
Abbott | Mexican | MD |  | ARCHITECT ALBUMIN BCP2. | III. AGENTES DE DIAGNÓSTICO
Abbott | Mexican | MD |  | ARCHITECT UREA NITROGEN2. | III. AGENTES DE DIAGNÓSTICO
Abbott | Mexican | MD |  | ARCHITECT ALBUMIN BCG2. | III. AGENTES DE DIAGNÓSTICO
Abbott | Mexican | MD |  | ARCHITECT PRE-TRIGGER ANDTRIGGER SOLUTIONS. | III. AGENTES DE DIAGNÓSTICO
Abbott | Mexican | MD |  | ARCHITECT CHOLESTEROL2. | III. AGENTES DE DIAGNÓSTICO
Abbott | Mexican | MD |  | CHOLESTECH LDXTM TC•GLU | III. AGENTES DE DIAGNÓSTICO
Abbott | Mexican | MD |  | LIPASE NG OC (E) | III. AGENTES DE DIAGNÓSTICO
Abbott | Mexican | MD |  | ALINITY I STAT MYOGLOBIN (E) | III. AGENTES DE DIAGNÓSTICO
Abbott | Mexican | MD |  | CHOLESTECH LDX™ TC | III. AGENTES DE DIAGNÓSTICO
Abbott | Mexican | MD |  | ALINITY I GALECTIN-3 | III. AGENTES DE DIAGNÓSTICO
Abbott | Mexican | MD |  | ARCHITECT CREATININE2. | III. AGENTES DE DIAGNÓSTICO
Abbott | Mexican | MD |  | ALINITY C THEOPHYLLINE | III. AGENTES DE DIAGNÓSTICO
Abbott | Mexican | MD |  | ABBOTT MULTI – COLLECTSPECIMEN COLLECTION KIT | III. AGENTES DE DIAGNÓSTICO
Abbott | Mexican | MD |  | ALINITY C CLINICAL CHEMISTRYCALIBRATOR KIT (E) | III. AGENTES DE DIAGNÓSTICO
Abbott | Mexican | MD |  | CHOLESTECHLDX™LIPIDPROFILE(E) | III. AGENTES DE DIAGNÓSTICO
Abbott | Mexican | MD |  | CHOLESTECH LDXTM TC•HDL | III. AGENTES DE DIAGNÓSTICO
Abbott | Mexican | MD |  | ARCHITECT PREALBUMIN. | III. AGENTES DE DIAGNÓSTICO
Abbott | Mexican | MD |  | ARCHITECT URIC ACID2. | III. AGENTES DE DIAGNÓSTICO
Abbott | Mexican | MD |  | ARCHITECT TRANSFERRIN. | III. AGENTES DE DIAGNÓSTICO
Abbott | Mexican | MD |  | ALINITY C DUBUCAINE CHE | III. AGENTES DE DIAGNÓSTICO
Abbott | Mexican | MD |  | TECHNOPATH MULTICHEM WBT | III. AGENTES DE DIAGNÓSTICO
Abbott | Mexican | MD |  | CHOLESTECH LDXTM TC•HDL•GLU | III. AGENTES DE DIAGNÓSTICO
Abbott | Mexican | MD |  | ALINITY M HIV–1 | III. AGENTES DE DIAGNÓSTICO
Abbott | Mexican | MD |  | ALINITY M STI | III. AGENTES DE DIAGNÓSTICO
Abbott | Mexican | MD |  | ABBOTT REALTIME SARS–COV–2 | II. PROTESIS, ÓRTESIS Y AYUDAS FUNCIONALES
Abbott | Mexican | MD |  | SISTEMA TRICLIP™ | II. PROTESIS, ÓRTESIS Y AYUDAS FUNCIONALES
Abbott | Mexican | MD |  | ARCHITECT ACTIVATED ASPARTATEAMINOTRANSFERASE | III. AGENTES DE DIAGNÓSTICO
Abbott | Mexican | MD |  | ARCHITECT IMMUNOGLOBULIN M | III. AGENTES DE DIAGNÓSTICO
Abbott | Mexican | MD |  | EDTA CAPILLARY TUBES | III. AGENTES DE DIAGNÓSTICO
Abbott | Mexican | MD |  | ALINITYPRE-TRIGGERANDTRIGGERSOLUTIONS. | III. AGENTES DE DIAGNÓSTICO
Abbott | Mexican | MD |  | ARCHITECT IMMUNOGLOBULIN A. | III. AGENTES DE DIAGNÓSTICO
Abbott | Mexican | MD |  | ARCHITECT IMMUNOGLOBULIN G. | III. AGENTES DE DIAGNÓSTICO
Abbott | Mexican | MD |  | SISTEMA MITRACLIP™ G4 | V. MATERIALES QUIRÚRGICOS Y DE CURACIÓN
Abbott | Mexican | MD |  | CONSOLIDATED CHEMISTRYCALIBRATOR. | III. AGENTES DE DIAGNÓSTICO
Abbott | Mexican | MD |  | ARCHITECT MAGNESIUM. | III. AGENTES DE DIAGNÓSTICO
Abbott | Mexican | MD |  | ALINITY M CERVI COLLECTSPECIMEN COLLECTION KIT | III. AGENTES DE DIAGNÓSTICO
Abbott | Mexican | MD |  | ALINITY C TOX | III. AGENTES DE DIAGNÓSTICO
Abbott | Mexican | MD |  | ALINITY I TACROLIMUS | III. AGENTES DE DIAGNÓSTICO
Abbott | Mexican | MD |  | ALINITY C PHENCYCLIDINEREAGENT KIT. | III. AGENTES DE DIAGNÓSTICO
Abbott | Mexican | MD |  | ALINITY C PROPOXYPHENEREAGENT KIT. | III. AGENTES DE DIAGNÓSTICO
Abbott | Mexican | MD |  | ENSAYOPARALADETERMINACIÓNDE LA ACTIVIDAD DE LA LIPASA(LPS) | III. AGENTES DE DIAGNÓSTICO
Abbott | Mexican | MD |  | ENSAYOPARALADETERMINACIÓNCUANTITATIVA DE ALIPOPROTEÍNAA-I | III. AGENTES DE DIAGNÓSTICO
Abbott | Mexican | MD |  | ALINITY C CONSOLIDATEDCHEMISTRY CALIBRATOR | III. AGENTES DE DIAGNÓSTICO
Abbott | Mexican | MD |  | QUANTIA D-DIMER | III. AGENTES DE DIAGNÓSTICO
Abbott | Mexican | MD |  | ALINITY C ALBUMIN BCG2 | III. AGENTES DE DIAGNÓSTICO
Abbott | Mexican | MD |  | ARCHITECT HAPTOGLOBIN | III. AGENTES DE DIAGNÓSTICO
Abbott | Mexican | MD |  | ARCHITECT RHEUMATOID FACTOR | III. AGENTES DE DIAGNÓSTICO
Abbott | Mexican | MD |  | MULTICHEM HSTN | III. AGENTES DE DIAGNÓSTICO
Abbott | Mexican | MD |  | ENSAYOPARALADETERMINACIÓNCUANTITATIVA DE ÁCIDO ÚRICO | III. AGENTES DE DIAGNÓSTICO
Abbott | Mexican | MD |  | ARCHITECT CREATININE | III. AGENTES DE DIAGNÓSTICO
Abbott | Mexican | MD |  | ARCHITECT MICROALBUMIN | III. AGENTES DE DIAGNÓSTICO
Abbott | Mexican | MD |  | MULTICHEM A1C | III. AGENTES DE DIAGNÓSTICO
Abbott | Mexican | MD |  | ATELLICA IM NT&#8209;PROBNP(PBNP) | III. AGENTES DE DIAGNÓSTICO
Abbott | Mexican | MD |  | ALINITY C MAGNESIUM | III. AGENTES DE DIAGNÓSTICO
Abbott | Mexican | MD |  | ALINITY CAMPHETAMINE/METHAMPHETAMINE REAGENT KIT. | III. AGENTES DE DIAGNÓSTICO
Abbott | Mexican | MD |  | ARCHITECT FRUCTOSAMINE. | III. AGENTES DE DIAGNÓSTICO
Abbott | Mexican | MD |  | ALINITY C CHOLESTEROL2. | III. AGENTES DE DIAGNÓSTICO
Abbott | Mexican | MD |  | ALINITY C HAPTOGLOBIN. | III. AGENTES DE DIAGNÓSTICO
Abbott | Mexican | MD |  | ALINITY C ALBUMIN BCP2. | III. AGENTES DE DIAGNÓSTICO
Abbott | Mexican | MD |  | DIBUCAINE CHE | III. AGENTES DE DIAGNÓSTICO
Abbott | Mexican | MD |  | ALINITY I SIROLIMUS | III. AGENTES DE DIAGNÓSTICO
Abbott | Mexican | MD |  | ABBOTT TOTAL BILE ACIDS | III. AGENTES DE DIAGNÓSTICO
Abbott | Mexican | MD |  | ALINITY C TRICYCLICANTIDEPRESSANTS. | III. AGENTES DE DIAGNÓSTICO
Abbott | Mexican | MD |  | ALINITY C CLINICAL CHEMISTRYCALIBRATOR KIT | III. AGENTES DE DIAGNÓSTICO
Abbott | Mexican | MD |  | ALINITY C BARBITURATES | III. AGENTES DE DIAGNÓSTICO
Abbott | Mexican | MD |  | ALINITY C APOLIPOPROTEIN B | III. AGENTES DE DIAGNÓSTICO
Abbott | Mexican | MD |  | ALINITY C AMILASE2 | III. AGENTES DE DIAGNÓSTICO
Abbott | Mexican | MD |  | ARCHITECT QUANTIA SS2-MICROGLOBULIN. | III. AGENTES DE DIAGNÓSTICO
Abbott | Mexican | MD |  | ALINITYCTDMMULTICONSTITUENTCALIBRATOR KIT | III. AGENTES DE DIAGNÓSTICO
Abbott | Mexican | MD |  | ALINITY C CRP VARIO | III. AGENTES DE DIAGNÓSTICO
Abbott | Mexican | MD |  | ARCHITECT COMPLEMENT C4 | III. AGENTES DE DIAGNÓSTICO
Abbott | Mexican | MD |  | ALINITY C COMPLEMENT C3 | III. AGENTES DE DIAGNÓSTICO
Abbott | Mexican | MD |  | ARCHITECT CREATINE KINASE | III. AGENTES DE DIAGNÓSTICO
Abbott | Mexican | MD |  | ALINITY C APOLIPOPROTEIN A1 | III. AGENTES DE DIAGNÓSTICO
Abbott | Mexican | MD |  | ALINITY C COCAINE. | III. AGENTES DE DIAGNÓSTICO
Abbott | Mexican | MD |  | ALINITY C MICROALBUMIN. | III. AGENTES DE DIAGNÓSTICO
Abbott | Mexican | MD |  | ALINITY C IMMUNOGLOBULIN M. | III. AGENTES DE DIAGNÓSTICO
Abbott | Mexican | MD |  | ARCHITECT GLUCOSE. | III. AGENTES DE DIAGNÓSTICO
Abbott | Mexican | MD |  | ALINITY C METHADONE. | III. AGENTES DE DIAGNÓSTICO
Abbott | Mexican | MD |  | ALINITY C SERUMBENZODIAZEPINES. | III. AGENTES DE DIAGNÓSTICO
Abbott | Mexican | MD |  | ALINITY C BENZODIAZEPINES. | III. AGENTES DE DIAGNÓSTICO
Abbott | Mexican | MD |  | ALINITY C ACTIVATED ASPARTATEAMINOTRANSFERASE. | III. AGENTES DE DIAGNÓSTICO
Abbott | Mexican | MD |  | ALINITY C TOTAL PROTEIN2. | III. AGENTES DE DIAGNÓSTICO
Abbott | Mexican | MD |  | ARCHITECT DIBUCAINE CHE. | III. AGENTES DE DIAGNÓSTICO
Abbott | Mexican | MD |  | ALINITY C DOA MC CALIBRATORS. | III. AGENTES DE DIAGNÓSTICO
Abbott | Mexican | MD |  | ALINITY C INMUNOGLOBULIN G | III. AGENTES DE DIAGNÓSTICO
Abbott | Mexican | MD |  | ARCHITECT FRUCTOSAMINE | III. AGENTES DE DIAGNÓSTICO
Abbott | Mexican | MD |  | ALINITY C DOA MC CONTROLS. | III. AGENTES DE DIAGNÓSTICO
Abbott | Mexican | MD |  | ALINITY C PREALBUMIN. | III. AGENTES DE DIAGNÓSTICO
Abbott | Mexican | MD |  | ARCHITECT NSE | III. AGENTES DE DIAGNÓSTICO
Abbott | Mexican | MD |  | ARCHITECT ASPARTATEAMINOTRANSFERASE | III. AGENTES DE DIAGNÓSTICO
Abbott | Mexican | MD |  | ALINITY C UREA NITROGEN2 | III. AGENTES DE DIAGNÓSTICO
Abbott | Mexican | MD |  | ALINITY C IMMUNOGLOBULIN A | III. AGENTES DE DIAGNÓSTICO
Abbott | Mexican | MD |  | ALINITY C ECSTASY REAGENT KIT | III. AGENTES DE DIAGNÓSTICO
Abbott | Mexican | MD |  | ALINITY C OPIATES REAGENT KIT | III. AGENTES DE DIAGNÓSTICO
Abbott | Mexican | MD |  | ALINITY C LACTIC ACID REAGENT KIT | III. AGENTES DE DIAGNÓSTICO
Abbott | Mexican | MD |  | ALINITYISTATCK-MBREAGENT KITALINITY I STAT CK-MB REAGENT KIT | III. AGENTES DE DIAGNÓSTICO
Abbott | Mexican | MD |  | ARCHITECT ANTI-HCV | III. AGENTES DE DIAGNÓSTICO
Abbott | Mexican | MD |  | ALINITY C TRANSFERRIN | III. AGENTES DE DIAGNÓSTICO
Abbott | Mexican | MD |  | ARCHITECT CALCIUM. | III. AGENTES DE DIAGNÓSTICO
Abbott | Mexican | MD |  | ALERE NT-PROBNP FORARCHITECT | III. AGENTES DE DIAGNÓSTICO
Abbott | Mexican | MD |  | ARCHITECT TRIGLYCERIDE2. | III. AGENTES DE DIAGNÓSTICO
Abbott | Mexican | MD |  | SISTEMA TRICLIP™ G4 | II. PROTESIS, ÓRTESIS Y AYUDAS FUNCIONALES
Abbott | Mexican | MD |  | ALINITY C ACTIVATED ALANINEAMINOTRANSFERASE. | III. AGENTES DE DIAGNÓSTICO
Abbott | Mexican | MD |  | ARCHITECT ACTIVATED ALANINEAMINOTRANSFERASE. | III. AGENTES DE DIAGNÓSTICO
Abbott | Mexican | MD |  | BIOLINE INFLEUNZA ULTRA | III. AGENTES DE DIAGNÓSTICO
Abbott | Mexican | MD |  | ID NOWTM STREP A 2 CONTROL SWAB KIT | III. AGENTES DE DIAGNÓSTICO
Abbott | Mexican | MD |  | ID NOW™ STREP A 2 | III. AGENTES DE DIAGNÓSTICO
Abbott | Mexican | MD |  | ALINITY C TRIGLYCERIDE2 | III. AGENTES DE DIAGNÓSTICO
Abbott | Mexican | MD |  | ALINITY C OPIATES REAGENT KIT. | III. AGENTES DE DIAGNÓSTICO
Abbott | Mexican | MD |  | ALINITY C DOA MC QUAL LOW CALIBRATOR 1 KIT. | III. AGENTES DE DIAGNÓSTICO
Abbott | Mexican | MD |  | ALINITY C DOA MC II CONTROLS | III. AGENTES DE DIAGNÓSTICO
Abbott | Mexican | MD |  | LACTATE DEHYDROGENASE (LACTATO DESHIDROGENASA) | III. AGENTES DE DIAGNÓSTICO
Abbott | Mexican | MD |  | ARCHITECT SCC | III. AGENTES DE DIAGNÓSTICO
Abbott | Mexican | MD |  | ALINITY C DOA MC III CONTROLS | III. AGENTES DE DIAGNÓSTICO
Abbott | Mexican | MD |  | CREATINE KINASE | III. AGENTES DE DIAGNÓSTICO
Abbott | Mexican | MD |  | ALINITY C DOA MC NEGATIVE CALIBRATOR KIT. | III. AGENTES DE DIAGNÓSTICO
Abbott | Mexican | MD |  | M-PIMA™ HIV-1/2 VL | III. AGENTES DE DIAGNÓSTICO
Abbott | Mexican | MD |  | ALINITY I NSE | III. AGENTES DE DIAGNÓSTICO
Abbott | Mexican | MD |  | URIC ACID (ÁCIDO ÚRICO) | III. AGENTES DE DIAGNÓSTICO
Abbott | Mexican | MD |  | ALINITY C DOA MC | III. AGENTES DE DIAGNÓSTICO
Abbott | Mexican | MD |  | M-PIMA™ HIV-1/2 DETECT | III. AGENTES DE DIAGNÓSTICO
Abbott | Mexican | MD |  | M-PIMA™ ANALYSER. | I. EQUIPO MÉDICO
Abbott | Mexican | MD |  | TECHNOPATH MILTOCHEM A1C | III. AGENTES DE DIAGNÓSTICO
Siemens Healthcare | Mexican | MD |  | ATELLICA CH HEMOGLOBINAENZIMÁTICA A1C (A1C_E) | III. AGENTES DE DIAGNÓSTICO
Siemens Healthcare | Mexican | MD |  | DIMENSION CLINICAL CHEMISTRYSYSTEM TOTAL PROTEIN FLEXREAGENT CARTRIDGE | III. AGENTES DE DIAGNÓSTICO
Siemens Healthcare | Mexican | MD |  | ATELLICA™UAS800/ATELLICA™/1500 | I. EQUIPO MÉDICO
Siemens Healthcare | Mexican | MD |  | ARTIS ICONO SYSTEM | I. EQUIPO MÉDICO
Siemens Healthcare | Mexican | MD |  | ATELLICA IM CMV IGG (CMV IGG) | III. AGENTES DE DIAGNÓSTICO
Siemens Healthcare | Mexican | MD |  | SOMATOM X.CITE | I. EQUIPO MÉDICO
Siemens Healthcare | Mexican | MD |  | MULTIX IMPACT SYSTEM | I. EQUIPO MÉDICO
Siemens Healthcare | Mexican | MD |  | MULTIX IMPACT | I. EQUIPO MÉDICO
Siemens Healthcare | Mexican | MD |  | ATELLICA IM CALCITONIN (CALCT) | III. AGENTES DE DIAGNÓSTICO
Siemens Healthcare | Mexican | MD |  | ATELLICA CH PROTEINA C DEAMPLIO INTERVALO (WRCRP) | III. AGENTES DE DIAGNÓSTICO
Siemens Healthcare | Mexican | MD |  | ATELLICA CH OXICODONA (OXY) | III. AGENTES DE DIAGNÓSTICO
Siemens Healthcare | Mexican | MD |  | ATELLICA IM INMUNOGLOBULINAG ANTI CCP | III. AGENTES DE DIAGNÓSTICO
Siemens Healthcare | Mexican | MD |  | DIMENSION CLINICAL CHEMISTRYSYSTEM HB1C KIT | III. AGENTES DE DIAGNÓSTICO
Siemens Healthcare | Mexican | MD |  | ADVIA CENTAUR® HERPES IGG | III. AGENTES DE DIAGNÓSTICO
Siemens Healthcare | Mexican | MD |  | CK MB LIQUID | III. AGENTES DE DIAGNÓSTICO
Siemens Healthcare | Mexican | MD |  | MAGNETOM ALTEA | I. EQUIPO MÉDICO
Siemens Healthcare | Mexican | MD |  | DIMENSION® CLINICAL CHEMISTRY SYSTEMS URINE METHADONE SCREEN FLEX® REAGENT CARTRIDGE | III. AGENTES DE DIAGNÓSTICO
Siemens Healthcare | Mexican | MD |  | DIMENSION CLINICAL CHEMISTRY SYSTEMS CSAE FLEX REAGENT CARTRIDGE AND CALIBRATOR | III. AGENTES DE DIAGNÓSTICO
Siemens Healthcare | Mexican | MD |  | MAGNETOM LUMINA | I. EQUIPO MÉDICO
Siemens Healthcare | Mexican | MD |  | INNOVANCE® DTI ASSAY | III. AGENTES DE DIAGNÓSTICO
Siemens Healthcare | Mexican | MD |  | ADVIA CENTAUR SYPHILIS (SYPH) | III. AGENTES DE DIAGNÓSTICO
Siemens Healthcare | Mexican | MD |  | DIMENSION CLINICAL CHEMISTRY SYSTEM DRUG CALIBRATOR II | III. AGENTES DE DIAGNÓSTICO
Siemens Healthcare | Mexican | MD |  | ATELLICA ™ IM TROPONINA I DE ALTA SENSIBILIDAD | III. AGENTES DE DIAGNÓSTICO
Siemens Healthcare | Mexican | MD |  | ADVIA CENTAUR® CMV IGG | III. AGENTES DE DIAGNÓSTICO
Siemens Healthcare | Mexican | MD |  | ADVIA CENTAUR® CKMB | III. AGENTES DE DIAGNÓSTICO
Siemens Healthcare | Mexican | MD |  | ADVIA CENTAUR BRAHMS PROCALCITONIN | III. AGENTES DE DIAGNÓSTICO
Siemens Healthcare | Mexican | MD |  | ATELLICA IM PROCALCITONINA (PCT) | III. AGENTES DE DIAGNÓSTICO
Siemens Healthcare | Mexican | MD |  | SISTEMA DE RAYOS X | I. EQUIPO MÉDICO
Siemens Healthcare | Mexican | MD |  | DIMENSION CLINICAL CHEMISTRY SYSTEM FLEX REAGENT CARTRIDGE TBI | III. AGENTES DE DIAGNÓSTICO
Siemens Healthcare | Mexican | MD |  | ADVIA 1800 SYSTEM. | I. EQUIPO MÉDICO
Siemens Healthcare | Mexican | MD |  | MOBILETT ELARA MAX. | I. EQUIPO MÉDICO
Siemens Healthcare | Mexican | MD |  | DIMENSION CLINICAL CHEMISTRY SYSTEM FLEX REAGENT CARTRIDGE BENZ | III. AGENTES DE DIAGNÓSTICO
Siemens Healthcare | Mexican | MD |  | CLINITEK NOVUS (CALIBRATOR KIT) | III. AGENTES DE DIAGNÓSTICO
Siemens Healthcare | Mexican | MD |  | ATELLICA IM ANTI-HEPATITIS B E ANTIGEN | III. AGENTES DE DIAGNÓSTICO
Siemens Healthcare | Mexican | MD |  | N ANTISUERO PARA LA Α2-MACROGLOBULINA HUMANA | III. AGENTES DE DIAGNÓSTICO
Siemens Healthcare | Mexican | MD |  | N LÁTEX IGA | III. AGENTES DE DIAGNÓSTICO
Siemens Healthcare | Mexican | MD |  | ADVIA CENTAUR® IRI | III. AGENTES DE DIAGNÓSTICO
Siemens Healthcare | Mexican | MD |  | ATELLICA IM HEPATITIS B E ANTIGEN | III. AGENTES DE DIAGNÓSTICO
Siemens Healthcare | Mexican | MD |  | AUXILIAR AUDITIVO SIGNIA SIEMENS | II. PROTESIS, ÓRTESIS Y AYUDAS FUNCIONALES
Siemens Healthcare | Mexican | MD |  | CONTROLES Y VERIFICADORES EUROTROL PARA EPOC®. | III. AGENTES DE DIAGNÓSTICO
Siemens Healthcare | Mexican | MD |  | DIMENSION® CLINICAL CHEMISTRY SYSTEM COC FLEX® REAGENT CARTRIDGE | III. AGENTES DE DIAGNÓSTICO
Siemens Healthcare | Mexican | MD |  | FTD FEVER AND RASH | III. AGENTES DE DIAGNÓSTICO
Siemens Healthcare | Mexican | MD |  | ATELLICA IM ANTÍGENO DEL CORE HEPATITIS B (AHBCM) | III. AGENTES DE DIAGNÓSTICO
Siemens Healthcare | Mexican | MD |  | ATELLICA ™ IM HEPATITIS B SURFACE ANTIGEN II | III. AGENTES DE DIAGNÓSTICO
Siemens Healthcare | Mexican | MD |  | ATELLICA ™ IM ANTI-HEPATITIS B SURFACE ANTIGEN 2 | III. AGENTES DE DIAGNÓSTICO
Siemens Healthcare | Mexican | MD |  | DIMENSION® CLINICAL CHEMISTRY SYSTEM HUMAN CHORIONIC GONADOTROPIN | III. AGENTES DE DIAGNÓSTICO
Siemens Healthcare | Mexican | MD |  | ATELLICA™ IM COMPLEXED PROSTATE-SPECIFIC ANTIGEN | III. AGENTES DE DIAGNÓSTICO
Siemens Healthcare | Mexican | MD |  | EMIT® 2000 TOBRAMICIN CALIBRATOR | III. AGENTES DE DIAGNÓSTICO
Siemens Healthcare | Mexican | MD |  | EMIT® 2000 GENTAMICIN PLUS CALIBRATORS | III. AGENTES DE DIAGNÓSTICO
Siemens Healthcare | Mexican | MD |  | FTD URETHRITIS BASIC | III. AGENTES DE DIAGNÓSTICO
Siemens Healthcare | Mexican | MD |  | ADVIA® CHEMISTRY ALBUMIN CONCENTRATED (ALB_C) | III. AGENTES DE DIAGNÓSTICO
Siemens Healthcare | Mexican | MD |  | FTD ZIKA/DENGUE/CHIK | III. AGENTES DE DIAGNÓSTICO
Siemens Healthcare | Mexican | MD |  | FTD RESPIRATORY PATHOGENS 33 | III. AGENTES DE DIAGNÓSTICO
Siemens Healthcare | Mexican | MD |  | ATELLICA™ IM HIV AG/AB COMBO (CHIV) | III. AGENTES DE DIAGNÓSTICO
Siemens Healthcare | Mexican | MD |  | ATELLICA TM IM PROSTATE-SPECIFIC ANTIGEN | III. AGENTES DE DIAGNÓSTICO
Siemens Healthcare | Mexican | MD |  | ADVIA CENTAUR® TROPONINA I DE ALTA SENSIBILIDAD | III. AGENTES DE DIAGNÓSTICO
Siemens Healthcare | Mexican | MD |  | ATELLICA IM MIOGLOBINA | III. AGENTES DE DIAGNÓSTICO
Siemens Healthcare | Mexican | MD |  | ATELLICA TM IM FIBROSIS HEPÁTICA (ELF) | III. AGENTES DE DIAGNÓSTICO
Siemens Healthcare | Mexican | MD |  | ATELLICA TM IM TROPONINA I DE ALTA SENSIBILIDAD | III. AGENTES DE DIAGNÓSTICO
Siemens Healthcare | Mexican | MD |  | ATELLICA IM FOLITROPINA (FSH) | III. AGENTES DE DIAGNÓSTICO
Siemens Healthcare | Mexican | MD |  | VERSANT HCV RNA 1.0 (KPCR) ASSAY | III. AGENTES DE DIAGNÓSTICO
Siemens Healthcare | Mexican | MD |  | DIMENSION® CLINICAL CHEMISTRY SYSTEM CHEM II CAL | III. AGENTES DE DIAGNÓSTICO
Siemens Healthcare | Mexican | MD |  | ATELLICA IM HEPATITIS C | III. AGENTES DE DIAGNÓSTICO
Siemens Healthcare | Mexican | MD |  | ATELLICA ™ IM PROSTATE-SPECIFIC ANTIGEN | III. AGENTES DE DIAGNÓSTICO
Siemens Healthcare | Mexican | MD |  | EQUIPO DE ANÁLISIS PARA DIAGNÓSTICO IN VITRO | I. EQUIPO MÉDICO
Siemens Healthcare | Mexican | MD |  | FTD FLU DIFFERENTIATION | III. AGENTES DE DIAGNÓSTICO
Siemens Healthcare | Mexican | MD |  | MAGNETOM SOLA | I. EQUIPO MÉDICO
Siemens Healthcare | Mexican | MD |  | ATELLICA TM IM MIOGLOBINA | III. AGENTES DE DIAGNÓSTICO
Siemens Healthcare | Mexican | MD |  | SOMATOM EDGE PLUS | I. EQUIPO MÉDICO
Siemens Healthcare | Mexican | MD |  | ACUSON SEQUOIA. | I. EQUIPO MÉDICO
Siemens Healthcare | Mexican | MD |  | ATELLICA™ CH ALPHA-1-ANTITRYPSIN (AAT) | III. AGENTES DE DIAGNÓSTICO
Siemens Healthcare | Mexican | MD |  | ATELLICA TM IM FOLATO | III. AGENTES DE DIAGNÓSTICO
Siemens Healthcare | Mexican | MD |  | ATELLICA TM IM TOTAL HCG | III. AGENTES DE DIAGNÓSTICO
Siemens Healthcare | Mexican | MD |  | ACUSON JUNIPER | I. EQUIPO MÉDICO
Siemens Healthcare | Mexican | MD |  | ENSAYO PARA LA DETERMINACIÓN DE FERRITINA | III. AGENTES DE DIAGNÓSTICO
Siemens Healthcare | Mexican | MD |  | ATELLICA IM FREE PROSTATE SPECIFIC ANTIGEN | III. AGENTES DE DIAGNÓSTICO
Siemens Healthcare | Mexican | MD |  | ATELLICA IM HBCT | III. AGENTES DE DIAGNÓSTICO
Siemens Healthcare | Mexican | MD |  | BIOGRAPH VISION | I. EQUIPO MÉDICO
Siemens Healthcare | Mexican | MD |  | ATELLICA TM IM HER-2/NEU | III. AGENTES DE DIAGNÓSTICO
Siemens Healthcare | Mexican | MD |  | MAMMOMAT REVELATION | I. EQUIPO MÉDICO
Siemens Healthcare | Mexican | MD |  | ATELLICA™ IM VITAMINA B12 | III. AGENTES DE DIAGNÓSTICO
Siemens Healthcare | Mexican | MD |  | ATELLICA IM PÉPTIDO C. | III. AGENTES DE DIAGNÓSTICO
Siemens Healthcare | Mexican | MD |  | ATELLICA™ IM TROPONIN I ULTRA (TNI-ULTRA®). | III. AGENTES DE DIAGNÓSTICO
Siemens Healthcare | Mexican | MD |  | ATELLICA TM IM RUBEOLA IGG / IGM | III. AGENTES DE DIAGNÓSTICO
Siemens Healthcare | Mexican | MD |  | ATELLICA TM IM HEPATITIS A TOTAL | III. AGENTES DE DIAGNÓSTICO
Siemens Healthcare | Mexican | MD |  | ATELLICATM IM CALIBRATOR A (CAL A). | III. AGENTES DE DIAGNÓSTICO
Siemens Healthcare | Mexican | MD |  | CARTUCHOS DE MEDICIÓN PARA RAPIDPOINT® 500 | III. AGENTES DE DIAGNÓSTICO
Siemens Healthcare | Mexican | MD |  | ATELLICA™ CH TOXICOLOGY CALIBRATOR (TOX CAL). | III. AGENTES DE DIAGNÓSTICO
Siemens Healthcare | Mexican | MD |  | ATELLICA TM IM INSULINA | III. AGENTES DE DIAGNÓSTICO
Siemens Healthcare | Mexican | MD |  | ATELLICA TM IM DIGOXIN (DIG). | III. AGENTES DE DIAGNÓSTICO
Siemens Healthcare | Mexican | MD |  | ATELLICATM IM DIGITOXINA. | III. AGENTES DE DIAGNÓSTICO
Siemens Healthcare | Mexican | MD |  | ATELLICA™ CH LIPOPROTEIN (A) | III. AGENTES DE DIAGNÓSTICO
Siemens Healthcare | Mexican | MD |  | SISTEMA ATELLICA COAG 360 | I. EQUIPO MÉDICO
Siemens Healthcare | Mexican | MD |  | ATELLICA TM IM ANTI-THYROGLOBULIN | III. AGENTES DE DIAGNÓSTICO
Siemens Healthcare | Mexican | MD |  | ATELLICA TM CH APOLIPOPROTEÍNA A‑1 / B | III. AGENTES DE DIAGNÓSTICO
Siemens Healthcare | Mexican | MD |  | SOMATOM DEFINITION EDGE | I. EQUIPO MÉDICO
Siemens Healthcare | Mexican | MD |  | ATELLICA™ CH DIGOXIN | III. AGENTES DE DIAGNÓSTICO
Siemens Healthcare | Mexican | MD |  | ATELLICA TM IM CALIBRATOR B (CAL B) | III. AGENTES DE DIAGNÓSTICO
Siemens Healthcare | Mexican | MD |  | ATELLICA TM IM ALPHA FETOPROTEIN (AFP) | III. AGENTES DE DIAGNÓSTICO
Siemens Healthcare | Mexican | MD |  | FTD HPV HIGH RISK | III. AGENTES DE DIAGNÓSTICO
Siemens Healthcare | Mexican | MD |  | ATELLICA™ IM SEX HORMONE BINDING GLOBULIN | III. AGENTES DE DIAGNÓSTICO
Siemens Healthcare | Mexican | MD |  | ATELLICA TM CH GLICOPROTEÍNA ÁCIDA Α-1 (AAG) | III. AGENTES DE DIAGNÓSTICO
Siemens Healthcare | Mexican | MD |  | ATELLICA™ CH Β2‑MICROGLOBULINA | III. AGENTES DE DIAGNÓSTICO
Siemens Healthcare | Mexican | MD |  | ATELLICA TM IM TOXOPLASMA IGG / IGM | III. AGENTES DE DIAGNÓSTICO
Siemens Healthcare | Mexican | MD |  | ATELLICA TM IM CALIBRATOR C (CAL C) | III. AGENTES DE DIAGNÓSTICO
Siemens Healthcare | Mexican | MD |  | ATELLICA TM IM BR 27.29 | III. AGENTES DE DIAGNÓSTICO
Siemens Healthcare | Mexican | MD |  | ATELLICA TM IM B-TYPE NATRIURETIC PEPTIDE | III. AGENTES DE DIAGNÓSTICO
Siemens Healthcare | Mexican | MD |  | ATELLICA TM IM CALIBRATOR E (CAL E) | III. AGENTES DE DIAGNÓSTICO
Siemens Healthcare | Mexican | MD |  | ATELLICA TM IM CYCLOSPORINE | III. AGENTES DE DIAGNÓSTICO
Siemens Healthcare | Mexican | MD |  | ATELLICA™ CH CANNABINOIDS THC (THC) | III. AGENTES DE DIAGNÓSTICO
Siemens Healthcare | Mexican | MD |  | ATELLICA CH FENITOÍNA (PHNY) | III. AGENTES DE DIAGNÓSTICO
Siemens Healthcare | Mexican | MD |  | EQUIPO DE ANÁLISIS DE SANGRE DE EPOCAL INC. | I. EQUIPO MÉDICO
Siemens Healthcare | Mexican | MD |  | ATELLICA TM IM HORMONA ESTIMULANTE DE LA TIROIDES 3-ULTRA | III. AGENTES DE DIAGNÓSTICO
Siemens Healthcare | Mexican | MD |  | ATELLICA TM IM TESTOSTERONA II (TSTII) | III. AGENTES DE DIAGNÓSTICO
Siemens Healthcare | Mexican | MD |  | ATELLICA TM IM SÍFILIS | III. AGENTES DE DIAGNÓSTICO
Siemens Healthcare | Mexican | MD |  | ATELLICA™ CH DRUG CAL/ DRUG II CAL | III. AGENTES DE DIAGNÓSTICO
Siemens Healthcare | Mexican | MD |  | ATELLICA™ CH ALBÚMINA BCP | III. AGENTES DE DIAGNÓSTICO
Siemens Healthcare | Mexican | MD |  | ATELLICA TM IM LUTEINIZING HORMONE (LH). | IV. INSUMOS DE USO ODONTOLÓGICO
Siemens Healthcare | Mexican | MD |  | ATELLICA™ CH METHADONE METABOLITE | III. AGENTES DE DIAGNÓSTICO
Siemens Healthcare | Mexican | MD |  | ATELLICA TM IM CA 19-9 | III. AGENTES DE DIAGNÓSTICO
Siemens Healthcare | Mexican | MD |  | ATELLICA™ CH FOSFATASA ALCALINA CONCENTRADA. | III. AGENTES DE DIAGNÓSTICO
Siemens Healthcare | Mexican | MD |  | ATELLICA™ CH CHEMISTRY CALIBRATOR (CHEM CAL). | III. AGENTES DE DIAGNÓSTICO
Siemens Healthcare | Mexican | MD |  | ATELLICA TM IM IGE TOTAL | III. AGENTES DE DIAGNÓSTICO
Siemens Healthcare | Mexican | MD |  | ATELLICA TM IM TOTAL TRIIODOTHYRONINE | III. AGENTES DE DIAGNÓSTICO
Siemens Healthcare | Mexican | MD |  | ATELLICA TM IM VITAMINA D TOTAL | III. AGENTES DE DIAGNÓSTICO
Siemens Healthcare | Mexican | MD |  | ATELLICA TM IM CALIBRATOR D (CAL D) | III. AGENTES DE DIAGNÓSTICO
Siemens Healthcare | Mexican | MD |  | ATELLICA TM IM HEPATITIS A IGM | III. AGENTES DE DIAGNÓSTICO
Siemens Healthcare | Mexican | MD |  | ATELLICA IM TIROXINA TOTAL | III. AGENTES DE DIAGNÓSTICO
Siemens Healthcare | Mexican | MD |  | ATELLICA TM IM HORMONA PARATIROIDEA INTACTA | III. AGENTES DE DIAGNÓSTICO
Siemens Healthcare | Mexican | MD |  | ATELLICA™ IM ÁCIDO / BASE | III. AGENTES DE DIAGNÓSTICO
Siemens Healthcare | Mexican | MD |  | ATELLICA™ CH LÍQUIDOS DEL SISTEMA (A‑LYTE IMT) | III. AGENTES DE DIAGNÓSTICO
Siemens Healthcare | Mexican | MD |  | ATELLICA TM IM HOMOCYSTEINE | III. AGENTES DE DIAGNÓSTICO
Siemens Healthcare | Mexican | MD |  | ATELLICA TM IM LUTEINIZING HORMONE (LH). | III. AGENTES DE DIAGNÓSTICO
Siemens Healthcare | Mexican | MD |  | ATELLICA™ CH SPECIAL CHEMISTRY CALIBRATOR (SPCL CHEM CAL) | III. AGENTES DE DIAGNÓSTICO
Siemens Healthcare | Mexican | MD |  | ATELLICA TM IM CORTISOL (COR) | III. AGENTES DE DIAGNÓSTICO
Siemens Healthcare | Mexican | MD |  | TARJETA DE ANÁLISIS DE BGEM EPOC® | III. AGENTES DE DIAGNÓSTICO
Siemens Healthcare | Mexican | MD |  | ATELLICA™ IM ENHANCED ESTRADIOL | III. AGENTES DE DIAGNÓSTICO
Siemens Healthcare | Mexican | MD |  | MAGNETOM VIDA | I. EQUIPO MÉDICO
Siemens Healthcare | Mexican | MD |  | ATELLICA™ CH HEMOGLOBIN A1C_3 | III. AGENTES DE DIAGNÓSTICO
Siemens Healthcare | Mexican | MD |  | ATELLICA ™ IM CAPTACIÓN TIROIDEA (TUP) | III. AGENTES DE DIAGNÓSTICO
Siemens Healthcare | Mexican | MD |  | ATELLICA TM IM CA 15-3 | III. AGENTES DE DIAGNÓSTICO
Siemens Healthcare | Mexican | MD |  | ATELLICA™ CH INMUNOGLOBULINA G_2 (IGG_2) | III. AGENTES DE DIAGNÓSTICO
Siemens Healthcare | Mexican | MD |  | ATELLICA™ CH IMMUNOGLOBULIN M_2 (IGM_2) | III. AGENTES DE DIAGNÓSTICO
Siemens Healthcare | Mexican | MD |  | VERSANT HBV DNA ASSAY (KPCR) | III. AGENTES DE DIAGNÓSTICO
Siemens Healthcare | Mexican | MD |  | ATELLICA IM PROGESTERONA (PRGE) | III. AGENTES DE DIAGNÓSTICO
Siemens Healthcare | Mexican | MD |  | ATELLICA™ IM CKMB | III. AGENTES DE DIAGNÓSTICO
Siemens Healthcare | Mexican | MD |  | LUMINOS SELECT | I. EQUIPO MÉDICO
Siemens Healthcare | Mexican | MD |  | ATELLICA TM IM SULFATO DE DEHIDROEPIANDROSTERONA (DHEA‑SO4) | III. AGENTES DE DIAGNÓSTICO
Siemens Healthcare | Mexican | MD |  | ATELLICA™ CH INMUNOGLOBULINA A_2 (IGA_2) | III. AGENTES DE DIAGNÓSTICO
Siemens Healthcare | Mexican | MD |  | ATELLICA™ CH PREALBÚMINA (PREALB) | III. AGENTES DE DIAGNÓSTICO
Siemens Healthcare | Mexican | MD |  | KPCR PLX® BK VIRUS (BKV) DNA ASSAY | III. AGENTES DE DIAGNÓSTICO
Siemens Healthcare | Mexican | MD |  | ATELLICA TM IM PROLACTIN (PRL) | III. AGENTES DE DIAGNÓSTICO
Siemens Healthcare | Mexican | MD |  | IMMULITE®/ IMMULITE® 1000 SYSTEMS PROGESTERONE. | III. AGENTES DE DIAGNÓSTICO
Siemens Healthcare | Mexican | MD |  | ATELLICA™ CH ETHYL ALCOHOL (ETOH) | III. AGENTES DE DIAGNÓSTICO
Siemens Healthcare | Mexican | MD |  | ATELLICA TM IM ANTIPEROXIDASA TIROIDEA | III. AGENTES DE DIAGNÓSTICO
Siemens Healthcare | Mexican | MD |  | ATELLICA™ CH LIQUID SPECIFIC PROTEIN CALIBRATORS (LSP CAL) | III. AGENTES DE DIAGNÓSTICO
Siemens Healthcare | Mexican | MD |  | ATELLICA TM IM FOLITROPINA (FSH) | III. AGENTES DE DIAGNÓSTICO
Siemens Healthcare | Mexican | MD |  | ATELLICATM CH UPRO (PROTEÍNAS TOTALES) | III. AGENTES DE DIAGNÓSTICO
Siemens Healthcare | Mexican | MD |  | ATELLICA™ CH CALIBRADOR ENZIMÁTICO (ENZ 1 CAL / ENZ 2 CAL / ENZ 3 CAL) | III. AGENTES DE DIAGNÓSTICO
Siemens Healthcare | Mexican | MD |  | ATELLICA CH OPIATES (OP). | III. AGENTES DE DIAGNÓSTICO
Siemens Healthcare | Mexican | MD |  | ATELLICA CH OPIATES (OP). | III. AGENTES DE DIAGNÓSTICO
Siemens Healthcare | Mexican | MD |  | ADVIA CENTAUR® HORMONA PARATIROIDEA INTACTA (PTH) | III. AGENTES DE DIAGNÓSTICO
Siemens Healthcare | Mexican | MD |  | MAGNETOM SEMPRA | I. EQUIPO MÉDICO
Siemens Healthcare | Mexican | MD |  | ATELLICA™ CH FRUCTOSAMINE | III. AGENTES DE DIAGNÓSTICO
Siemens Healthcare | Mexican | MD |  | ATELLICA CH COLESTEROL HDL DIRECTO (D-HDL). | III. AGENTES DE DIAGNÓSTICO
Siemens Healthcare | Mexican | MD |  | ATELLICA CH TOBRAMICINA (TOB). | III. AGENTES DE DIAGNÓSTICO
Siemens Healthcare | Mexican | MD |  | ATELLICA™ IM TIROXINA LIBRE (FT4) | III. AGENTES DE DIAGNÓSTICO
Siemens Healthcare | Mexican | MD |  | ATELLICA™ CH BILIRRUBINA TOTAL (TBIL_2) | III. AGENTES DE DIAGNÓSTICO
Siemens Healthcare | Mexican | MD |  | ATELLICATM CH IM CA 125II | III. AGENTES DE DIAGNÓSTICO
Siemens Healthcare | Mexican | MD |  | REVOLVETM SYSTEM | III. AGENTES DE DIAGNÓSTICO
Siemens Healthcare | Mexican | MD |  | ENSAYO PARA LA DETERMINACIÓN DE TRIYODOTIRONINA | III. AGENTES DE DIAGNÓSTICO
Siemens Healthcare | Mexican | MD |  | EMIT II PLUS 6-ACETYLMORPHINE ASSAY | III. AGENTES DE DIAGNÓSTICO
Siemens Healthcare | Mexican | MD |  | ATELLICA CH C-REACTIVE PROTEIN_2 (CRP_2) | III. AGENTES DE DIAGNÓSTICO
Siemens Healthcare | Mexican | MD |  | ATELLICA™ CH LACTATE DEHYDROGENASE L-P (LDLP) | III. AGENTES DE DIAGNÓSTICO
Siemens Healthcare | Mexican | MD |  | REVOLVETM SYSTEM | III. AGENTES DE DIAGNÓSTICO
Siemens Healthcare | Mexican | MD |  | ADVIA® CHEMISTRY CREATINA CINASA (CK_L) | III. AGENTES DE DIAGNÓSTICO
Siemens Healthcare | Mexican | MD |  | ADVIA CHEMISTRY CO2 CALIBRATOR/DILUENT. | III. AGENTES DE DIAGNÓSTICO
Siemens Healthcare | Mexican | MD |  | ATELLICA TM IM CARCINOEMBRYONIC ANTIGEN | III. AGENTES DE DIAGNÓSTICO
Siemens Healthcare | Mexican | MD |  | ATELLICA™ CH METHADONE (MDN) | III. AGENTES DE DIAGNÓSTICO
Siemens Healthcare | Mexican | MD |  | REVOLVETM SYSTEM | III. AGENTES DE DIAGNÓSTICO
Siemens Healthcare | Mexican | MD |  | REVOLVETM SYSTEM | III. AGENTES DE DIAGNÓSTICO
Siemens Healthcare | Mexican | MD |  | KPCR PLX HERPESSIMPLEX VIRUS 1 AND 2 (HSV) DNA ASSAY | III. AGENTES DE DIAGNÓSTICO
Siemens Healthcare | Mexican | MD |  | REVOLVETM SYSTEM | III. AGENTES DE DIAGNÓSTICO
Siemens Healthcare | Mexican | MD |  | KPCR PLX VARICELLA-ZÓSTER VIRUS (VZV) DNA ASSAY | III. AGENTES DE DIAGNÓSTICO
Siemens Healthcare | Mexican | MD |  | ATELLICA CH AMONIACO | III. AGENTES DE DIAGNÓSTICO
Siemens Healthcare | Mexican | MD |  | ATELLICA CH COMPLEMENT C4 (C4) | III. AGENTES DE DIAGNÓSTICO
Siemens Healthcare | Mexican | MD |  | KPCR PLX HUMAN HERPESVIRUS | III. AGENTES DE DIAGNÓSTICO
Siemens Healthcare | Mexican | MD |  | ATELLICA CH ENZYMATIC CREATININE | III. AGENTES DE DIAGNÓSTICO
Siemens Healthcare | Mexican | MD |  | ATELLICA CH PHENCYCLIDINE (PCP) | III. AGENTES DE DIAGNÓSTICO
Siemens Healthcare | Mexican | MD |  | MAGNETOM PRISMA | I. EQUIPO MÉDICO
Siemens Healthcare | Mexican | MD |  | ATELLICA CH AMILASA | III. AGENTES DE DIAGNÓSTICO
Siemens Healthcare | Mexican | MD |  | ATELLICA CH ANTI ESTREPTOLISINA-O-2(ASO_2) | III. AGENTES DE DIAGNÓSTICO
Siemens Healthcare | Mexican | MD |  | ATELLICA™ CH PARACETAMOL (ACET) | III. AGENTES DE DIAGNÓSTICO
Siemens Healthcare | Mexican | MD |  | ATELLICA CH SALICILATO (SAL) | III. AGENTES DE DIAGNÓSTICO
Siemens Healthcare | Mexican | MD |  | ATELLICA CH HIGH SENSITIVITY C REACTIVE PROTEIN | III. AGENTES DE DIAGNÓSTICO
Siemens Healthcare | Mexican | MD |  | ATELLICA CH THEOPHYLLINE (THEO) | III. AGENTES DE DIAGNÓSTICO
Siemens Healthcare | Mexican | MD |  | VERSANT KPCR MOLECULAR SYSTEM AD (QUANTSTUDIO 5 DX) | I. EQUIPO MÉDICO
Siemens Healthcare | Mexican | MD |  | ATELLICA™ CH TRANSFERRINA | III. AGENTES DE DIAGNÓSTICO
Siemens Healthcare | Mexican | MD |  | ATELLICATM CH PROPOXIFENO (PPX) | III. AGENTES DE DIAGNÓSTICO
Siemens Healthcare | Mexican | MD |  | ATELLICA™ CH PHENOBARBITAL (PHNB) | III. AGENTES DE DIAGNÓSTICO
Siemens Healthcare | Mexican | MD |  | ATELLICA CH COCAINE METABOLITE (COC) | III. AGENTES DE DIAGNÓSTICO
Siemens Healthcare | Mexican | MD |  | ATELLICA™ CH GAMMA-GLUTAMYL TRANSFERASE (GGT) | III. AGENTES DE DIAGNÓSTICO
Siemens Healthcare | Mexican | MD |  | ATELLICA™ CH ÁCIDO VALPROICO (VPA) | III. AGENTES DE DIAGNÓSTICO
Siemens Healthcare | Mexican | MD |  | ATELLICA CH DIOXIDO DE CARBONO CONCENTRADO | III. AGENTES DE DIAGNÓSTICO
Siemens Healthcare | Mexican | MD |  | ATELLICA™ CH CARBAMAZEPINE (CARB) | III. AGENTES DE DIAGNÓSTICO
Siemens Healthcare | Mexican | MD |  | ATELLICA™ CH BARBITURATES (BRB) | III. AGENTES DE DIAGNÓSTICO
Siemens Healthcare | Mexican | MD |  | ATELLICA™ CH AMPHETAMINES (AMP) | III. AGENTES DE DIAGNÓSTICO
Siemens Healthcare | Mexican | MD |  | ATELLICA™ CH BENZODIAZEPINE (BNZ) | III. AGENTES DE DIAGNÓSTICO
Siemens Healthcare | Mexican | MD |  | ATELLICA™ CH COMPLEMENT C3 (C3) | III. AGENTES DE DIAGNÓSTICO
Siemens Healthcare | Mexican | MD |  | ATELLICA CH GENTAMICIN (GENT) | III. AGENTES DE DIAGNÓSTICO
Siemens Healthcare | Mexican | MD |  | ACUSON REDWOOD DIAGNOSTICULTRASOUND SYSTEM | I. EQUIPO MÉDICO
Siemens Healthcare | Mexican | MD |  | FTD™ RESPIRATORY PATHOGENS 21 | III. AGENTES DE DIAGNÓSTICO
Siemens Healthcare | Mexican | MD |  | DIMENSION CLINICAL CHEMISTRYSYSTEM TOTAL PROTEIN FLEXREAGENT CARTRIDGE | III. AGENTES DE DIAGNÓSTICO
Siemens Healthcare | Mexican | MD |  | ENSAYO ADVIA® CHEMISTRYENZYMATIC HEMOGLOBIN A1C(A1C_E) | III. AGENTES DE DIAGNÓSTICO
Siemens Healthcare | Mexican | MD |  | ADVIA CENTAUR® SUBUNIDADBETA LIBRE DE LAGONADOTROPINA CORIÓNICAHUMANA (BHCGL) | III. AGENTES DE DIAGNÓSTICO
Siemens Healthcare | Mexican | MD |  | NGAL TEST | III. AGENTES DE DIAGNÓSTICO
Siemens Healthcare | Mexican | MD |  | HYPHEN ASSAYS FOR PLATELETAGGREGATION TESTING | III. AGENTES DE DIAGNÓSTICO
Siemens Healthcare | Mexican | MD |  | ADVIA CENTAUR RUBÉOLA G II(RBGII) | III. AGENTES DE DIAGNÓSTICO
Siemens Healthcare | Mexican | MD |  | ARCHITECT COMPLEMENT C3 | III. AGENTES DE DIAGNÓSTICO
Siemens Healthcare | Mexican | MD |  | ARCHITECT APOLIPOPROTEIN B | III. AGENTES DE DIAGNÓSTICO
Siemens Healthcare | Mexican | MD |  | TUBODETRAQUEOSTOMÍATRACOEKIDSSILCOSOFT®PARA NEONATOS/ INFANTES Y NIÑOS | V. MATERIALES QUIRÚRGICOS Y DE CURACIÓN
Siemens Healthcare | Mexican | MD |  | ADVIA CENTAUR PÉPTIDO C (CPS) | III. AGENTES DE DIAGNÓSTICO
Siemens Healthcare | Mexican | MD |  | CIOS FIT. | I. EQUIPO MÉDICO
Siemens Healthcare | Mexican | MD |  | ADVIA CENTAUR INSULINA (IRI) | III. AGENTES DE DIAGNÓSTICO
Siemens Healthcare | Mexican | MD |  | DIMENSION EXL | I. EQUIPO MÉDICO
Siemens Healthcare | Mexican | MD |  | ATELLICA CH LITHIUM_2 (LITH_2) | III. AGENTES DE DIAGNÓSTICO
Siemens Healthcare | Mexican | MD |  | ATELLICA CHURINARY/CEREBROSPINAL FLUIDPROTEIN (UCFP) [ATELLICA CHUCFP] | III. AGENTES DE DIAGNÓSTICO
Siemens Healthcare | Mexican | MD |  | ATTELICA CH CALCIO_2 (CA_2) | III. AGENTES DE DIAGNÓSTICO
Siemens Healthcare | Mexican | MD |  | ADVIA CENTAURERITROPOYETINA (EPO) | III. AGENTES DE DIAGNÓSTICO
Siemens Healthcare | Mexican | MD |  | ATELLICA CH AMILASA_2 (AMY_2). | III. AGENTES DE DIAGNÓSTICO
Siemens Healthcare | Mexican | MD |  | ATELLICA CH AMILASAPANCREÁTICA_2 (PAMY_2). | III. AGENTES DE DIAGNÓSTICO
Siemens Healthcare | Mexican | MD |  | ADVIA® CHEMISTRY SYSTEMS TOX CONTROLS. | III. AGENTES DE DIAGNÓSTICO
Siemens Healthcare | Mexican | MD |  | ADVIA CENTAUR TSH3-ULTRA HORMONA ESTIMULANTE DE TIROIDES (TSH3-UL). | III. AGENTES DE DIAGNÓSTICO
Thermo Fischer | Mexican | MD |  | KIT DE FUSIÓN Y TRANSCRIPCIÓN DE TUMOR SÓLIDO ONCOMINE™ | III. AGENTES DE DIAGNÓSTICO
Thermo Fischer | Mexican | MD |  | KIT DE BIBLIOTECA ION PGM™DX | III. AGENTES DE DIAGNÓSTICO
Thermo Fischer | Mexican | MD |  | KIT DE PLANTILLAS ION PGM™DX | III. AGENTES DE DIAGNÓSTICO
Thermo Fischer | Mexican | MD |  | KIT DE CHIP ION 318 DX | III. AGENTES DE DIAGNÓSTICO
Thermo Fischer | Mexican | MD |  | KIT DE ADN DE TUMOR SÓLIDO ONCOMINE™ | III. AGENTES DE DIAGNÓSTICO
Thermo Fischer | Mexican | MD |  | KIT DE SECUENCIACION ION PGM™ | III. AGENTES DE DIAGNÓSTICO
Thermo Fischer | Mexican | MD |  | TCAUTOMATION | I. EQUIPO MÉDICO
Thermo Fischer | Mexican | MD |  | IMMUNOCAP® ALLERGEN F17, AVELLANA | III. AGENTES DE DIAGNÓSTICO
Thermo Fischer | Mexican | MD |  | IMMUNOCAP® ALLERGEN F76, F77 Y F78 COMPONENTES DE LECHE | III. AGENTES DE DIAGNÓSTICO
Thermo Fischer | Mexican | MD |  | PHADIA 250 SYSTEM -INSTRUMENTO | I. EQUIPO MÉDICO
Thermo Fischer | Mexican | MD |  | PHADIA 100 SYSTEM -INSTRUMENTO | I. EQUIPO MÉDICO
Thermo Fischer | Mexican | MD |  | PHADIA 200 SYSTEM-INSTRUMENTO. | I. EQUIPO MÉDICO
Beckman Coulter, Inc. | Peru | IVD |  | DXH CELL LYSE. | DISPOSITIVO MEDICO IN VITRO
Beckman Coulter, Inc. | Peru | IVD |  | DXH 500 SERIES LYSE. | DISPOSITIVO MEDICO IN VITRO
Beckman Coulter, Inc. | Peru | IVD |  | COULTER DXH DIFF PACK, COULTER DXH RETIC PACK. | DISPOSITIVO MEDICO IN VITRO
Beckman Coulter, Inc. | Peru | IVD |  | HBA1C. | DISPOSITIVO MEDICO IN VITRO
Beckman Coulter, Inc. | Peru | IVD |  | ICHEM VELOCITY URINE CHEMISTRY STRIPS. | DISPOSITIVO MEDICO IN VITRO
Beckman Coulter, Inc. | Peru | IVD |  | ACCESS SARS-COV-2 IgM. | DISPOSITIVO MEDICO IN VITRO
Beckman Coulter, Inc. | Peru | IVD |  | ACCESS SARS-CoV-2 IgG II. | DISPOSITIVO MEDICO IN VITRO
Beckman Coulter, Inc. | Peru | IVD |  | ACCESS RUBELLA IGM. | DISPOSITIVO MEDICO IN VITRO
Beckman Coulter, Inc. | Peru | IVD |  | ACCESS SENSITIVE ESTRADIOL. | DISPOSITIVO MEDICO IN VITRO
Beckman Coulter, Inc. | Peru | IVD |  | DURACLONE B27, DURACLONE TRI T-STAT CD3/CD4/CD8. | DISPOSITIVO MEDICO IN VITRO
Beckman Coulter, Inc. | Peru | IVD |  | HDL - CHOLESTEROL. | DISPOSITIVO MEDICO IN VITRO
Beckman Coulter, Inc. | Peru | IVD |  | ACCESS SARS-CoV-2 IgG. | DISPOSITIVO MEDICO IN VITRO
Beckman Coulter, Inc. | Peru | IVD |  | ACCESS PCT (REAGENT PACK). | DISPOSITIVO MEDICO IN VITRO
Beckman Coulter, Inc. | Peru | IVD |  | CLEARLLAB 10C. | DISPOSITIVO MEDICO IN VITRO
Beckman Coulter, Inc. | Peru | IVD |  | ICHEM VELOCITY URINE CHEMISTRY STRIPS. | DISPOSITIVO MEDICO IN VITRO
Beckman Coulter, Inc. | Peru | IVD |  | HbA1c ADVANCED. | DISPOSITIVO MEDICO IN VITRO
Beckman Coulter, Inc. | Peru | IVD |  | COCAINE, CARBAMAZEPINE. | DISPOSITIVO MEDICO IN VITRO
Beckman Coulter, Inc. | Peru | IVD |  | ACCESS hsTnl. | DISPOSITIVO MEDICO IN VITRO
Beckman Coulter, Inc. | Peru | IVD |  | REACTIVOS USADOS PARA DOSAJES QUIMICOS Y BIOQUIMICOS. | DISPOSITIVO MEDICO IN VITRO
Beckman Coulter, Inc. | Peru | IVD |  | REACTIVOS USADOS EN INMUNOLOGIA, según detalle. | DISPOSITIVO MEDICO IN VITRO
Beckman Coulter, Inc. | Peru | IVD |  | REACTIVOS USADOS EN INMUNOLOGIA, según detalle. | DISPOSITIVO MEDICO IN VITRO
Beckman Coulter, Inc. | Peru | IVD |  | ELECTRODE-Na, ELECTRODE-K, ELECTRODE-Cl. | DISPOSITIVO MEDICO IN VITRO
Beckman Coulter, Inc. | Peru | IVD |  | CREATININE (ENZYMATIC). | DISPOSITIVO MEDICO IN VITRO
Beckman Coulter, Inc. | Peru | IVD |  | AQUIOS PLG PANEL. | DISPOSITIVO MEDICO IN VITRO
Beckman Coulter, Inc. | Peru | IVD |  | REACTIVOS USADOS EN DOSAJES QUIMICOS Y BIOQUIMICOS. | DISPOSITIVO MEDICO IN VITRO
Beckman Coulter, Inc. | Peru | IVD |  | REACTIVOS ANTI-cMPO-FITC cCD79a-PE cCD3-ECD, CD según detalle. | DISPOSITIVO MEDICO IN VITRO
Beckman Coulter, Inc. | Peru | IVD |  | CYTO-STAT / COULTER CLONE CD8-ECD. | DISPOSITIVO MEDICO IN VITRO
Beckman Coulter, Inc. | Peru | IVD |  | REACTIVOS USADOS EN INMUNOLOGIA. | DISPOSITIVO MEDICO IN VITRO
Beckman Coulter, Inc. | Peru | IVD |  | ACCESS TPO ANTIBODY, ACCESS THYROGLOBULIN ANTIBODY II. | DISPOSITIVO MEDICO IN VITRO
Beckman Coulter, Inc. | Peru | IVD |  | ß-2 MICROGLOBULIN. | DISPOSITIVO MEDICO IN VITRO
Beckman Coulter, Inc. | Peru | IVD |  | HAPTOGLOBIN. | DISPOSITIVO MEDICO IN VITRO
Beckman Coulter, Inc. | Peru | IVD |  | INORGANIC PHOSPHOROUS. | DISPOSITIVO MEDICO IN VITRO
Beckman Coulter, Inc. | Peru | IVD |  | LIPASE. | DISPOSITIVO MEDICO IN VITRO
Beckman Coulter, Inc. | Peru | IVD |  | ACCESS RUBELLA IgG, ACCESS TOXO IgG, ACCESS TOXO IgM II. | DISPOSITIVO MEDICO IN VITRO
Beckman Coulter, Inc. | Peru | IVD |  | REACTIVOS USADOS EN INMUNOLOGIA. | DISPOSITIVO MEDICO IN VITRO
Beckman Coulter, Inc. | Peru | IVD |  | ACCESS EPO. | DISPOSITIVO MEDICO IN VITRO
Beckman Coulter, Inc. | Peru | IVD |  | ACCESS AMH. | DISPOSITIVO MEDICO IN VITRO
Beckman Coulter, Inc. | Peru | IVD |  | LDL-CHOLESTEROL. | DISPOSITIVO MEDICO IN VITRO
Beckman Coulter, Inc. | Peru | IVD |  | ASO. | DISPOSITIVO MEDICO IN VITRO
Beckman Coulter, Inc. | Peru | IVD |  | ACCESS OSTASE; ACCESS DHEA-s. | DISPOSITIVO MEDICO IN VITRO
Beckman Coulter, Inc. | Peru | IVD |  | REACTIVOS USADOS EN INMUNOLOGIA. | DISPOSITIVO MEDICO IN VITRO
Beckman Coulter, Inc. | Peru | IVD |  | RF-LATEX; FERRITIN. | DISPOSITIVO MEDICO IN VITRO
Beckman Coulter, Inc. | Peru | IVD |  | ACCESS 25 (OH) VITAMIN D TOTAL. | DISPOSITIVO MEDICO IN VITRO
Beckman Coulter, Inc. | Peru | IVD |  | UIBC. | DISPOSITIVO MEDICO IN VITRO
Beckman Coulter, Inc. | Peru | IVD |  | CK-MB. | DISPOSITIVO MEDICO IN VITRO
Beckman Coulter, Inc. | Peru | IVD |  | ACCESS TSH (3rd IS). | DISPOSITIVO MEDICO IN VITRO
Beckman Coulter, Inc. | Peru | IVD |  | D-DIMER. | DISPOSITIVO MEDICO IN VITRO
Beckman Coulter, Inc. | Peru | IVD |  | CALCIUM ARSENAZO. | DISPOSITIVO MEDICO IN VITRO
Beckman Coulter, Inc. | Peru | IVD |  | FLOWCARE PLG CD4 REAGENT (CD45-FITC/CD4-PE), CYTO-STAT/COULTER CLONE T8-FITC, CYTO-COMP CELL KIT. | DISPOSITIVO MEDICO IN VITRO
Beckman Coulter, Inc. | Peru | IVD |  | RECTIVOS DE DIAGNOSTICO CLINICO USADOS EN INMUNOLOGIA. | DISPOSITIVO MEDICO IN VITRO
Beckman Coulter, Inc. | Peru | IVD |  | CD8-FITC, CD19-PE, CD-56-PE, CD23-FITC, MARCA: IOTEST | DISPOSITIVO MEDICO IN VITRO
Beckman Coulter, Inc. | Peru | IVD |  | ACCESS FOLATE. | DISPOSITIVO MEDICO IN VITRO
Beckman Coulter, Inc. | Peru | IVD |  | ACCESS. | DISPOSITIVO MEDICO IN VITRO
Beckman Coulter, Inc. | Peru | IVD |  | CD10-PE, MARCA: IOTEST | DISPOSITIVO MEDICO IN VITRO
Beckman Coulter, Inc. | Peru | IVD |  | REACTIVO PARA DIAGNOSTICO CLINICO USADOS EN MEDICINA NUCLEAR, MARCA: IOTEST | DISPOSITIVO MEDICO IN VITRO
Beckman Coulter, Inc. | Peru | IVD |  | CD34-PE; CD45-FITC; CD11b-APC-ALEXA FLUOR 750, MARCA: IOTEST | DISPOSITIVO MEDICO IN VITRO
Beckman Coulter, Inc. | Peru | IVD |  | CD3-ECD; CD16-PE; DC19-PC7; CD5-FITC; CD56-PC5, MARCA: IOTEST | DISPOSITIVO MEDICO IN VITRO
Beckman Coulter, Inc. | Peru | IVD |  | ACCESS TOTAL ßhCG(5th IS). | DISPOSITIVO MEDICO IN VITRO
Beckman Coulter, Inc. | Peru | IVD |  | ACCESS® MYOGLOBIN, ACCESS® IL-6, MARCA: ACCESS®. | DISPOSITIVO MEDICO IN VITRO
Beckman Coulter, Inc. | Peru | IVD |  | ACCESS® AFP. | DISPOSITIVO MEDICO IN VITRO
Beckman Coulter, Inc. | Peru | IVD |  | ACCESS ACCUTNL+3 ON ACCESS 2 y ACCESS ACCUTNL+3 ON UNICEL Dxl. | DISPOSITIVO MEDICO IN VITRO
Beckman Coulter, Inc. | Peru | IVD |  | REACTIVOS USADOS PARA DOSAJES QUIMICOS Y BIOQUIMICOS. | DISPOSITIVO MEDICO IN VITRO
Beckman Coulter, Inc. | Peru | IVD |  | ACCESS® FERRITIN, ACCESS® sTfR. | DISPOSITIVO MEDICO IN VITRO
Beckman Coulter, Inc. | Peru | IVD |  | ACCESS®, según detalle. | DISPOSITIVO MEDICO IN VITRO
Beckman Coulter, Inc. | Peru | IVD |  | ACCESS CEA. | DISPOSITIVO MEDICO IN VITRO
Beckman Coulter, Inc. | Peru | IVD |  | CYTO-STAT TETRACHROME, según detalle. | DISPOSITIVO MEDICO IN VITRO
Beckman Coulter, Inc. | Peru | IVD |  | STEM KIT REAGENTS, INTRAPREP PERMEABILIZATION REAGENT. | DISPOSITIVO MEDICO IN VITRO
Beckman Coulter, Inc. | Peru | IVD |  | CYTO-STAT TRICHROME CD8-FIT/CD4-RD1/CD3-PC5; FLOW-COUNT FLUOROSPHERES. | DISPOSITIVO MEDICO IN VITRO
Beckman Coulter, Inc. | Peru | IVD |  | HbA1c. | DISPOSITIVO MEDICO IN VITRO
Beckman Coulter, Inc. | Peru | IVD |  | REACTIVOS USADOS EN INMUNOLOGIA, MARCA: IO TEST ®. | DISPOSITIVO MEDICO IN VITRO
Beckman Coulter, Inc. | Peru | IVD |  | MAGNESIUM. | DISPOSITIVO MEDICO IN VITRO
Beckman Coulter, Inc. | Peru | IVD |  | IgA, IgG, IgM. | DISPOSITIVO MEDICO IN VITRO
Beckman Coulter, Inc. | Peru | IVD |  | AQUIS TETRA-1 PANEL, AQUIS TETRA-2+ PANEL. | DISPOSITIVO MEDICO IN VITRO
Beckman Coulter, Inc. | Peru | IVD |  | IOTEST CD8-PC7. | DISPOSITIVO MEDICO IN VITRO
Beckman Coulter, Inc. | Peru | IVD |  | REACTIVOS USADOS PARA DOSAJES QUIMICOS Y BIOQUIMICOS, según detalle. | DISPOSITIVO MEDICO IN VITRO
Beckman Coulter, Inc. | Peru | IVD |  | REACTIVOS USADOS EN INMUNOLOGIA, según detalle. | DISPOSITIVO MEDICO IN VITRO
Beckman Coulter, Inc. | Peru | IVD |  | REACTIVOS USADOS PARA DOSAJES QUIMICOS Y BIOQUIMICOS. | DISPOSITIVO MEDICO IN VITRO
Beckman Coulter, Inc. | Peru | IVD |  | TOTAL IMMUNOGLOBULIN E (IgE), MARCA: BECKMAN COULTER | DISPOSITIVO MEDICO IN VITRO
Beckman Coulter, Inc. | Peru | IVD |  | DXH 500 SERIES DILUENT, MARCA: BECKMAN COULTER | DISPOSITIVO MEDICO IN VITRO
Beckman Coulter, Inc. | Peru | IVD |  | COULTER DxH DILUENT, MARCA: BECKMAN COULTER | DISPOSITIVO MEDICO IN VITRO
Beckman Coulter, Inc. | Peru | IVD |  | ACCESS BNP. | DISPOSITIVO MEDICO IN VITRO
Beckman Coulter, Inc. | Peru | IVD |  | URINE/CSF ALBUMIN. | DISPOSITIVO MEDICO IN VITRO
Abbott | Peru | IVD |  | REACTIVOS DE DIAGNÓSTICO USADOS EN DOSAJES SEROLOGICOS. | DISPOSITIVO MEDICO IN VITRO
Abbott | Peru | IVD |  | BIOLINE™TB AG MPT64. | DISPOSITIVO MEDICO IN VITRO
Abbott | Peru | IVD |  | REACTIVOS HEMOLIZANTES. | DISPOSITIVO MEDICO IN VITRO
Abbott | Peru | MD |  | ARMADA 18 PTA CATHETER. | DISPOSITIVO MEDICO
Abbott | Peru | IVD |  | CHECK NOW™ HIV SELF TEST. | DISPOSITIVO MEDICO IN VITRO
Abbott | Peru | MD |  | HI-TORQUE TURNTRAC™ GUIDE WIRE WITH HYDROPHILIC COATING - FULLY COATED, HI-TORQUE TURNTRAC™ GUIDE WIRE WITH HYDROPHILIC COATING - UNCOATED TIP, MARCA: HI-TORQUE TURNTRAC | DISPOSITIVO MEDICO
Abbott | Peru | MD |  | HI-TORQUE INFILTRAC GUIDE WIRE, MARCA: INFILTRAC™ | DISPOSITIVO MEDICO
Abbott | Peru | IVD |  | HEMOGLOBIN A1C. | DISPOSITIVO MEDICO IN VITRO
Abbott | Peru | IVD |  | ARCHITECT ¡PHENYTOIN REAGENT KIT. | DISPOSITIVO MEDICO IN VITRO
Abbott | Peru | IVD |  | PANBIO™ COVID-19 ANTIGEN SELF-TEST. | DISPOSITIVO MEDICO IN VITRO
Abbott | Peru | IVD |  | EDTA CAPILLARY TUBES. | DISPOSITIVO MEDICO IN VITRO
Abbott | Peru | IVD |  | DETERMINE™ HIV-1/2 SET, DETERMINE™ HBSAG 2 SET, DETERMINE™ HIV EARLY DETECT SET. | DISPOSITIVO MEDICO IN VITRO
Abbott | Peru | IVD |  | ID NOW™ INFLUENZA A&B 2, ID NOW™ RSV, ID NOW™ STREP A 2. | DISPOSITIVO MEDICO IN VITRO
Abbott | Peru | IVD |  | ACTIVATED ALANINE AMINOTRANSFERASE. | DISPOSITIVO MEDICO IN VITRO
Abbott | Peru | IVD |  | TRAB REAGENT KIT. | DISPOSITIVO MEDICO IN VITRO
Abbott | Peru | MD |  | FLEXABILITY ABLATION CATHETER, SENSOR ENABLED. | DISPOSITIVO MEDICO
Abbott | Peru | MD |  | AMPLATZER™ STEERABLE DELIVERY SHEATH, MARCA: AMPLATZER™ | DISPOSITIVO MEDICO
Abbott | Peru | IVD |  | PANBIO™ COVID-19 ANTIGEN SELF-TEST. | DISPOSITIVO MEDICO IN VITRO
Abbott | Peru | IVD |  | BIOLINE™ RSV. | DISPOSITIVO MEDICO IN VITRO
Abbott | Peru | MD |  | ENSITE PRECISION SURFACE ELECTRODE KIT, ENSITE VELOCITY SURFACE ELECTRODE KIT. | DISPOSITIVO MEDICO
Abbott | Peru | MD |  | XIENCE SIERRA. | DISPOSITIVO MEDICO
Abbott | Peru | MD |  | INTRODUCTOR DE CATÉTER VASCULAR, MARCA: ABBOTT | DISPOSITIVO MEDICO
Abbott | Peru | IVD |  | PANBIO™ DENGUE EARLY ELISA, PANBIO™ DENGUE IgM CAPTURE ELISA, PANBIO™ DENGUE DUO CASSETTE, PANBIO™ DENGUE IgG INDIRECT ELISA, PANBIO™ DENGUE EARLY RAPID. | DISPOSITIVO MEDICO IN VITRO
Abbott | Peru | IVD |  | BIOLINE™ INFLUENZA ULTRA. | DISPOSITIVO MEDICO IN VITRO
Abbott | Peru | MD |  | HI-TORQUE TURNTRAC™ FLEX GUIDE WIRE WITH HYDROPHILIC COATING - FULLY COATED, HI-TORQUE TURNTRAC™ FLEX GUIDE WIRE WITH HYDROPHILIC COATING - UNCOATED TIP. | DISPOSITIVO MEDICO
Abbott | Peru | MD |  | MITRACLIP G4 SYSTEM, MARCA: MITRACLIP™ | DISPOSITIVO MEDICO
Abbott | Peru | IVD |  | BIOLINE™ DENGUE DUO 2.0. | DISPOSITIVO MEDICO IN VITRO
Abbott | Peru | MD |  | AMPLATZER™ VALVULAR PLUG III, MARCA: AMPLATZER™ | DISPOSITIVO MEDICO
Abbott | Peru | IVD |  | TOTAL PROTEIN2, ALBUMIN BCP2, AMYLASE2, CHOLESTEROL2, ALBUMIN BCG2, HAPTOGLOBULIN, URIC ACID2, UREA NITROGEN2. | DISPOSITIVO MEDICO IN VITRO
Abbott | Peru | IVD |  | ICT MODULE. | DISPOSITIVO MEDICO IN VITRO
Abbott | Peru | IVD |  | REACTIVOS USADOS EN INMUNOLOGIA. | DISPOSITIVO MEDICO IN VITRO
Abbott | Peru | MD |  | AMPLATZER™ AMULET™ DELIVERY SHEATH. | DISPOSITIVO MEDICO
Abbott | Peru | IVD |  | BIOLINE™DENGUE DUO, BIOLINE™ DENGUE IgG/IgM, BIOLINE™ DENGUE NS1 Ag. | DISPOSITIVO MEDICO IN VITRO
Abbott | Peru | IVD |  | BIOLINE™SYPHILIS 3.0, BIOLINE™ HIV/SYPHILIS DUO. | DISPOSITIVO MEDICO IN VITRO
Abbott | Peru | IVD |  | BIOLINE™ ROTA/ADENO. | DISPOSITIVO MEDICO IN VITRO
Abbott | Peru | IVD |  | BIOLINE™ H. PYLORI, BIOLINE™ H. PYLORI AG. | DISPOSITIVO MEDICO IN VITRO
Abbott | Peru | IVD |  | BIOLINE™ ZIKA IgM, BIOLINE™ HAV IgG/IgM, BIOLINE™ LEPTOSPIRA IgG/IgM. | DISPOSITIVO MEDICO IN VITRO
Abbott | Peru | IVD |  | BIOLINE™ CHLAMYDIA. | DISPOSITIVO MEDICO IN VITRO
Abbott | Peru | IVD |  | MICROALBUMIN. | DISPOSITIVO MEDICO IN VITRO
Abbott | Peru | IVD |  | BIOLINE™ CHAGAS AB. | DISPOSITIVO MEDICO IN VITRO
Abbott | Peru | IVD |  | ARCHITECT TACROLIMUS REAGENT KIT, ARCHITECT SIROLIMUS REAGENT KIT. | DISPOSITIVO MEDICO IN VITRO
Abbott | Peru | IVD |  | BIOLINE™ HBsAg. | DISPOSITIVO MEDICO IN VITRO
Abbott | Peru | MD |  | AMPLATZER™ TORQVUE™ LP DELIVERY SYSTEM, MARCA: AMPLATZER | DISPOSITIVO MEDICO
Abbott | Peru | MD |  | AMPLATZER TORQVUE LP CATHETER, MARCA: AMPLATZER | DISPOSITIVO MEDICO
Abbott | Peru | MD |  | AMPLATZER SEPTAL OCCLUDER, MARCA: AMPLATZER | DISPOSITIVO MEDICO
Abbott | Peru | IVD |  | PANBIO™ LEPTOSPIRA IgM ELISA. | DISPOSITIVO MEDICO IN VITRO
Abbott | Peru | IVD |  | REACTIVOS USADO EN DOSAJES SEROLOGICOS. | DISPOSITIVO MEDICO IN VITRO
Abbott | Peru | IVD |  | ARCHITECT HCV AG REAGENT KIT, ALINITY I HCV AG REAGENT KIT. | DISPOSITIVO MEDICO IN VITRO
Abbott | Peru | IVD |  | REACTIVOS USADOS EN INMUNOLOGÍA. | DISPOSITIVO MEDICO IN VITRO
Abbott | Peru | IVD |  | CARBON DIOXIDE, ALINITY C CARBON DIOXIDE REAGENT KIT. | DISPOSITIVO MEDICO IN VITRO
Abbott | Peru | IVD |  | DETERMINE™ TB LAM AG. | DISPOSITIVO MEDICO IN VITRO
Abbott | Peru | IVD |  | PIMA™ CD4. | DISPOSITIVO MEDICO IN VITRO
Abbott | Peru | IVD |  | BIOLINE™ MALARIA AG P.F/P.V; BIOLINE™ HIV 1/2 3.0. | DISPOSITIVO MEDICO IN VITRO
Abbott | Peru | IVD |  | M-PIMA™ HIV-1/2 VL. | DISPOSITIVO MEDICO IN VITRO
Abbott | Peru | IVD |  | ID NOW™ COVID - 19. | DISPOSITIVO MEDICO IN VITRO
Abbott | Peru | IVD |  | PANBIO™ COVID-19 AG RAPID TEST DEVICE (NASAL). | DISPOSITIVO MEDICO IN VITRO
Abbott | Peru | MD |  | AMPLATZER GUIDEWIRES, MARCA: AMPLATZER | DISPOSITIVO MEDICO
Abbott | Peru | MD |  | AMPLATZER AMULET LEFT ATRIAL APPENDAGE OCCLUDER, MARCA: AMPLATZER | DISPOSITIVO MEDICO
Abbott | Peru | IVD |  | REACTIVOS USADOS PARA DOSAJES QUÍMICOS Y BIOQUÍMICOS. | DISPOSITIVO MEDICO IN VITRO
Abbott | Peru | MD |  | PORTICO™ DELIVERY SYSTEM / FLEXNAV™ DELIVERY SYSTEM. | DISPOSITIVO MEDICO
Abbott | Peru | IVD |  | ARCHITECT ACTIVE-B12 (HOLOTRANSCOBALAMIN) REAGENT KIT, ALINITY I ACTIVE - B12 (HOLOTRANSCOBALAMIN) REAGENT KIT. | DISPOSITIVO MEDICO IN VITRO
Abbott | Peru | IVD |  | ALINITY I HBSAg NEXT QUALITATIVE REAGENT KIT, ALINITY I HBSAg NEXT CONFIRMATORY REAGENT KIT. | DISPOSITIVO MEDICO IN VITRO
Abbott | Peru | IVD |  | SARS-COV-2 IgG II QUANT REAGENT KIT. | DISPOSITIVO MEDICO IN VITRO
Abbott | Peru | IVD |  | ARCHITECT PRE-TRIGGER SOLUTION, ALINITY PRE-TRIGGER SOLUTION. | DISPOSITIVO MEDICO IN VITRO
Abbott | Peru | MD |  | AMPLATZER DUCT OCCLUDER, MARCA: AMPLATZER | DISPOSITIVO MEDICO
Abbott | Peru | MD |  | AMPLATZER PICCOLO™ OCCLUDER, MARCA: AMPLATZER | DISPOSITIVO MEDICO
Abbott | Peru | MD |  | AMPLATZER AMULET LEFT ATRIAL APPENDAGE OCCLUDER, MARCA: AMPLATZER | DISPOSITIVO MEDICO
Abbott | Peru | IVD |  | ICT MODULE. | DISPOSITIVO MEDICO IN VITRO
Abbott | Peru | IVD |  | ALBUMIN BCG2, TRANSFERRIN. | DISPOSITIVO MEDICO IN VITRO
Abbott | Peru | MD |  | AMPLATZER TREVISIO INTRAVASCULAR DELIVERY SYSTEM, MARCA: AMPLATZER | DISPOSITIVO MEDICO
Abbott | Peru | IVD |  | TRANSFERRIN.l | DISPOSITIVO MEDICO IN VITRO
Abbott | Peru | IVD |  | REACTIVOS USADOS EN INMUNOLOGÍA. | DISPOSITIVO MEDICO IN VITRO
Abbott | Peru | IVD |  | REACTIVOS USADOS EN HEMATOLOGÍA Y PATOLOGÍA. | DISPOSITIVO MEDICO IN VITRO
Abbott | Peru | MD |  | AMPLATZER™ SIZING BALLOON II, MARCA: AMPLATZER | DISPOSITIVO MEDICO
Abbott | Peru | MD |  | AMPLATZER PFO OCCLUDER, MARCA: AMPLATZE | DISPOSITIVO MEDICO
Abbott | Peru | MD |  | AMPLATZER, MARCA: AMPLATZER | DISPOSITIVO MEDICO
Abbott | Peru | IVD |  | MAGNESIUM. | DISPOSITIVO MEDICO IN VITRO
Abbott | Peru | IVD |  | REACTIVOS USADOS PARA DOSAJES SEROLOGICOS, Según detalle. | DISPOSITIVO MEDICO IN VITRO
Abbott | Peru | IVD |  | IMMUNOGLOBULIN M, PREALBUMIN, IMMUNOGLOBULIN A, COMPLEMENT C3, COMPLEMENT C4, IMMUNOGLOBULIN G, APOLIPOPROTEIN A1, APOLIPOPROTEIN B. | DISPOSITIVO MEDICO IN VITRO
Abbott | Peru | IVD |  | PANBIO™ COVID - 19 Ag RAPID TEST DEVICE. | DISPOSITIVO MEDICO IN VITRO
Abbott | Peru | IVD |  | BIOLINE™ HCV. | DISPOSITIVO MEDICO IN VITRO
Abbott | Peru | IVD |  | REACTIVOS USADOS PARA DOSAJES QUIMICOS Y BIOQUIMICOS. | DISPOSITIVO MEDICO IN VITRO
Abbott | Peru | IVD |  | SARS-COV-2 IgM REAGENT KIT. | DISPOSITIVO MEDICO IN VITRO
Abbott | Peru | IVD |  | ARCHITECT PEPSINOGEN I REAGENT KIT, ARCHITECT PEPSINOGEN II REAGENT KIT. | DISPOSITIVO MEDICO IN VITRO
Abbott | Peru | IVD |  | ARCHITECT IGENTAMICIN REAGENT KIT, ARCHITECT ICARBAMAZEPINE REAGENT KIT. | DISPOSITIVO MEDICO IN VITRO
Abbott | Peru | IVD |  | REACTIVOS USADOS PARA DOSAJES SEROLOGICOS, MARCA: ARCHITECT | DISPOSITIVO MEDICO IN VITRO
Abbott | Peru | IVD |  | TOTAL BILIRUBIN. | DISPOSITIVO MEDICO IN VITRO
Abbott | Peru | IVD |  | REACTIVOS USADOS PARA DOSAJES SEROLÓGICOS. | DISPOSITIVO MEDICO IN VITRO
Abbott | Peru | MD |  | FREESTYLE LIBRE FLASH GLUCOSE MONITORING SYSTEM - SENSOR KIT. | DISPOSITIVO MEDICO
Abbott | Peru | IVD |  | NSE REAGENT KIT. | DISPOSITIVO MEDICO IN VITRO
Abbott | Peru | IVD |  | ARCHITECT CYCLOSPORINE REAGENT KIT. | DISPOSITIVO MEDICO IN VITRO
Abbott | Peru | IVD |  | ALINITY I SARS-COV-2 IgG REAGENT KIT. | DISPOSITIVO MEDICO IN VITRO
Abbott | Peru | IVD |  | SARS-COV-2 IgG REAGENT KIT. | DISPOSITIVO MEDICO IN VITRO
Abbott | Peru | IVD |  | ALINITY I CYCLOSPORINE REAGENT KIT. | DISPOSITIVO MEDICO IN VITRO
Abbott | Peru | IVD |  | ABBOTT REALTIME SARS-COV-2. | DISPOSITIVO MEDICO IN VITRO
Abbott | Peru | IVD |  | ALINITY I SIROLIMUS REAGENT KIT, ALINITY I TACROLIMUS REAGENT KIT. | DISPOSITIVO MEDICO IN VITRO
Abbott | Peru | IVD |  | ALINITY I PEPSINOGEN I REAGENT KIT, ALINITY I PEPSINOGEN II REAGENT KIT. | DISPOSITIVO MEDICO IN VITRO
Abbott | Peru | IVD |  | ALINITY I ACTIVE - B12 (HOLOTRANSCOBALAMIN) REAGENT KIT. | DISPOSITIVO MEDICO IN VITRO
Abbott | Peru | MD |  | SWARTZ BRAIDED TRANSSEPTAL GUIDING INTRODUCER, MARCA: SWARTZ™ | DISPOSITIVO MEDICO
Abbott | Peru | IVD |  | ABBOTT REALTIME CMV AMPLIFICATION REAGENT KIT (09N21-090). | DISPOSITIVO MEDICO IN VITRO
Abbott | Peru | IVD |  | ALINITY I STAT MYOGLOBIN REAGENT KIT, ALINITY I STAT CK- MB REAGENT KIT. | DISPOSITIVO MEDICO IN VITRO
Abbott | Peru | IVD |  | ARCHITECT HBsAG NEXT QUALITATIVE REAGENT KIT, ARCHITECT HBsAG NEXT CONFIRMATORY REAGENT KIT. | DISPOSITIVO MEDICO IN VITRO
Abbott | Peru | IVD |  | ALINITY I STAT HIGH SENSITIVE TROPONIN-I REAGENT KIT. | DISPOSITIVO MEDICO IN VITRO
Abbott | Peru | IVD |  | ALINITY I URINE NGAL REAGENT KIT. | DISPOSITIVO MEDICO IN VITRO
Abbott | Peru | IVD |  | ALANINE AMINOTRANSFERASE, AMYLASE, CARBON DIOXIDE, DIRECT BILIRUBIN, GLUCOSE , ULTRA HDL. | DISPOSITIVO MEDICO IN VITRO
Abbott | Peru | IVD |  | REACTIVOS PARA DOSAJES QUÍMICOS Y BIOQUÍMICOS, según detalle. | DISPOSITIVO MEDICO IN VITRO
Abbott | Peru | IVD |  | REACTIVOS USADOS PARA DOSAJES QUIMICOS Y BIOQUIMICOS. | DISPOSITIVO MEDICO IN VITRO
Abbott | Peru | IVD |  | TRANSFERRIN. | DISPOSITIVO MEDICO IN VITRO
Abbott | Peru | IVD |  | ALINITY C HEMOGLOBIN A1c REAGENT KIT. | DISPOSITIVO MEDICO IN VITRO
Abbott | Peru | IVD |  | VYSIS ALK BREAK APART FISH PROBE KIT. | DISPOSITIVO MEDICO IN VITRO
Abbott | Peru | IVD |  | PATHVYSION HER-2 DNA PROBE KIT. | DISPOSITIVO MEDICO IN VITRO
Abbott | Peru | IVD |  | ALINITY I TOXO IgG REAGENT KIT, ALINITY I TOXO IgG AVIDITY REAGENT KIT, ALINITY I TOXO IgM REAGENT KIT. | DISPOSITIVO MEDICO IN VITRO
Abbott | Peru | IVD |  | ALINITY I CMV IgM REAGENT KIT. | DISPOSITIVO MEDICO IN VITRO
Abbott | Peru | IVD |  | ALINITY I TSH REAGENT KIT, ALINITY I FREE T3 REAGENT KIT, ALINITY I FREE T4 REAGENT KIT, ALINITY I TOTAL T3 REAGENT KIT, ALINITY I TOTAL T4 REAGENT KIT. | DISPOSITIVO MEDICO IN VITRO
Abbott | Peru | IVD |  | ALINITY I B·R·A·H·M·S PCT REAGENT KIT, ALINITY I T-UPTAKE REAGENT KIT, ALINITY I CORTISOL REAGENT KIT, ALINITY I ANTITPO REAGENT KIT, ALINITY I ANTI-TG REAGENT KIT. | DISPOSITIVO MEDICO IN VITRO
Abbott | Peru | IVD |  | ALINITY I B12 REAGENT KIT, ALINITY I FOLATE REAGENT KIT, ALINITY I 25-OH VITAMIN D REAGENT KIT. | DISPOSITIVO MEDICO IN VITRO
Abbott | Peru | IVD |  | ALINITY I HBSAG REAGENT KIT, ALINITY I HBSAG QUALITATIVE II CONFIRMATORY REAGENT KIT, ALINITY I HBSAG CONFIRMATORY V.1 REAGENT KIT, ALINITY I ANTI-HBS REAGENT KIT, ALINITY I HBSAG QUALITATIVE II REAGENT KIT. | DISPOSITIVO MEDICO IN VITRO
Abbott | Peru | IVD |  | ALINITY I TOTAL B-hCG REAGENT KIT, ALINITY I FERRITIN REAGENT KIT, ALINITY I PROLACTIN REAGENT KIT, ALINITY I ESTRADIOL REAGENT KIT, ALINITY I FSH REAGENT KIT, ALINITY I LH REAGENT KIT, ALINITY I PROGESTERONE REAGENT KIT. | DISPOSITIVO MEDICO IN VITRO
Abbott | Peru | IVD |  | ALINITY I CHAGAS REAGENT KIT, ALINITY I EBV EBNA-1 IGG REAGENT KIT, ALINITY I EBV VCA IGG REAGENT KIT, ALINITY I EBV VCA IGM REAGENT KIT. | DISPOSITIVO MEDICO IN VITRO
Abbott | Peru | IVD |  | ALINITY I HIV Ag/Ab COMBO REAGENT KIT, ALINITY I SYPHILIS TP REAGENT KIT, ALINITY I rHTLV- I/II REAGENT KIT. | DISPOSITIVO MEDICO IN VITRO
Abbott | Peru | IVD |  | REACTIVOS USADOS EN DOSAJES SEROLÓGICOS. | DISPOSITIVO MEDICO IN VITRO
Abbott | Peru | IVD |  | COMPLEMENT C4. | DISPOSITIVO MEDICO IN VITRO
Abbott | Peru | IVD |  | ALKALINE PHOSPHATASE. | DISPOSITIVO MEDICO IN VITRO
Abbott | Peru | IVD |  | HEMOGLOBIN A1C. | DISPOSITIVO MEDICO IN VITRO
Abbott | Peru | IVD |  | ARCHITECT SYPHILIS TP (CÓDIGOS: 8D06-32 y 8D06-42). | DISPOSITIVO MEDICO IN VITRO
Abbott | Peru | IVD |  | MICROALBUMIN. | DISPOSITIVO MEDICO IN VITRO
Abbott | Peru | IVD |  | ARCHITECT ANTI-HBs REAGENT KIT. | DISPOSITIVO MEDICO IN VITRO
Abbott | Peru | IVD |  | ALINITY i AFP REAGENT KIT. | DISPOSITIVO MEDICO IN VITRO
Abbott | Peru | IVD |  | ALINITY i RUBELLA IgM REAGENT KIT. | DISPOSITIVO MEDICO IN VITRO
Abbott | Peru | IVD |  | ALINITY i CMV IgG REAGENT KIT. | DISPOSITIVO MEDICO IN VITRO
Abbott | Peru | IVD |  | ALINITY I RUBELLA IgG REAGENT KIT. | DISPOSITIVO MEDICO IN VITRO
Abbott | Peru | IVD |  | ALINITY i TOTAL PSA REAGENT KIT. | DISPOSITIVO MEDICO IN VITRO
Abbott | Peru | IVD |  | ALINITY i CEA REAGENT KIT. | DISPOSITIVO MEDICO IN VITRO
Abbott | Peru | MD |  | ABBOTT MEDICAL PEEL-AWAY INTRODUCER, MARCA: ST. JUDE MEDICAL | DISPOSITIVO MEDICO
Abbott | Peru | MD |  | FLEXABILITY ABLATION CATHETER, MARCA: ST. JUDE MEDICAL | DISPOSITIVO MEDICO
Abbott | Peru | IVD |  | VYSIS ALK BREAK APART FISH PROBE KIT. | DISPOSITIVO MEDICO IN VITRO
Abbott | Peru | IVD |  | ARCHITECT FREE T4 REAGENT KIT. | DISPOSITIVO MEDICO IN VITRO
Abbott | Peru | IVD |  | ALINITY i FREE PSA REAGENT KIT. | DISPOSITIVO MEDICO IN VITRO
Abbott | Peru | IVD |  | VYSIS CLL FISH PROBE KIT. | DISPOSITIVO MEDICO IN VITRO
Abbott | Peru | IVD |  | ABBOTT REALTIME MTB RIF/INH RESISTANCE AMPLIFICATION REAGENT KIT. | DISPOSITIVO MEDICO IN VITRO
Abbott | Peru | IVD |  | ANEUVYSION DNA PROBE KIT. | DISPOSITIVO MEDICO IN VITRO
Abbott | Peru | IVD |  | ARCHITECT RUBELLA IgG REAGENT. | DISPOSITIVO MEDICO IN VITRO
Abbott | Peru | IVD |  | ARCHITECT FREE T3 REAGENT KIT. | DISPOSITIVO MEDICO IN VITRO
Abbott | Peru | IVD |  | ARCHITECT FERRITIN REAGENT KIT. | DISPOSITIVO MEDICO IN VITRO
Abbott | Peru | IVD |  | ABBOTT REALTIME HBV AMPLIFICATION REAGENT KIT (2N40-91). | DISPOSITIVO MEDICO IN VITRO
Abbott | Peru | IVD |  | IMMUNOGLOBULIN M. | DISPOSITIVO MEDICO IN VITRO
Abbott | Peru | IVD |  | BIOLINE™ MALARIA Ag P.f/P. f/P. v. | DISPOSITIVO MEDICO IN VITRO
Abbott | Peru | IVD |  | FREESTYLE OPTIUM H BLOOD ß-KETONE TEST STRIPS (10ct). | DISPOSITIVO MEDICO IN VITRO
Abbott | Peru | IVD |  | ARCHITECT 25-OH VITAMIN D REAGENT KIT. | DISPOSITIVO MEDICO IN VITRO
Abbott | Peru | MD |  | HI-TORQUE WHISPER EXTRA SUPPORT GUIDE WIRE WITH HYDROPHILIC COATING, HI-TORQUE WHISPER LS GUIDE WIRE WITH HYDROPHILIC COATING, HI-TORQUE WHISPER MS GUIDE WIRE WITH HYDROPHILIC COATING, MARCA: HI-TORQUE WHISPER | DISPOSITIVO MEDICO
Abbott | Peru | IVD |  | ABBOTT REALTIME MTB AMPLIFICATION REAGENT KIT. | DISPOSITIVO MEDICO IN VITRO
Abbott | Peru | IVD |  | i-STAT TOTAL ß-hCG CARTRIDGE. | DISPOSITIVO MEDICO IN VITRO
Abbott | Peru | MD |  | XIENCE XPENDITION SV EVEROLIMUS ELUTING CORONARY STENT SYSTEM; XIENCE XPEDITION EVEROLIMUS ELUTING CORONARY STENT SYSTEM; XIENCE XPEDITION LL EVEROLIMUS ELUTING CORONARY STENT SYSTEM; XIENCE XPEDITION 48 EVEROLIMUSELUTING CORONARY STENT SYSTEM, MARCA | DISPOSITIVO MEDICO
Abbott | Peru | IVD |  | FREESTYLE OPTIUM BLOOD GLUCOSE TEST STRIPS (10CT), FREESTYLE OPTIUM BLOOD GLUCOSE TEST STRIPS (25CT), FREESTYLE OPTIUM BLOOD GLUCOSE TEST STRIPS (50CT), FREESTYLE OPTIUM BLOOD ß-KETONE TEST STRIPS (10CT). | DISPOSITIVO MEDICO IN VITRO
Abbott | Peru | MD |  | XIENCE ALPINE EVEROLIMUS ELUTING CORONARY STENT SYSTEM, MARCA: XIENCE ALPINE | DISPOSITIVO MEDICO
Abbott | Peru | IVD |  | ABBOTT REALTIME HIGH RISK HPV AMPLIFICATION REAGENT KIT (02N09-092). | DISPOSITIVO MEDICO IN VITRO
Abbott | Peru | MD |  | HI-TORQUE PROGRESS GUIDE WIRES, MARCA: ABBOTT | DISPOSITIVO MEDICO
Abbott | Peru | MD |  | PERCLOSE PROGLIDE SUTURE-MEDIATED CLOSURE SYSTEM, MARCA: PERCLOSE | DISPOSITIVO MEDICO
Abbott | Peru | MD |  | NC TREK RX CORONARY DILATATION CATHETER, MARCA: NC TREK | DISPOSITIVO MEDICO
Abbott | Peru | IVD |  | BIOLINE™ MALARIA AG P.f/Pan. | DISPOSITIVO MEDICO IN VITRO
Abbott | Peru | MD |  | MINI TREK RX CORONARY DILATATION CATHETER, TREK RX CORONARY DILATATION CATHETER, MARCA: ABBOTT | DISPOSITIVO MEDICO
Abbott | Peru | MD |  | SUPERA PERIPHERAL STENT SYSTEM Según detalle, MARCA: SUPERA | DISPOSITIVO MEDICO
Abbott | Peru | IVD |  | FREESTYLE OPTIUM NEO H BLOOD GLUCOSE TEST STRIPS. | DISPOSITIVO MEDICO IN VITRO
Abbott | Peru | IVD |  | ARCHITECT EBV EBNA - 1 IgG REAGENT KIT. | DISPOSITIVO MEDICO IN VITRO
Abbott | Peru | IVD |  | ALBUMIN BCP. | DISPOSITIVO MEDICO IN VITRO
Abbott | Peru | IVD |  | CARBON DIOXIDE. | DISPOSITIVO MEDICO IN VITRO
Abbott | Peru | IVD |  | ARCHITECT EBV VCA IgG REAGENT KIT. | DISPOSITIVO MEDICO IN VITRO
Abbott | Peru | IVD |  | ARCHITECT EBV VCA IgM REAGENT KIT (3P66-25 y 3P66-35). | DISPOSITIVO MEDICO IN VITRO
Abbott | Peru | IVD |  | PREALBUMIN (1E02-21). | DISPOSITIVO MEDICO IN VITRO
Abbott | Peru | IVD |  | ARCHITECT PEPSINOGEN I REAGENT KIT (8D07-26/-36). | DISPOSITIVO MEDICO IN VITRO
Abbott | Peru | IVD |  | COMPLEMENT C3. | DISPOSITIVO MEDICO IN VITRO
Abbott | Peru | IVD |  | 07H22-01 CELL-DYN IMMUNO T-CELL (CD3/4/8) REAGENTS. | DISPOSITIVO MEDICO IN VITRO
Abbott | Peru | IVD |  | PATHVYSION HER-2 DNA PROBE KIT. | DISPOSITIVO MEDICO IN VITRO
Abbott | Peru | IVD |  | ARCHITECT STAT HIGH SENSITIVE TROPONIN-I REAGENT KIT. | DISPOSITIVO MEDICO IN VITRO
Abbott | Peru | IVD |  | ABBOTT REAL TIME CT/NG AMPLIFICATION REAGENT KIT (8L07-91). | DISPOSITIVO MEDICO IN VITRO
Abbott | Peru | IVD |  | ARCHITECT PEPSINOGEN II REAGENT KIT. | DISPOSITIVO MEDICO IN VITRO
Abbott | Peru | IVD |  | ABBOTT REALTIME HCV GENOTYPE II AMPLIFICATION REAGENT KIT. | DISPOSITIVO MEDICO IN VITRO
Abbott | Peru | IVD |  | APOLIPOPROTEIN A1. | DISPOSITIVO MEDICO IN VITRO
Abbott | Peru | IVD |  | ARCHITECT CMV IgM REAGENT KIT. | DISPOSITIVO MEDICO IN VITRO
Abbott | Peru | IVD |  | ARCHITECT AFP REAGENT KIT. | DISPOSITIVO MEDICO IN VITRO
Abbott | Peru | IVD |  | ABBOTT REALTIME HIV-1 QUALITATIVE AMPLIFICATION REAGENT KIT. | DISPOSITIVO MEDICO IN VITRO
Abbott | Peru | IVD |  | ARCHITECT HBs Ag QUALITATIVE II REAGENT KIT, ARCHITECT HBs Ag QUALITATIVE II CONFORMATORY REAGENT KIT. | DISPOSITIVO MEDICO IN VITRO
Abbott | Peru | IVD |  | ARCHITECT HE4 REAGENT KIT. | DISPOSITIVO MEDICO IN VITRO
Abbott | Peru | IVD |  | ARCHITECT HBsAg REAGENT KIT. | DISPOSITIVO MEDICO IN VITRO
Abbott | Peru | IVD |  | REACTIVOS USADOS EN HEMATOLOGIA Y PATOLOGIA I - STAT. | DISPOSITIVO MEDICO IN VITRO
Abbott | Peru | IVD |  | CN-FREE LYSE. | DISPOSITIVO MEDICO IN VITRO
Abbott | Peru | IVD |  | ARCHITECT FREE PSA REAGENT KIT, ARCHITECT TOTAL PSA REAGENT KIT, según detalle. | DISPOSITIVO MEDICO IN VITRO
Abbott | Peru | IVD |  | I-STAT REACTIVOS USADOS PARA DOSAJES QUIMICOS Y BIOQUIMICOS. | DISPOSITIVO MEDICO IN VITRO
Abbott | Peru | IVD |  | ARCHITECT B12 REAGENT KIT. | DISPOSITIVO MEDICO IN VITRO
Abbott | Peru | IVD |  | ARCHITECT FOLATE REAGENT KIT. | DISPOSITIVO MEDICO IN VITRO
Abbott | Peru | IVD |  | ARCHITECT CHAGAS REAGENT KIT. | DISPOSITIVO MEDICO IN VITRO
Abbott | Peru | IVD |  | ARCHITECT HIV Ag/Ab COMBO REAGENT KIT. | DISPOSITIVO MEDICO IN VITRO
Abbott | Peru | IVD |  | ABBOTT REALTIME HIV-1 AMPLIFICATION REAGENT KIT. | DISPOSITIVO MEDICO IN VITRO
Abbott | Peru | IVD |  | LIPASE. | DISPOSITIVO MEDICO IN VITRO
Abbott | Peru | IVD |  | ARCHITECT TOXO IgM REAGENT KIT. | DISPOSITIVO MEDICO IN VITRO
Abbott | Peru | IVD |  | ARCHITECT LH REAGENT KIT (2P40-25, 2P40-35). | DISPOSITIVO MEDICO IN VITRO
Abbott | Peru | IVD |  | ARCHITECT URINE NGAL REAGENT KIT. | DISPOSITIVO MEDICO IN VITRO
Abbott | Peru | IVD |  | ARCHITECT ¡GENTAMICIN REAGENT KIT. | DISPOSITIVO MEDICO IN VITRO
Abbott | Peru | IVD |  | ARCHITECT TSH REAGENT KIT. | DISPOSITIVO MEDICO IN VITRO
Abbott | Peru | IVD |  | ARCHITECT ANTI-HCV REAGENT KIT. | DISPOSITIVO MEDICO IN VITRO
Abbott | Peru | IVD |  | ARCHITECT ¡CARBAMAZEPINE REAGENT KIT. | DISPOSITIVO MEDICO IN VITRO
Abbott | Peru | IVD |  | ARCHITECT CEA REAGENT. | DISPOSITIVO MEDICO IN VITRO
Abbott | Peru | IVD |  | ARCHITECT ANTI-HBc II REAGENT KIT. | DISPOSITIVO MEDICO IN VITRO
Abbott | Peru | IVD |  | ARCHITECT rHTLV I/II REAGENT KIT. | DISPOSITIVO MEDICO IN VITRO
Abbott | Peru | IVD |  | ARCHITECT TOTAL T4 REAGENT KIT. | DISPOSITIVO MEDICO IN VITRO
Abbott | Peru | IVD |  | ARCHITECT HBeAg REAGENT KIT. | DISPOSITIVO MEDICO IN VITRO
Abbott | Peru | IVD |  | ARCHITECT RUBELLA IgM REAGENT KIT. | DISPOSITIVO MEDICO IN VITRO
Abbott | Peru | IVD |  | ARCHITECT ANTI-HBe REAGENT KIT. | DISPOSITIVO MEDICO IN VITRO
Abbott | Peru | IVD |  | ULTRA HDL. | DISPOSITIVO MEDICO IN VITRO
Abbott | Peru | IVD |  | ARCHITECT CMV IgG AVIDITY REAGENT. | DISPOSITIVO MEDICO IN VITRO
Abbott | Peru | IVD |  | ARCHITECT TOXO IgG AVIDITY REAGENT KIT. | DISPOSITIVO MEDICO IN VITRO
Abbott | Peru | IVD |  | ARCHITECT FSH. | DISPOSITIVO MEDICO IN VITRO
Abbott | Peru | IVD |  | ARCHITECT TOXO IgG REAGENT KIT. | DISPOSITIVO MEDICO IN VITRO
Abbott | Peru | IVD |  | ARCHITECT CMV IgG REAGENT KIT. | DISPOSITIVO MEDICO IN VITRO
Abbott | Peru | IVD |  | ARCHITECT PROLACTIN REAGENT KIT. | DISPOSITIVO MEDICO IN VITRO
Abbott | Peru | IVD |  | ARCHITECT TOTAL T3 REAGENT KIT. | DISPOSITIVO MEDICO IN VITRO
Abbott | Peru | IVD |  | ALINITY M HBV AMP KIT. | DISPOSITIVO MEDICO IN VITRO
Abbott | Peru | IVD |  | ALINITY M HIV-1 AMP KIT, ALINITY M HCV AMP KIT. | DISPOSITIVO MEDICO IN VITRO
Abbott | Peru | IVD |  | REACTIVOS USADOS EN DOSAJES SEROLOGICOS. | DISPOSITIVO MEDICO IN VITRO
Abbott | Peru | IVD |  | ALINITY M STI AMP KIT. | DISPOSITIVO MEDICO IN VITRO
Abbott | Peru | IVD |  | ALINITY M HR HPV AMP KIT. | DISPOSITIVO MEDICO IN VITRO
Abbott | Peru | IVD |  | ANEUVYSION MULTICOLOR DNA PROBE KIT. | DISPOSITIVO MEDICO IN VITRO
Abbott | Peru | MD |  | 1 LITRE TOP FILL BAG WITH MALE ADAPTER. | DISPOSITIVO MEDICO
Abbott | Peru | IVD |  | ABBOTT REALTIME CMV AMPLIFICATION REAGENT KIT. | DISPOSITIVO MEDICO IN VITRO
Abbott | Peru | IVD |  | CLEARBLUE DIGITAL OVULATION TEST (PRUEBA DE OVULACIÓN CLEARBLUE DIGITAL), MARCA: CLEARBLUE | DISPOSITIVO MEDICO IN VITRO
Abbott | Peru | IVD |  | ACID PHOSPHATASE. | DISPOSITIVO MEDICO IN VITRO
Abbott | Peru | IVD |  | ABBOTT REALTIME HCV AMPLIFICATION REAGENT KIT. | DISPOSITIVO MEDICO IN VITRO
Abbott | Peru | IVD |  | ARCHITECT TOTAL ß-hCG REAGENT KIT. | DISPOSITIVO MEDICO IN VITRO
Abbott | Peru | IVD |  | TOTAL BILIRRUBIN. | DISPOSITIVO MEDICO IN VITRO
Abbott | Peru | IVD |  | ABBOTT REALTIME EBV. | DISPOSITIVO MEDICO IN VITRO
Abbott | Peru | MD |  | PORTICO TRANSCATHETER HEART VALVE, MARCA: ST. JUDE MEDICAL | DISPOSITIVO MEDICO
Abbott | Peru | MD |  | WHITESTAR SIGNATURE SYSTEM FUSION PACK (DISPOSABLE); WHITESTAR SIGNATURE SYSTEM FUSION DUAL PUMP PACK (DISPOSABLE); WHITESTAR SIGNATURE SYSTEMS DUAL PUMP PACK (DISPOSABLE); COMPACT INTUITIV SYSTEM SINGLE-USE PACK (DISPOSABLE). | DISPOSITIVO MEDICO
Abbott | Peru | IVD |  | ARCHITECT HAVAb-IgG REAGENT KIT. | DISPOSITIVO MEDICO IN VITRO
Abbott | Peru | MD |  | SOVEREIGN COMPACT. | EQUIPO BIOMEDICO
Abbott | Peru | IVD |  | APOLIPOPROTEIN B. | DISPOSITIVO MEDICO IN VITRO
Abbott | Peru | IVD |  | ASPARTATE AMINOTRANSFERASE (7D81-21). | DISPOSITIVO MEDICO IN VITRO
Abbott | Peru | MD |  | LAMINAR FLOW IRRIGATION SLEEVE AND TEST CHAMBER - 21 GAUGE. | DISPOSITIVO MEDICO
Abbott | Peru | IVD |  | IMMUNOGLOBULIN G. | DISPOSITIVO MEDICO IN VITRO
Abbott | Peru | IVD |  | GLUCOSE. | DISPOSITIVO MEDICO IN VITRO
Abbott | Peru | IVD |  | DIRECT BILIRUBIN. | DISPOSITIVO MEDICO IN VITRO
Abbott | Peru | IVD |  | TRANSFERRIN. | DISPOSITIVO MEDICO IN VITRO
Abbott | Peru | IVD |  | HAPTOGLOBIN (9D91-21). | DISPOSITIVO MEDICO IN VITRO
Abbott | Peru | IVD |  | ARCHITECT FREE T4 REAGENT KIT. | DISPOSITIVO MEDICO IN VITRO
Abbott | Peru | IVD |  | REACTIVOS USADOS PARA CONSERVACIÃ³N Y PROCESAMIENTO DE MUESTRA. | DISPOSITIVO MEDICO IN VITRO
Abbott | Peru | MD |  | ENSITE™ X EP SYSTEM SURFACE ELECTRODE KIT, MARCA: ENSITE | DISPOSITIVO MEDICO
Abbott | Peru | MD |  | XIENCE XPEDITION SV EVEROLIMUS ELUTING CORONARY STENT SYSTEM, XIENCE XPEDITION EVEROLIMUS ELUTING CORONARY STENT SYSTEM, XIENCE XPEDITION LL EVEROLIMUS ELUTING CORONARY STENT SYSTEM, XIENCE XPEDITION 48 EVEROLIMUS ELUTING CORONARY STENT SYSTEM. | DISPOSITIVO MEDICO
Abbott | Peru | IVD |  | M-PIMA HIV-1/2 DETECT. | DISPOSITIVO MEDICO IN VITRO
Abbott | Peru | IVD |  | BIOLINE™ HIV/SYPHILIS DUO. | DISPOSITIVO MEDICO IN VITRO
Abbott | Peru | MD |  | ADVISOR™ VL SENSOR ENABLED™ CIRCULAR MAPPING CATHETER. | DISPOSITIVO MEDICO
Abbott | Peru | IVD |  | CELL-DYN EMERALD 22 LYSE. | DISPOSITIVO MEDICO IN VITRO
Abbott | Peru | IVD |  | REACTIVOS PARA CONSERVACIÓN Y PROCESAMIENTO DE MUESTRA. | DISPOSITIVO MEDICO IN VITRO
Abbott | Peru | IVD |  | BINAXNOW™ STREPTOCOCCUS PNEUMONIAE ANTIGEN CARD. | DISPOSITIVO MEDICO IN VITRO
Abbott | Peru | MD |  | FLEXABILITY ABLATION CATHETER, MARCA: FLEXABILITY | DISPOSITIVO MEDICO
Abbott | Peru | IVD |  | CELL-DYN EMERALD CN-FREE LYSE; CELL-DYN EMERALD DILUENT. | DISPOSITIVO MEDICO IN VITRO
Abbott | Peru | MD |  | RX ACCULINK CAROTID STENT SYSTEM, MARCA: ACCULINK | DISPOSITIVO MEDICO
Abbott | Peru | MD |  | ENSITE™ X EP SYSTEM CATHETER CONNECTOR CABLE, según detalle, MARCA: ENSITE | DISPOSITIVO MEDICO
Abbott | Peru | MD |  | FLEXNAV™ LOADING SYSTEM, MARCA: FLEXNAV | DISPOSITIVO MEDICO
Abbott | Peru | MD |  | EMBOSHIELD NAV6 EMBOLIC PROTECTION SYSTEM. | DISPOSITIVO MEDICO
Abbott | Peru | IVD |  | DETERGENT A; DETERGENT B. | DISPOSITIVO MEDICO IN VITRO
Abbott | Peru | MD |  | X.ACT CAROTID STENT SYSTEM, según detalle, MARCA: X.ACT | DISPOSITIVO MEDICO
Abbott | Peru | MD |  | AMPLATZER™ VASCULAR PLUG, AMPLATZER™ VASCULAR PLUG II, AMPLATZER™ VASCULAR PLUG 4, MARCA: AMPLATZER | DISPOSITIVO MEDICO
Abbott | Peru | MD |  | HI-TORQUE SUPRA CORE 35 GUIDE WIRE, MARCA: HI-TORQUE SUPRA CORE | DISPOSITIVO MEDICO
Abbott | Peru | MD |  | HI-TORQUE PROCEED 170T ANGLED GUIDE WIRE WITH HYDROPHILIC COATING, HI-TORQUE PROCEED 220T ANGLED GUIDE WIRE WITH HYDROPHILIC COATING, MARCA: HI-TORQUE PROCEED | DISPOSITIVO MEDICO
Abbott | Peru | IVD |  | ARCHITECT ¡VALPROIC ACID REAGENT KIT. | DISPOSITIVO MEDICO IN VITRO
Abbott | Peru | IVD |  | ICT SAMPLE DILUENT. | DISPOSITIVO MEDICO IN VITRO
Abbott | Peru | MD |  | HI-TORQUE PROGRESSTM 40 GUIDE WIRE WITH TURBOCOAT TM HYDROPHILIC COATING, HI-TORQUE PROGRESSTM 80 GUIDE WIRE WITH TURBOCOAT TM HYDROPHILIC COATING, HI-TORQUE PROGRESSTM 140T GUIDE WIRE WITH TURBOCOAT TM HYDROPHILIC COATING, HI-TORQUE PROGRESSTM 200T | DISPOSITIVO MEDICO
Abbott | Peru | IVD |  | HSV-1 IgG REAGENT KIT; HSV-2 IgG REAGENT KIT. | DISPOSITIVO MEDICO IN VITRO
Abbott | Peru | MD |  | CENTRIMAG™ PRESSURE CABLES, MARCA: CENTRIMAG™ | DISPOSITIVO MEDICO
Abbott | Peru | IVD |  | REACTIVOS PARA CONSERVACIÓN Y PROCESAMIENTO DE MUESTRA. | DISPOSITIVO MEDICO IN VITRO
Abbott | Peru | IVD |  | ALINITY H-SERIES DILUENT. | DISPOSITIVO MEDICO IN VITRO
Abbott | Peru | IVD |  | PANBIO ™ COVID-19/FLU A&B RAPID PANEL (NASOPHARYNGEAL). | DISPOSITIVO MEDICO IN VITRO
Abbott | Peru | IVD |  | PANBIO™ HIV SELF TEST. | DISPOSITIVO MEDICO IN VITRO
Abbott | Peru | IVD |  | BINAXNOW™ STREPTOCOCCUS PNEUMONIAE ANTIGEN CARD. | DISPOSITIVO MEDICO IN VITRO
Abbott | Peru | IVD |  | PANBIO™ COVID19 IgG RAPID TEST DEVICE. | DISPOSITIVO MEDICO IN VITRO
Abbott | Peru | MD |  | OMNILINK ELITE PERIPHERAL STENT SYSTEM, MARCA: OMNILINK ELITE | DISPOSITIVO MEDICO
Abbott | Peru | MD |  | EPIC™ PLUS (AORTIC), EPIC™ PLUS SUPRA (AORTIC), MARCA: EPIC™ | DISPOSITIVO MEDICO
Abbott | Peru | MD |  | EPIC™ PLUS (MITRAL), MARCA: EPIC™ | DISPOSITIVO MEDICO
Abbott | Peru | MD |  | ABSOLUTE PRO PERIPHERAL SELF-EXPANDING STENT SYSTEM, ABSOLUTE PRO LL PERIPHERAL SELF-EXPANDING STENT SYSTEM, MARCA: ABSOLUTE PRO | DISPOSITIVO MEDICO
Abbott | Peru | IVD |  | TRANSPLANT PRETREATMENT TUBES. | DISPOSITIVO MEDICO IN VITRO
Abbott | Peru | IVD |  | REACTIVOS PARA CONSERVACIÓN Y PROCESAMIENTO DE MUESTRA. | DISPOSITIVO MEDICO IN VITRO
Abbott | Peru | IVD |  | IRON2, ALKALINE PHOSPHATASE2, LACTATE DEHYDROGENASE2, TOTAL BILIRUBIN2. | DISPOSITIVO MEDICO IN VITRO
Abbott | Peru | IVD |  | ARCHITECT PROGRP REAGENT KIT. | DISPOSITIVO MEDICO IN VITRO
Abbott | Peru | MD |  | GUIDERIGHT™ GUIDEWIRES, MARCA: GUIDERIGHT™ | DISPOSITIVO MEDICO
Abbott | Peru | MD |  | ARMADA 35 PTA CATHETER, ARMADA 35 LL PTA CATHETER, MARCA: ARMADA | DISPOSITIVO MEDICO
Abbott | Peru | MD |  | SENSOR ENABLED ABLATION CONNECTION CABLE, SENSOR ENABLED DIAGNOSTIC CATHETER CABLE. | DISPOSITIVO MEDICO
Abbott | Peru | IVD |  | CELL-DYN EMERALD 22 LYSE. | DISPOSITIVO MEDICO IN VITRO
Abbott | Peru | MD |  | ARMADA 14 PTA CATHETER, MARCA: ARMADA | DISPOSITIVO MEDICO
Abbott | Peru | MD |  | HI-TORQUE COMMAND GUIDE WIRE, HI-TORQUE COMMAND ES GUIDE WIRE, MARCA: HI-TORQUE COMMAND | DISPOSITIVO MEDICO
Abbott | Peru | IVD |  | REACTIVOS PARA CONSERVACION Y PROCESAMIENTO DE MUESTRA. | DISPOSITIVO MEDICO IN VITRO
Abbott | Peru | IVD |  | BIOLINE™ MALARIA AG P.F. | DISPOSITIVO MEDICO IN VITRO
Abbott | Peru | MD |  | ADVISOR™ HD GRID MAPPING CATHETER, SENSOR ENABLED™. | DISPOSITIVO MEDICO
Abbott | Peru | MD |  | NAVITOR™ TRANSCATHETER HEART VALVE, MARCA: NAVITOR™ | DISPOSITIVO MEDICO
Abbott | Peru | MD |  | ADVISOR FL CIRCULAR MAPPING CATHETER, SENSOR ENABLED. | DISPOSITIVO MEDICO
Abbott | Peru | IVD |  | CELL-DYN EMERALD 22 DILUENT. | DISPOSITIVO MEDICO IN VITRO
Abbott | Peru | IVD |  | REACTIVOS PARA CONSERVACIÓN Y PROCESAMIENTO DE MUESTRA. | DISPOSITIVO MEDICO IN VITRO
Abbott | Peru | MD |  | NAVITOR™ TRANSCATHETER HEART VALVE, MARCA: NAVITOR™ | DISPOSITIVO MEDICO
Abbott | Peru | IVD |  | REACTIVOS USADOS PARA DOSAJES QUÍMICOS Y BIOQUÍMICOS. | DISPOSITIVO MEDICO IN VITRO
Abbott | Peru | IVD |  | ICT MODULE. | DISPOSITIVO MEDICO IN VITRO
Abbott | Peru | MD |  | HI-TORQUE COMMAND 18 ST GUIDE WIRE, HI-TORQUE COMMAND 18 LT GUIDE WIRE, MARCA: HI-TORQUE COMMAND | DISPOSITIVO MEDICO
Abbott | Peru | MD |  | AMPLATZER TALISMAN PFO OCCLUDER. | DISPOSITIVO MEDICO
Abbott | Peru | MD |  | TACTICATH™ SENSOR ENABLED™ CONTACT FORCE ABLATION CATHETER. | DISPOSITIVO MEDICO
Abbott | Peru | MD |  | AMPLATZER™ TALISMAN™ DELIVERY SHEATH, MARCA: AMPLATZER | DISPOSITIVO MEDICO
Abbott | Peru | MD |  | TACTICATH™ SENSOR ENABLED™ CONTACT FORCE ABLATION CATHETER. | DISPOSITIVO MEDICO
Abbott | Peru | MD |  | NAVITOR™ LOADING SYSTEM, MARCA: NAVITOR™ | DISPOSITIVO MEDICO
Siemens Healthcare | Peru | IVD |  | ATELLICA HEMA HGB, ATELLICA HEMA BASO, ATELLICA HEMA DIFF. | DISPOSITIVO MEDICO IN VITRO
Siemens Healthcare | Peru | IVD |  | ATELLICA HEMA RET PLTO. | DISPOSITIVO MEDICO IN VITRO
Siemens Healthcare | Peru | MD |  | SISTEMA DE DIAGNÓSTICO ULTRASONIDO. | EQUIPO BIOMEDICO
Siemens Healthcare | Peru | MD |  | SOFTWARE/HARDWARE PARA LA VISUALIZACION, EL PROCESAMIENTO, LA TRANSMISION Y EL ALMACENAMIENTO DE IMÁGENES Y DATOS MÉDICOS DE VARIAS MODALIDADES, MARCA: SYNGO® VIA | EQUIPO BIOMEDICO
Siemens Healthcare | Peru | MD |  | X-RAY RADIOGRAPHY SYSTEM. | BIOMEDICO DE TECNOLOGIA CONTROLADA
Siemens Healthcare | Peru | MD |  | MOBILE X-RAY SYSTEM INTENDED FOR ANGIOGRAPHY AND FLUOROSCOPIC BASED PROCEDURES. | BIOMEDICO DE TECNOLOGIA CONTROLADA
Siemens Healthcare | Peru | IVD |  | INNOVANCE VWF AC. | DISPOSITIVO MEDICO IN VITRO
Siemens Healthcare | Peru | MD |  | PORTABLE GENERAL-PURPOSE FLUOROSCOPIC X-RAY SYSTEM, DIGITAL. | BIOMEDICO DE TECNOLOGIA CONTROLADA
Siemens Healthcare | Peru | MD |  | FULL-BODY MRI SYSTEM, SUPERCONDUCTING MAGNET, MODELO MAGNETOM FREE.MAX. | EQUIPO BIOMEDICO
Siemens Healthcare | Peru | IVD |  | ATELLICA CH PANCREATIC AMYLASE_2 (PAMY_2), ATELLICA CH AMYLASE_2 (AMY_2). | DISPOSITIVO MEDICO IN VITRO
Siemens Healthcare | Peru | IVD |  | ATELLICA CH TRIG_2. | DISPOSITIVO MEDICO IN VITRO
Siemens Healthcare | Peru | IVD |  | ATELLICA CH HDLC, ATELLICA CH LDLC. | DISPOSITIVO MEDICO IN VITRO
Siemens Healthcare | Peru | MD |  | PORTABLE GENERAL-PURPOSE FLUOROSCOPIC X-RAY SYSTEM, ANALOGUE. | BIOMEDICO DE TECNOLOGIA CONTROLADA
Siemens Healthcare | Peru | IVD |  | ADVIA CENTAUR RUBELLA G II. | DISPOSITIVO MEDICO IN VITRO
Siemens Healthcare | Peru | IVD |  | FACTOR VIII CHROMOGENIC ASSAY, INNOVANCE FREE PS AG, INNOVANCE DTI ASSAY, BERICHROM F XIII. | DISPOSITIVO MEDICO IN VITRO
Siemens Healthcare | Peru | IVD |  | DADE DIMERTEST LATEX ASSAY. | DISPOSITIVO MEDICO IN VITRO
Siemens Healthcare | Peru | MD |  | X-RAY SYSTEM FOR WHOLE BODY DIAGNOSIS, MARCA: LUMINOS LOTUS MAX | BIOMEDICO DE TECNOLOGIA CONTROLADA
Siemens Healthcare | Peru | MD |  | HEMODYNAMIC AND ELECTROPHYSIOLOGICAL RECORDING SYSTEM. | DISPOSITIVO MEDICO
Siemens Healthcare | Peru | MD |  | X-RAY SYSTEM FOR WHOLE BODY DIAGNOSIS, MARCA: YSIO X.PREE | BIOMEDICO DE TECNOLOGIA CONTROLADA
Siemens Healthcare | Peru | MD |  | SOFTWARE/HARDWARE PARA LA VISUALIZACION, EL PROCESAMIENTO, LA TRANSMISION Y EL ALMACENAMIENTO DE IMÁGENES Y DATOS MÉDICOS DE VARIAS MODALIDADES. | EQUIPO BIOMEDICO
Siemens Healthcare | Peru | IVD |  | DIMENSION FLEX REAGENT CARTRIDGE TAC. | DISPOSITIVO MEDICO IN VITRO
Siemens Healthcare | Peru | IVD |  | ADVIA CHEMISTRY DIRECT BILIRUBIN_2 REAGENTS (DBIL_2), ADVIA CHEMISTRY TOTAL BILIRUBIN_2 REAGENTS (TBIL_2). | DISPOSITIVO MEDICO IN VITRO
Siemens Healthcare | Peru | IVD |  | ADVIA CENTAUR COV2AG, ATELLICA IM COV2AG. | DISPOSITIVO MEDICO IN VITRO
Siemens Healthcare | Peru | IVD |  | DIMENSION FLEX REAGENT CARTRIDGE SIRO. | DISPOSITIVO MEDICO IN VITRO
Siemens Healthcare | Peru | IVD |  | ADVIA CENTAUR SCOVG, ATELLICA IM SCOVG. | DISPOSITIVO MEDICO IN VITRO
Siemens Healthcare | Peru | IVD |  | ADVIA CHEMISTRY LITHIUM_2 (LITH_2), ATELLICA CH LITHIUM_2 (LITH_2). | DISPOSITIVO MEDICO IN VITRO
Siemens Healthcare | Peru | IVD |  | ADVIA CENTAUR HBSILL. | DISPOSITIVO MEDICO IN VITRO
Siemens Healthcare | Peru | IVD |  | ATELLICA CH LACTATE_2 (LAC_2). | DISPOSITIVO MEDICO IN VITRO
Siemens Healthcare | Peru | MD |  | X-RAY SYSTEM, DIAGNOSTIC, COMPUTED TOMOGRAPHY APPLICATION PROGRAM SOFTWARE. | EQUIPO BIOMEDICO
Siemens Healthcare | Peru | IVD |  | VERSANT HIV-1 RNA 1.5 ASSAY (KPCR) 1 OF 2, VERSANT HIV-1 RNA 1.5 ASSAY (KPCR) 2 OF 2. | DISPOSITIVO MEDICO IN VITRO
Siemens Healthcare | Peru | MD |  | SISTEMA DE TOMOGRAFÍA COMPUTARIZADA DE CUERPO ENTERO. | BIOMEDICO DE TECNOLOGIA CONTROLADA
Siemens Healthcare | Peru | MD |  | MOBILE C-ARM X-RAY PRODUCT, MARCA: CIOS FIT | BIOMEDICO DE TECNOLOGIA CONTROLADA
Siemens Healthcare | Peru | IVD |  | ADVIA CENTAUR FPSA, ADVIA CENTAUR AHBE. | DISPOSITIVO MEDICO IN VITRO
Siemens Healthcare | Peru | MD |  | SOFTWARE DE APLICACIÓN DE PROCESAMIENTO DE IMÁGENES RADIOLÓGICAS DICOM, MARCA: AI RAD COMPANION | EQUIPO BIOMEDICO
Siemens Healthcare | Peru | IVD |  | ADVIA CENTAUR AHBS2. | DISPOSITIVO MEDICO IN VITRO
Siemens Healthcare | Peru | MD |  | MR SYSTEM, MODELOS MAGNETOM SOLA FIT Y MAGNETOM VIDA FIT. | EQUIPO BIOMEDICO
Siemens Healthcare | Peru | IVD |  | ADVIA CENTAUR ANTI-THYROGLOBULIN II (ATGII), ATELLICA IM ANTI-THYROGLOBULIN II (ATGII). | DISPOSITIVO MEDICO IN VITRO
Siemens Healthcare | Peru | MD |  | SOFTWARE/HARDWARE PARA LA EVALUACIÓN DINÁMICA DE IMÁGENES Y EL ARCHIVO DE INFOMES BASADOS EN DATOS MÉDICOS DE VARIAS MODALIDADES. | EQUIPO BIOMEDICO
Siemens Healthcare | Peru | IVD |  | ATELLICA® CH URINARY/CEREBROSPINAL FLUID PROTEIN (UCFP). | DISPOSITIVO MEDICO IN VITRO
Siemens Healthcare | Peru | IVD |  | ADVIA CENTAUR CALCT, ADVIA CENTAUR FBHCG, ADVIA CENTAUR PAPP-A. | DISPOSITIVO MEDICO IN VITRO
Siemens Healthcare | Peru | IVD |  | ADVIA CENTAUR EPO. | DISPOSITIVO MEDICO IN VITRO
Siemens Healthcare | Peru | IVD |  | ATELLICA IM FREE BETA HUMAN CHORIONIC GONADOTROPIN (FBHCG). | DISPOSITIVO MEDICO IN VITRO
Siemens Healthcare | Peru | IVD |  | ATELLICA IM HBC TOTAL 2 (HBCT2). | DISPOSITIVO MEDICO IN VITRO
Siemens Healthcare | Peru | IVD |  | ADVIA CENTAUR HBcT2. | DISPOSITIVO MEDICO IN VITRO
Siemens Healthcare | Peru | IVD |  | ADVIA CENTAUR ANDROSTENEDIONE (ANDRO). | DISPOSITIVO MEDICO IN VITRO
Siemens Healthcare | Peru | MD |  | BIOGRAPH VISION, MARCA: BIOGRAPH VISION | BIOMEDICO DE TECNOLOGIA CONTROLADA
Siemens Healthcare | Peru | MD |  | ARTIS ICONO BIPLANE, ARTIS ICONO FLOOR, ARTIS PHENO. | BIOMEDICO DE TECNOLOGIA CONTROLADA
Siemens Healthcare | Peru | MD |  | MR SYSTEM. | EQUIPO BIOMEDICO
Siemens Healthcare | Peru | IVD |  | ADVIA CENTAUR SARS-COV-2 IgG, ATELLICA IM SARS-COV-2 IgG. | DISPOSITIVO MEDICO IN VITRO
Siemens Healthcare | Peru | IVD |  | ADVIA® CHEMISTRY URINARY/CEREBROSPINAL FLUID PROTEIN (UCFP). | DISPOSITIVO MEDICO IN VITRO
Siemens Healthcare | Peru | MD |  | MAGNETIC RESONANCE IMAGING SYSTEM. | EQUIPO BIOMEDICO
Siemens Healthcare | Peru | IVD |  | ADVIA CHEMISTRY CYSTATIN C_2 REAGENTS (CYSC_2). | DISPOSITIVO MEDICO IN VITRO
Siemens Healthcare | Peru | IVD |  | ATELLICA IM INTERLEUKIN-6 (IL6). | DISPOSITIVO MEDICO IN VITRO
Siemens Healthcare | Peru | MD |  | SOFTWARE/HARDWARE PARA LA VISUALIZACION, EL PROCESAMIENTO, LA TRANSMISION Y EL ALMACENAMIENTO DE IMÁGENES Y DATOS MÉDICOS DE VARIAS MODALIDADES. | EQUIPO BIOMEDICO
Siemens Healthcare | Peru | IVD |  | DIMENSION EXL SARS-COV-2 TOTAL ANTIBODY ASSAY (CV2T). | DISPOSITIVO MEDICO IN VITRO
Siemens Healthcare | Peru | IVD |  | ADVIA CENTAUR SARS-COV-2 TOTAL, ATELLICA IM SARS-COV-2 TOTAL. | DISPOSITIVO MEDICO IN VITRO
Siemens Healthcare | Peru | MD |  | SISTEMA DE TOMOGRAFÍA COMPUTARIZADA DE CUERPO ENTERO, MARCA: SOMATOM X.CITE, SOMATOM GO.SIM, SOMATOM GO.OPEN PRO | BIOMEDICO DE TECNOLOGIA CONTROLADA
Siemens Healthcare | Peru | MD |  | SISTEMA DE ULTRASONIDO, MARCA: ACUSON P500 | EQUIPO BIOMEDICO
Siemens Healthcare | Peru | MD |  | SYMBIA EVO EXCEL, MARCA: SYMBIA EVO | EQUIPO BIOMEDICO
Siemens Healthcare | Peru | MD |  | ACUSON FREESTYLE DIAGNOSTIC ULTRASOUND SYSTEM, MARCA: ACUSON FREESTYLE | EQUIPO BIOMEDICO
Siemens Healthcare | Peru | MD |  | SISTEMA DE DIAGNÓSTICO ULTRASONIDO, MODELO ACUSON REDWOOD, MARCA: SIEMENS HEALTHINEERS | EQUIPO BIOMEDICO
Siemens Healthcare | Peru | IVD |  | HCT SENSOR, | DISPOSITIVO MEDICO IN VITRO
Siemens Healthcare | Peru | MD |  | MAMMOGRAPHIC X-RAY SYSTEM. | BIOMEDICO DE TECNOLOGIA CONTROLADA
Siemens Healthcare | Peru | IVD |  | ADVIA CENTAUR QHBs. | DISPOSITIVO MEDICO IN VITRO
Siemens Healthcare | Peru | IVD |  | ADVIA CENTAUR CMV IgG. | DISPOSITIVO MEDICO IN VITRO
Siemens Healthcare | Peru | IVD |  | ATELLICA IM QHBs. | DISPOSITIVO MEDICO IN VITRO
Siemens Healthcare | Peru | IVD |  | REACTIVOS USADOS PARA DOSAJES QUIMICOS Y BIOQUIMICOS. | DISPOSITIVO MEDICO IN VITRO
Siemens Healthcare | Peru | IVD |  | REACTIVOS USADOS PARA DOSAJES TOXICOLÓGICOS. | DISPOSITIVO MEDICO IN VITRO
Siemens Healthcare | Peru | IVD |  | REACTIVOS USADOS PARA DOSAJES TOXICOLÓGICOS, según detalle. | DISPOSITIVO MEDICO IN VITRO
Siemens Healthcare | Peru | IVD |  | ATELLICA IM PAPP-A. | DISPOSITIVO MEDICO IN VITRO
Siemens Healthcare | Peru | IVD |  | ADVIA CHEMISTRY ENZYMATIC HEMOGLOBIN A1c [A1c_E]. | DISPOSITIVO MEDICO IN VITRO
Siemens Healthcare | Peru | IVD |  | ADVIA CHEMISTRY DIRECT BILIRUBIN_2 REAGENTS (DBIL_2), ADVIA CHEMISTRY TOTAL BILIRUBIN_2 REAGENTS (TBIL_2). | DISPOSITIVO MEDICO IN VITRO
Siemens Healthcare | Peru | IVD |  | ATELLICA CH A1c_3. | DISPOSITIVO MEDICO IN VITRO
Siemens Healthcare | Peru | IVD |  | VWF AG. | DISPOSITIVO MEDICO IN VITRO
Siemens Healthcare | Peru | IVD |  | ATELLICA IM CMV IgG. | DISPOSITIVO MEDICO IN VITRO
Siemens Healthcare | Peru | IVD |  | LA 1 SCREENING REAGENT; LA 2 CONFIRMATION REAGENT. | DISPOSITIVO MEDICO IN VITRO
Siemens Healthcare | Peru | MD |  | MOBILE C-ARM X-RAY PRODUCT, MODELO CIOS SELECT. | BIOMEDICO DE TECNOLOGIA CONTROLADA
Siemens Healthcare | Peru | MD |  | SYMBIA INTEVO 2, SYMBIA INTEVO 6, SYMBIA INTEVO EXCEL, MARCA: SYMBIA INTEVO | BIOMEDICO DE TECNOLOGIA CONTROLADA
Siemens Healthcare | Peru | IVD |  | A1C KIT. | DISPOSITIVO MEDICO IN VITRO
Siemens Healthcare | Peru | IVD |  | DADE DIMERTEST LATEX ASSAY. | DISPOSITIVO MEDICO IN VITRO
Siemens Healthcare | Peru | MD |  | SOFTWARE DE APLICACIÓN PARA DIAGNÓSTICO DE MAMMOGRAPHY, MODELO SYNGO.BREAST CARE. | EQUIPO BIOMEDICO
Siemens Healthcare | Peru | IVD |  | REACTIVOS USADOS EN HEMATOLOGÍA- PATOLOGÍA. | DISPOSITIVO MEDICO IN VITRO
Siemens Healthcare | Peru | IVD |  | REACTIVOS USADOS PARA DOSAJES QUÍMICOS Y BIOQUIMICOS. | DISPOSITIVO MEDICO IN VITRO
Siemens Healthcare | Peru | IVD |  | ADVIA CENTAUR HCV. | DISPOSITIVO MEDICO IN VITRO
Siemens Healthcare | Peru | MD |  | MR SYSTEM, según detalle. | EQUIPO BIOMEDICO
Siemens Healthcare | Peru | MD |  | SOFTWARE/HARDWARE PARA LA VISUALIZACION, EL PROCESAMIENTO, LA TRANSMISION Y EL ALMACENAMIENTO DE IMÁGENES Y DATOS MÉDICOS DE VARIAS MODALIDADES. | DISPOSITIVO MEDICO
Siemens Healthcare | Peru | IVD |  | ADVIA CENTAUR BRAHMS PROCALCITONIN. | DISPOSITIVO MEDICO IN VITRO
Siemens Healthcare | Peru | IVD |  | REACTIVOS USADOS EN DOSAJES SEROLÓGICOS. | DISPOSITIVO MEDICO IN VITRO
Siemens Healthcare | Peru | IVD |  | ADVIA CENTAUR EHIV. | DISPOSITIVO MEDICO IN VITRO
Siemens Healthcare | Peru | MD |  | ACUSON S2000 DIAGNOSTIC ULTRASOUND SYSTEM AND SUPPORTED TRANSDUCERS Y ACUSON S3000 DIAGNOSTIC ULTRASOUND SYSTEM AND SUPPORTED TRANSDUCERS. | EQUIPO BIOMEDICO
Siemens Healthcare | Peru | MD |  | BIOGRAPH VISION. MARCA: BIOGRAPH VISON | BIOMEDICO DE TECNOLOGIA CONTROLADA
Siemens Healthcare | Peru | IVD |  | REACTIVOS USADOS PARA DOSAJES QUIMICOS Y BIOQUIMICOS. | DISPOSITIVO MEDICO IN VITRO
Siemens Healthcare | Peru | MD |  | X-RAY RADIOGRAPHY SYSTEM, MODELO MULTIX IMPACT. | BIOMEDICO DE TECNOLOGIA CONTROLADA
Siemens Healthcare | Peru | IVD |  | REACTIVOS USADOS PARA DOSAJES TOXICOLÓGICOS. | DISPOSITIVO MEDICO IN VITRO
Siemens Healthcare | Peru | IVD |  | ATELLICA IM BRAHMS PROCALCITONIN. | DISPOSITIVO MEDICO IN VITRO
Siemens Healthcare | Peru | MD |  | BIOGRAPH MCT. | BIOMEDICO DE TECNOLOGIA CONTROLADA
Siemens Healthcare | Peru | IVD |  | REACTIVOS USADOS PARA DOSAJES SEROLOGICOS (IMMULITE). | DISPOSITIVO MEDICO IN VITRO
Siemens Healthcare | Peru | IVD |  | REACTIVOS USADOS PARA DOSAJES TOXICOLOGICOS, ADVIA CENTAUR. | DISPOSITIVO MEDICO IN VITRO
Siemens Healthcare | Peru | IVD |  | REACTIVOS USADOS EN MEDICINA NUCLEAR. | DISPOSITIVO MEDICO IN VITRO
Siemens Healthcare | Peru | MD |  | ACUSON SEQUOIA™ DIAGNOSTIC ULTRASOUND SYSTEM AND SUPPORTED TRANSDUCERS, según detalle, MARCA: ACUSON SEQUOIA | EQUIPO BIOMEDICO
Siemens Healthcare | Peru | IVD |  | REACTIVOS USADOS EN DOSAJES QUÍMICOS Y BIOQUÍMICOS. | DISPOSITIVO MEDICO IN VITRO
Siemens Healthcare | Peru | IVD |  | REACTIVOS USADOS EN DOSAJES TOXICOLÓGICOS. | DISPOSITIVO MEDICO IN VITRO
Siemens Healthcare | Peru | IVD |  | REACTIVOS USADOS EN DOSAJES SEROLOGICOS. | DISPOSITIVO MEDICO IN VITRO
Siemens Healthcare | Peru | MD |  | SISTEMA MONTADO A PISO PARA RADIOLOGÍA INTERVENCIONISTA, MARCA: ARTIS ONE. | BIOMEDICO DE TECNOLOGIA CONTROLADA
Siemens Healthcare | Peru | IVD |  | REACTIVOS USADOS EN IMMUNOLOGÍA (IMMULITE). | DISPOSITIVO MEDICO IN VITRO
Siemens Healthcare | Peru | IVD |  | REACTIVOS USADOS PARA DOSAJES QUÍMICOS Y BIOQUÍMICOS. | DISPOSITIVO MEDICO IN VITRO
Siemens Healthcare | Peru | MD |  | UNIDAD DE RAYOS X MÓVIL PARA DIAGNÓSTICO DE CUERPO ENTERO. | BIOMEDICO DE TECNOLOGIA CONTROLADA
Siemens Healthcare | Peru | IVD |  | ATELLICA CH HEMOGLOBIN A1c_3 (A1c_3). | DISPOSITIVO MEDICO IN VITRO
Siemens Healthcare | Peru | MD |  | WHOLE-BODY COMPUTER TOMOGRAPHY SCANNER, MODELOS SOMATOM Go.ALL y SOMATOM go.TOP. | BIOMEDICO DE TECNOLOGIA CONTROLADA
Siemens Healthcare | Peru | IVD |  | ATELLICA IM, según detalle. | DISPOSITIVO MEDICO IN VITRO
Siemens Healthcare | Peru | MD |  | MOBILE X-RAY C-ARM UNIT FOR FLUOROSCOPY. | BIOMEDICO DE TECNOLOGIA CONTROLADA
Siemens Healthcare | Peru | IVD |  | REACTIVOS USADOS EN INMUNOLOGÍA DIMENSION®. | DISPOSITIVO MEDICO IN VITRO
Siemens Healthcare | Peru | IVD |  | REACTIVOS USADOS EN DOSAJES QUÍMICOS Y BIOQUÍMICOS. | DISPOSITIVO MEDICO IN VITRO
Siemens Healthcare | Peru | IVD |  | EMIT METHOTREXATE ASSAY. | DISPOSITIVO MEDICO IN VITRO
Siemens Healthcare | Peru | MD |  | MR SYSTEM, MARCA: MAGNETOM Sola | EQUIPO BIOMEDICO
Siemens Healthcare | Peru | IVD |  | DIMENSION EXL FLEX REAGENT CARTRIDGE TNIH, DIMENSION FLEX REAGENT CARTRIDGE TPSA. | DISPOSITIVO MEDICO IN VITRO
Siemens Healthcare | Peru | IVD |  | REACTIVOS PARA DOSAJE TOXICOLOGÍCO DIMENSION®. | DISPOSITIVO MEDICO IN VITRO
Siemens Healthcare | Peru | IVD |  | EMIT 2000, EMIT II PLUS, según detalle. | DISPOSITIVO MEDICO IN VITRO
Siemens Healthcare | Peru | IVD |  | DIMENSION® FLEX® REAGENT CARTRIDGE LHCG, DIMENSION® FLEX® REAGENT CARTRIDGE HCG. | DISPOSITIVO MEDICO IN VITRO
Siemens Healthcare | Peru | IVD |  | REACTIVO PARA DOSAJES QUÍMICOS Y BIOQUÍMICOS DIMENSION®. | DISPOSITIVO MEDICO IN VITRO
Siemens Healthcare | Peru | MD |  | SOFTWARE/HARDWARE PARA LA VISUALIZACION, EL PROCESAMIENTO, LA TRANSMISION Y EL ALMACENAMIENTO DE IMÁGENES Y DATOS MÉDICOS DE VARIAS MODALIDADES. | EQUIPO BIOMEDICO
Siemens Healthcare | Peru | IVD |  | ATELLICA IM, según detalle. | DISPOSITIVO MEDICO IN VITRO
Siemens Healthcare | Peru | IVD |  | REACTIVOS USADOS PARA DOSAJES QUÍMICOS Y BIOQUÍMICOS DIMENSION®, según detalle. | DISPOSITIVO MEDICO IN VITRO
Siemens Healthcare | Peru | MD |  | SOFTWARE/HARDWARE PARA LA EVALUACIÓN DINÁMICA DE IMÁGENES Y EL ARCHIVO DE INFORMES BASADOS EN DATOS MÉDICOS DE VARIAS MODALIDADES. | EQUIPO BIOMEDICO
Siemens Healthcare | Peru | MD |  | WHOLE-BODY COMPUTER TOMOGRAPHY SCANNER. | BIOMEDICO DE TECNOLOGIA CONTROLADA
Siemens Healthcare | Peru | MD |  | SISTEMA DE TOMOGRAFÍA COMPUTARIZADA DE CUERPO ENTERO, MARCA: SOMATOM EDGE PLUS. | BIOMEDICO DE TECNOLOGIA CONTROLADA
Siemens Healthcare | Peru | IVD |  | MULTISTIX 10 SG 100; CLINITEK MICROALBUMIN 2 25. | DISPOSITIVO MEDICO IN VITRO
Siemens Healthcare | Peru | IVD |  | QUIKLYTE INTEGRATED MULTISENSOR Na+/K+/Cl-. | DISPOSITIVO MEDICO IN VITRO
Siemens Healthcare | Peru | IVD |  | REACTIVOS USADOS PARA DOSAJES QUÍMICOS Y BIOQUIMICOS. | DISPOSITIVO MEDICO IN VITRO
Siemens Healthcare | Peru | IVD |  | PLASTIC BLOOD CAPILLARIES MULTICAP 50 x 175uL. | DISPOSITIVO MEDICO IN VITRO
Siemens Healthcare | Peru | IVD |  | REACTIVOS USADOS EN INMUNOLOGÍA. | DISPOSITIVO MEDICO IN VITRO
Siemens Healthcare | Peru | IVD |  | ADVIA CHEMISTRY (VER FORMATO DISMED). | DISPOSITIVO MEDICO IN VITRO
Siemens Healthcare | Peru | IVD |  | ATELLICA CH HAPTOGLOBIN (HAPT). | DISPOSITIVO MEDICO IN VITRO
Siemens Healthcare | Peru | IVD |  | XPRECIA SYSTEMS PT/INR TEST STRIPS. | DISPOSITIVO MEDICO IN VITRO
Siemens Healthcare | Peru | IVD |  | SEGÚN DETALLE. | DISPOSITIVO MEDICO IN VITRO
Siemens Healthcare | Peru | MD |  | SYSTEM FOR DIGITAL FULL FIELD MAMMOGRAPHY DIAGNOSIS, MARCA: MAMMOMAT REVELATION | BIOMEDICO DE TECNOLOGIA CONTROLADA
Siemens Healthcare | Peru | IVD |  | ADVIA CENTAUR TNIH. | DISPOSITIVO MEDICO IN VITRO
Siemens Healthcare | Peru | IVD |  | ADVIA CENTAUR NT-proBNP (PBNP). | DISPOSITIVO MEDICO IN VITRO
Siemens Healthcare | Peru | MD |  | MAGNETIC RESONANCE IMAGING SYSTEM. | EQUIPO BIOMEDICO
Siemens Healthcare | Peru | MD |  | SISTEMA DE DIAGNÓSTICO ULTRASONIDO MODELO ACUSON NX2 DIAGNOSTIC ULTRASOUND SYSTEM, MARCA: ACUSON NX2 | EQUIPO BIOMEDICO
Siemens Healthcare | Peru | IVD |  | CSF REAGENT. | DISPOSITIVO MEDICO IN VITRO
Siemens Healthcare | Peru | MD |  | MR SYSTEM, MARCA: MAGNETOM VIDA. | EQUIPO BIOMEDICO
Siemens Healthcare | Peru | MD |  | MAGNETIC RESONANCE IMAGING SYSTEM. | EQUIPO BIOMEDICO
Siemens Healthcare | Peru | MD |  | SISTEMA DE DIAGNÓSTICO ULTRASONIDO, MARCA: ACUSON JUNIPER. | EQUIPO BIOMEDICO
Siemens Healthcare | Peru | IVD |  | 11201912 TESTOSTERONE (TSTO). | DISPOSITIVO MEDICO IN VITRO
Siemens Healthcare | Peru | IVD |  | DIMENSION ENZYMATIC CREATININE FLEX REAGENT CARTRIDGE. | DISPOSITIVO MEDICO IN VITRO
Siemens Healthcare | Peru | IVD |  | CLINITEK NOVUS 10 URINALYSIS CASSETTE 450, CLINITEK NOVUS PRO 12 URINALYSIS CASSETTE.. | DISPOSITIVO MEDICO IN VITRO
Siemens Healthcare | Peru | IVD |  | CLINITEST hCG. | DISPOSITIVO MEDICO IN VITRO
Siemens Healthcare | Peru | IVD |  | RAPIDPOINT 500 MEASUREMENT CARTRIDGE, según detalle. | DISPOSITIVO MEDICO IN VITRO
Siemens Healthcare | Peru | MD |  | SISTEMA DE DIAGNÓSTICO ULTRASONIDO. | EQUIPO BIOMEDICO
Siemens Healthcare | Peru | IVD |  | ADVIA CENTAUR IL6. | DISPOSITIVO MEDICO IN VITRO
Siemens Healthcare | Peru | IVD |  | ADVIA CENTAUR HSV1, ADVIA CENTAUR HSV2. | DISPOSITIVO MEDICO IN VITRO
Siemens Healthcare | Peru | MD |  | MAGNETIC RESONANCE IMAGING SYSTEM MODELO MAGNETOM SEMPRA. | EQUIPO BIOMEDICO
Siemens Healthcare | Peru | IVD |  | VERSANT HCV AMPLIFICATION 2.0 KIT (LiPA); VERSANT HCV GENOTYPE 2.0 ASSAY (LiPA). | DISPOSITIVO MEDICO IN VITRO
Siemens Healthcare | Peru | IVD |  | REACTIVOS USADOS PARA DOSAJE TOXICOLÓGICOS. | DISPOSITIVO MEDICO IN VITRO
Siemens Healthcare | Peru | IVD |  | DCA SYSTEMS HEMOGLOBIN A1c REAGENT KIT; DCA SYSTEMS HEMOGLOBIN A1c REAGENT KIT; MICROALBUMIN/CREATININE REAGENT KIT. | DISPOSITIVO MEDICO IN VITRO
Siemens Healthcare | Peru | IVD |  | PROGESTERONA. | DISPOSITIVO MEDICO IN VITRO
Siemens Healthcare | Peru | MD |  | SYNGO ULTRASOUND BREAST ANALYSIS. | DISPOSITIVO MEDICO
Siemens Healthcare | Peru | IVD |  | ADVIA CENTAUR® ACTIVE-B12 (AB12), CÓDIGO 10995088. | DISPOSITIVO MEDICO IN VITRO
Siemens Healthcare | Peru | IVD |  | REACTIVOS PARA DIAGNÓSTICO CLÍNICO USADOS EN DOSAJES QUÍMICOS Y BIOQUÍMICOS. | DISPOSITIVO MEDICO IN VITRO
Siemens Healthcare | Peru | IVD |  | ADVIA CHEMISTRY, según detalle. | DISPOSITIVO MEDICO IN VITRO
Siemens Healthcare | Peru | IVD |  | ADVIA CENTAUR PTH. | DISPOSITIVO MEDICO IN VITRO
Siemens Healthcare | Peru | MD |  | SYMBIA INTEVO BOLD. | BIOMEDICO DE TECNOLOGIA CONTROLADA
Siemens Healthcare | Peru | MD |  | SISTEMA DE TOMOGRAFIA COMPUTARIZADA DE CUERPO ENTERO. | BIOMEDICO DE TECNOLOGIA CONTROLADA
Siemens Healthcare | Peru | MD |  | BIOGRAPH HORIZON, MARCA: BIOGRAPH | BIOMEDICO DE TECNOLOGIA CONTROLADA
Siemens Healthcare | Peru | MD |  | SISTEMA DE TOMOGRAFÍA COMPUTARIZADA DE CUERPO ENTERO, MARCA: SOMATOM CONFIDENCE | BIOMEDICO DE TECNOLOGIA CONTROLADA
Siemens Healthcare | Peru | MD |  | ACUSON SC2000 DIAGNOSTIC ULTRASOUND SYSTEM. | EQUIPO BIOMEDICO
Siemens Healthcare | Peru | IVD |  | HBsAg CONFIRMATORY; IL-1ß; ANTI-CPP. | DISPOSITIVO MEDICO IN VITRO
Siemens Healthcare | Peru | IVD |  | REACTIVOS USADOS EN INMUNOLOGIA. | DISPOSITIVO MEDICO IN VITRO
Siemens Healthcare | Peru | MD |  | SISTEMA ANGIOGRÁFICO CONCEBIDO PARA PROCEDIMIENTOS BASADOS EN ANGIOGRAFÍA Y RADIOSCOPÍA, MARCA: ARTIS | BIOMEDICO DE TECNOLOGIA CONTROLADA
Siemens Healthcare | Peru | IVD |  | ADVIA CENTAUR eE2; ADVIA CENTAUR TSH3-UL. | DISPOSITIVO MEDICO IN VITRO
Siemens Healthcare | Peru | MD |  | FULL-BODY MRI SYSTEM, SUPERCONDUCTING MAG-, MODELO MAGNETOM SEMPRA. | EQUIPO BIOMEDICO
Siemens Healthcare | Peru | MD |  | SISTEMA ANGIOGRÁFICO CONCEBIDO PARA PROCEDIMIENTOS BASADOS EN ANGIOGRAFÍA Y RADIOSCOPIA. | BIOMEDICO DE TECNOLOGIA CONTROLADA
Siemens Healthcare | Peru | MD |  | FULL-BODY MRI SYSTEM SUPERCONDUCTING MAGNET, MARCA: MAGNETOM AVANTO | EQUIPO BIOMEDICO
Siemens Healthcare | Peru | IVD |  | ADVIA CENTAUR aCCP. | DISPOSITIVO MEDICO IN VITRO
Siemens Healthcare | Peru | IVD |  | ADVIA CENTAUR® SHBG. | DISPOSITIVO MEDICO IN VITRO
Siemens Healthcare | Peru | MD |  | FULL-BODY MRI SYSTEM, SUPER CONDUCTING MAGNET, MARCA: MAGNETON SKYRA | EQUIPO BIOMEDICO
Siemens Healthcare | Peru | MD |  | MR-PET SYSTEM. | EQUIPO BIOMEDICO
Siemens Healthcare | Peru | IVD |  | REACTIVOS USADOS EN INMUNOLOGIA, según detalle. | DISPOSITIVO MEDICO IN VITRO
Siemens Healthcare | Peru | MD |  | X-RAY SYSTEM FOR WHOLE BODY DIAGNOSIS, MARCA: SIEMENS | BIOMEDICO DE TECNOLOGIA CONTROLADA
Siemens Healthcare | Peru | MD |  | HEMODYNAMIC AND ELECTROPHYSIOLOGICAL RECORDING SYSTEM, según detalle. | EQUIPO BIOMEDICO
Siemens Healthcare | Peru | MD |  | FULL-BODY MRI SYSTEM, SUPERCONDUCTING MAG-. | EQUIPO BIOMEDICO
Siemens Healthcare | Peru | MD |  | X-RAY SYSTEM FOR WHOLE BODY DIAGNOSIS. | BIOMEDICO DE TECNOLOGIA CONTROLADA
Siemens Healthcare | Peru | MD |  | X- RAY SYSTEM FOR WHOLE BODY DIAGNOSIS, MARCA: SIEMENS | BIOMEDICO DE TECNOLOGIA CONTROLADA
Siemens Healthcare | Peru | IVD |  | ADVIA CENTAUR® TSTII. | DISPOSITIVO MEDICO IN VITRO
Siemens Healthcare | Peru | IVD |  | ADVIA CENTAUR HA; ADVIA CENTAUR PIIINP; ADVIA CENTAUR TIMP-1. | DISPOSITIVO MEDICO IN VITRO
Siemens Healthcare | Peru | IVD |  | ALERGENOS. | DISPOSITIVO MEDICO IN VITRO
Siemens Healthcare | Peru | IVD |  | IMMULITE 2000 IGF-I, IMMULITE / IMMULITE 1000 IGF-I. | DISPOSITIVO MEDICO IN VITRO
Siemens Healthcare | Peru | MD |  | SISTEMA DE DIAGNOSTICO ULTRASONIDO, MARCA: ACUSON | EQUIPO BIOMEDICO
Siemens Healthcare | Peru | IVD |  | ADVIA CHEMISTRY. | DISPOSITIVO MEDICO IN VITRO
Siemens Healthcare | Peru | IVD |  | ADVIA® CHEMISTRY ALKALINE PHOSPHATASE_2 CONCENTRATED REAGENTS [ALP_2c]. | DISPOSITIVO MEDICO IN VITRO
Siemens Healthcare | Peru | IVD |  | EMIT 2000 VANCOMYCIN ASSAY. | DISPOSITIVO MEDICO IN VITRO
Siemens Healthcare | Peru | IVD |  | ADVIA CENTAUR VITD. | DISPOSITIVO MEDICO IN VITRO
Siemens Healthcare | Peru | IVD |  | ADVIA CENTAUR DHEAS, ADVIA CENTAUR H2n, ADVIA CENTAUR ThCG, ADVIA CENTAUR HBeAg. | DISPOSITIVO MEDICO IN VITRO
Siemens Healthcare | Peru | IVD |  | REACTIVO PARA DIAGNOSTICO CLINICO USADOS EN INMUNOLOGIA. | DISPOSITIVO MEDICO IN VITRO
Siemens Healthcare | Peru | IVD |  | REACTIVOS USADOS EN HEMATOLOGIA. | DISPOSITIVO MEDICO IN VITRO
Siemens Healthcare | Peru | IVD |  | ADVIA CENTAUR BR, ADVIA CENTAUR CA 19-09. | DISPOSITIVO MEDICO IN VITRO
Siemens Healthcare | Peru | IVD |  | ADVIA CENTAUR CHIV. | DISPOSITIVO MEDICO IN VITRO
Siemens Healthcare | Peru | IVD |  | REACTIVOS USADOS EN HEMATOLOGIA-PATOLOGIA. | DISPOSITIVO MEDICO IN VITRO
Siemens Healthcare | Peru | IVD |  | REACTIVOS USADOS EN HEMATOLOGIA, según detalle. | DISPOSITIVO MEDICO IN VITRO
Siemens Healthcare | Peru | IVD |  | REACTIVOS USADOS PARA DOSAJES SEROLOGICOS, | DISPOSITIVO MEDICO IN VITRO
Siemens Healthcare | Peru | IVD |  | DIMENSION®, Según detalle. | DISPOSITIVO MEDICO IN VITRO
Siemens Healthcare | Peru | IVD |  | REACTIVOS USADOS EN HEMATOLOGIA. | DISPOSITIVO MEDICO IN VITRO
Siemens Healthcare | Peru | IVD |  | ADVIA CENTAUR, según detalle. | DISPOSITIVO MEDICO IN VITRO
Siemens Healthcare | Peru | IVD |  | ADVIA CENTAUR CORTISOL (COR). | DISPOSITIVO MEDICO IN VITRO
Siemens Healthcare | Peru | IVD |  | REACTIVOS USADOS PARA DOSAJES QUIMICOS Y BIOQUIMICOS. | DISPOSITIVO MEDICO IN VITRO
Siemens Healthcare | Peru | IVD |  | REACTIVOS PARA PROCESAMIENTO DE MUESTRA, según detalle. | DISPOSITIVO MEDICO IN VITRO
Siemens Healthcare | Peru | IVD |  | REACTIVOS USADOS PARA DOSAJE TOXICOLOGICO, MARCA: SYVA | DISPOSITIVO MEDICO IN VITRO
Siemens Healthcare | Peru | IVD |  | ADVIA CHEMISTRY MAGNESIUM REAGENTS (MG) | DISPOSITIVO MEDICO IN VITRO
Siemens Healthcare | Peru | IVD |  | ADVIA CHEMISTRY LITHIUM REAGENTS (LITH). | DISPOSITIVO MEDICO IN VITRO
Siemens Healthcare | Peru | IVD |  | ADVIA CHEMISTRY, según detalle. | DISPOSITIVO MEDICO IN VITRO
Siemens Healthcare | Peru | IVD |  | DIMENSION® FLEX® REAGENT CARTRIDGE. | DISPOSITIVO MEDICO IN VITRO
Siemens Healthcare | Peru | IVD |  | ADVIA CENTAUR INSULIN. | DISPOSITIVO MEDICO IN VITRO
Siemens Healthcare | Peru | IVD |  | ADVIA CHEMISTRY DIGOXIN REAGENTS (DIG). | DISPOSITIVO MEDICO IN VITRO
Siemens Healthcare | Peru | IVD |  | REACTIVOS USADOS PARA DOSAJES TOXICOLOGICOS. | DISPOSITIVO MEDICO IN VITRO
Siemens Healthcare | Peru | IVD |  | ADVIA CENTAUR HbsAgll (HBsll). | DISPOSITIVO MEDICO IN VITRO
Siemens Healthcare | Peru | MD |  | ACUNAV DIAGNOSTIC ULTRASOUND CATHETER. | DISPOSITIVO MEDICO
Siemens Healthcare | Peru | IVD |  | ADVIA CENTAUR. | DISPOSITIVO MEDICO IN VITRO
Siemens Healthcare | Peru | IVD |  | ADVIA CENTAUR aHAVT. | DISPOSITIVO MEDICO IN VITRO
Siemens Healthcare | Peru | IVD |  | ADVIA CENTAUR SYPH. | DISPOSITIVO MEDICO IN VITRO
Siemens Healthcare | Peru | IVD |  | REACTIVOS USADOS PARA DOSAJES TOXICOLOGICOS. | DISPOSITIVO MEDICO IN VITRO
Siemens Healthcare | Peru | IVD |  | REACTIVOS USADOS PARA DOSAJES QUIMICOS Y BIOQUIMICOS: ADVIA CHEMISTRY, Según detalle. | DISPOSITIVO MEDICO IN VITRO
Siemens Healthcare | Peru | IVD |  | ADVIA CHEMISTRY ENZYMATIC CREATININE_2 REAGENTS (ECRE_2). | DISPOSITIVO MEDICO IN VITRO
Siemens Healthcare | Peru | IVD |  | ADVIA CENTAUR, según detalle. | DISPOSITIVO MEDICO IN VITRO
Siemens Healthcare | Peru | IVD |  | ADVIA CHEMISTRY ELECTRODE. | DISPOSITIVO MEDICO IN VITRO
Siemens Healthcare | Peru | IVD |  | ADVIA CHEMISTRY TOTAL PROTEIN_2 (URINE) REAGENTS (UPRO_2) | DISPOSITIVO MEDICO IN VITRO
Siemens Healthcare | Peru | IVD |  | ADVIA CENTAUR TOTAL IgE (tlgE). | DISPOSITIVO MEDICO IN VITRO
Siemens Healthcare | Peru | IVD |  | ATELLICA CH. | DISPOSITIVO MEDICO IN VITRO
Siemens Healthcare | Peru | IVD |  | REACTIVOS USADOS EN DOSAJES TOXICOLOGICOS, según detalle. | DISPOSITIVO MEDICO IN VITRO
Siemens Healthcare | Peru | IVD |  | ATELLICA CH, según detalle. | DISPOSITIVO MEDICO IN VITRO
Siemens Healthcare | Peru | MD |  | ACUSON SEQUOIA™ DIAGNOSTIC ULTRASOUND SYSTEM AND SUPPORTED TRANSDUCERS, MARCA: ACUSON SEQUOIA | EQUIPO BIOMEDICO
Siemens Healthcare | Peru | IVD |  | AMM DIMENSION® AMMONIA FLEX® REAGENT CARTRIDGE. | DISPOSITIVO MEDICO IN VITRO
Siemens Healthcare | Peru | IVD |  | CSF REAGENT. | DISPOSITIVO MEDICO IN VITRO
Siemens Healthcare | Peru | MD |  | WHOLE BODY HIGH FIELD MR TOMOGRAPHY SYSTEM (SISTEMA DE TOMOGRAFIA DE CUERPO ENTERO DE ALTO CAMPO MR). | EQUIPO BIOMEDICO
Siemens Healthcare | Peru | IVD |  | DIMENSION® FLEX® REAGENT CARTRIDGE TAC. | DISPOSITIVO MEDICO IN VITRO
Siemens Healthcare | Peru | IVD |  | 1.(DF48B) AHDL DIMENSION ® AUTOMATED HDL CHOLESTEROL FLEX® REAGENT CARTRIDGE CODIGO:DF45B; 2.DCA SYSTEMS HEMOGLOBIN A1c REAGENT KIT # 5035C; CODIGO:5035C; 3.DCA SYSTEMSMICROALBUMIN/CREATININE REAGENT KIT#6011A; CODIGO 6011A. | DISPOSITIVO MEDICO IN VITRO
Siemens Healthcare | Peru | MD |  | ACUSON X300 DIAGNOSTIC ULTRASOUND SYSTEM. | EQUIPO BIOMEDICO
Siemens Healthcare | Peru | IVD |  | IMMULITE/IMMULITE 1000 PROGESTERONE. | DISPOSITIVO MEDICO IN VITRO
Siemens Healthcare | Peru | IVD |  | IMMULITE 2000 ANTI-CCP IgG (CODIGO: L2KPI2), Según relación adjunta de una (01) página. | DISPOSITIVO MEDICO IN VITRO
Siemens Healthcare | Peru | IVD |  | ADVIA CHEMISTRY: HEMOGLOBIN A1C-3 CODIGO: 10485591, Según relación adjunta de una (01) página. | DISPOSITIVO MEDICO IN VITRO
Siemens Healthcare | Peru | IVD |  | ADVIA CENTAUR INSULIN; CODIGO: 128434, 02230141. | DISPOSITIVO MEDICO IN VITRO
Siemens Healthcare | Peru | IVD |  | REACTIVOS PARA DOSAJE QUIMICOS Y BIOQUIMICOS, Según detalle., | DISPOSITIVO MEDICO IN VITRO
Siemens Healthcare | Peru | MD |  | ACUSON X150. | EQUIPO BIOMEDICO
Siemens Healthcare | Peru | IVD |  | ADVIA CENTAUR. | DISPOSITIVO MEDICO IN VITRO
Siemens Healthcare | Peru | MD |  | SOMATOM PERSPECTIVE, Según relación adjunta de dos (02) páginas. | BIOMEDICO DE TECNOLOGIA CONTROLADA
Siemens Healthcare | Peru | IVD |  | ADVIA CHEMISTRY: ETHANOL_2, CODIGO: 10379635, Según relación adjunta de una (01) página. | DISPOSITIVO MEDICO IN VITRO
Siemens Healthcare | Peru | MD |  | ACUSON S2000 DIAGNOSTIC ULTRASOUND SYSTEM. | EQUIPO BIOMEDICO
Siemens Healthcare | Peru | IVD |  | REACTIVOS PARA HEMATOLOGIA, Según detalle. | DISPOSITIVO MEDICO IN VITRO
Siemens Healthcare | Peru | IVD |  | REACTIVOS USADOS EN HEMATOLOGIA - PATOLOGIA, Según detalle. | DISPOSITIVO MEDICO IN VITRO
Siemens Healthcare | Peru | MD |  | MAMMOMAT 1000, MAMMOMAT 3000 NOVA. | BIOMEDICO DE TECNOLOGIA CONTROLADA
Siemens Healthcare | Peru | IVD |  | REACTIVOS PARA DIAGNOSTICO CLINICO USADOS PARA DOSAJES TOXICOLOGICOS: ADVIA CENTAUR, según detalle. | DISPOSITIVO MEDICO IN VITRO
Siemens Healthcare | Peru | IVD |  | ADVIA CENTAUR. | DISPOSITIVO MEDICO IN VITRO
Siemens Healthcare | Peru | IVD |  | REACTIVOS PARA DOSAJES SEROLOGICOS. | DISPOSITIVO MEDICO IN VITRO
Siemens Healthcare | Peru | MD |  | EQUIPO DE BIOPSIA ESTEREOTACTICA DIGITAL PARA MAMOGRAFIA. | EQUIPO BIOMEDICO
Siemens Healthcare | Peru | MD |  | SOMATOM go.Now y SOMATOM go.Up. | BIOMEDICO DE TECNOLOGIA CONTROLADA
Siemens Healthcare | Peru | MD |  | WHOLE-BODY COMPUTER TOMOGRAPHY SCANNER, MODELOS SOMATOM SOMATOM go.Now Y SOMATOM go.Up. | BIOMEDICO DE TECNOLOGIA CONTROLADA
Siemens Healthcare | Peru | MD |  | SYSTEM FOR DIGITAL FULL FIELD MAMMOGRAPHY DIAGNOSIS. | EQUIPO BIOMEDICO
Siemens Healthcare | Peru | MD |  | X-RAY RADIOGRAPHY SYSTEM. | BIOMEDICO DE TECNOLOGIA CONTROLADA
Siemens Healthcare | Peru | MD |  | MOBILE X-RAY C-ARM UNIT FOR FLUOROSCOPY MODELO CIOS FUSION, MARCA: CIOS FUSION. | BIOMEDICO DE TECNOLOGIA CONTROLADA
Siemens Healthcare | Peru | MD |  | X-RAY RADIOGRAPHY SYSTEM. | BIOMEDICO DE TECNOLOGIA CONTROLADA
Siemens Healthcare | Peru | MD |  | MOBILE C-ARM X-RAY PRODUCT. | BIOMEDICO DE TECNOLOGIA CONTROLADA
Siemens Healthcare | Peru | MD |  | MOBILE X-RAY C-ARM UNIT FOR FLUOROSCOPY. | BIOMEDICO DE TECNOLOGIA CONTROLADA
Siemens Healthcare | Peru | MD |  | X-RAY RADIOGRAPHY SYSTEM. | BIOMEDICO DE TECNOLOGIA CONTROLADA
Siemens Healthcare | Peru | MD |  | WHOLE-BODY COMPUTER TOMOGRAPHY SCANNER, Según detalle, MARCA: SOMATOM PERSPECTIVE. | BIOMEDICO DE TECNOLOGIA CONTROLADA
Siemens Healthcare | Peru | MD |  | X-RAY RADIOGRAPHY SYSTEM, Según detalle. | BIOMEDICO DE TECNOLOGIA CONTROLADA
Siemens Healthcare | Peru | MD |  | WHOLE-BODY COMPUTER TOMOGRAPHY SCANNER, Según detalle, MARCA: SOMATOM EMOTION. | BIOMEDICO DE TECNOLOGIA CONTROLADA
Siemens Healthcare | Peru | MD |  | X-RAY DIAGNOSTIC SYSTEM. | BIOMEDICO DE TECNOLOGIA CONTROLADA
Siemens Healthcare | Peru | MD |  | ACUSON S1000™ DIAGNOSTIC ULTRASOUND SYSTEM. | EQUIPO BIOMEDICO
Siemens Healthcare | Peru | MD |  | MR SYSTEM, MARCA: MAGNETOM SYMPHONY A TIM SYSTEM. | EQUIPO BIOMEDICO
Siemens Healthcare | Peru | MD |  | SOFTWARE/HARDWARE FOR CLINICAL VIEWING AND REPORTING OF RADIOLOGICAL IMAGES, MARCA: SYNGO.PLAZA. | EQUIPO BIOMEDICO
Siemens Healthcare | Peru | MD |  | MAGNETIC RESONANCE IMAGING SYSTEM. | EQUIPO BIOMEDICO
Siemens Healthcare | Peru | MD |  | MR SYSTEM, MARCA: MAGNETOM VERIO. | EQUIPO BIOMEDICO
Siemens Healthcare | Peru | MD |  | SISTEMA DE DIAGNOSTICO ULTRASONIDO ACUSON NX3, MARCA: ACUSON NX3. | EQUIPO BIOMEDICO
Siemens Healthcare | Peru | MD |  | MOBILE X-RAY C-ARM UNIT FOR FLUOROSCOPY. | BIOMEDICO DE TECNOLOGIA CONTROLADA
Siemens Healthcare | Peru | IVD |  | ADVIA CHEMISTRY: HEMOGLOBIN A1c_3 REAGENTS (A1c_3); ADVIA CHEMISTRY: ALBUMIN BCP REAGENT (ALBP). | DISPOSITIVO MEDICO IN VITRO
Siemens Healthcare | Peru | MD |  | WHOLE-BODY COMPUTER TOMOGRAPHY SCANNER Modelo SOMATOM DEFINITION AS. | EQUIPO BIOMEDICO
Siemens Healthcare | Peru | MD |  | SISTEMA DE ULTRASONIDO MODELO ACUSON P500, MARCA: ACUSON P500. | EQUIPO BIOMEDICO
Siemens Healthcare | Peru | MD |  | WHOLE-BODY COMPUTER TOMOGRAPHY SCANNER, MARCA: SOMATOM SCOPE. | BIOMEDICO DE TECNOLOGIA CONTROLADA
Siemens Healthcare | Peru | MD |  | MULTI-AXIS SYSTEM FOR INTERVENTIONAL RADIOLOGY MODELO ARTIS ZEEGO. | BIOMEDICO DE TECNOLOGIA CONTROLADA
Siemens Healthcare | Peru | MD |  | DIAGNOSTIC DIGITAL IMAGING SYSTEM WORKSTATION. | EQUIPO BIOMEDICO
Siemens Healthcare | Peru | IVD |  | LACTATE BIOSENSOR; GLUCOSE BIOSENSOR. | DISPOSITIVO MEDICO IN VITRO
Siemens Healthcare | Peru | MD |  | MR SYSTEM, MARCA: MAGNETOM AERA. | EQUIPO BIOMEDICO
Siemens Healthcare | Peru | MD |  | MOBILE X-RAY C-ARM UNIT FOR FLUOROSCOPY. | BIOMEDICO DE TECNOLOGIA CONTROLADA
Siemens Healthcare | Peru | MD |  | MAGNETIC RESONANCE IMAGING SYSTEM. | EQUIPO BIOMEDICO
Siemens Healthcare | Peru | MD |  | MULTIFUNCTIONAL UROLOGY APPLICATION FOR EXTRACORPOREAL SHOCK WAVE LITHOTRIPSY, según detalle, MARCA: SIEMENS. | EQUIPO BIOMEDICO
Siemens Healthcare | Peru | MD |  | DIGITAL RADIOGRAPHY SYSTEM. | BIOMEDICO DE TECNOLOGIA CONTROLADA
Siemens Healthcare | Peru | MD |  | WHOLE-BODY COMPUTER TOMOGRAPHY SCANNER, MARCA: SOMATOMN DEFINITION EDGE, SOMATOM DEFINITION FLASH, SOMATOM FORCE.
Siemens Healthcare | Peru | MD |  | SYNGO.VIA, SYNGO.VIAWEBVIEWER, MARCA: SYNGO.VIA SYNGO, SYNGO.VIAWEBVIEWER. | EQUIPO BIOMEDICO
Siemens Healthcare | Peru | MD |  | MOBILE X-RAY UNIT FOR WHOLE BODY DIAGNOSIS,
Siemens Healthcare | Peru | IVD |  | ATELLICA DCA ANALYZER. | DISPOSITIVO MEDICO IN VITRO
Siemens Healthcare | Peru | MD |  | FULL BODY MRI SYSTEM, SUPERCONDUCTING MAGNET. | EQUIPO BIOMEDICO
Siemens Healthcare | Peru | MD |  | BIOGRAPH VISION QUADRA, según detalle. | BIOMEDICO DE TECNOLOGIA CONTROLADA
Siemens Healthcare | Peru | IVD |  | ATELLICA CH ENZYMATIC CREATININE 3 (ECRE3). | DISPOSITIVO MEDICO IN VITRO
Siemens Healthcare | Peru | MD |  | WHOLE-BODY COMPUTER TOMOGRAPHY SCANNER. | BIOMEDICO DE TECNOLOGIA CONTROLADA
Siemens Healthcare | Peru | MD |  | ACUSON SEQUOIA™ DIAGNOSTIC ULTRASOUND SYSTEM, MARCA: ACUSON SEQUOIA | EQUIPO BIOMEDICO
Siemens Healthcare | Peru | MD |  | SISTEMA DE DIAGNÓSTICO ULTRASONIDO. | EQUIPO BIOMEDICO
Siemens Healthcare | Peru | MD |  | SYMBIA EVO, MARCA: SYMBIA EVO | BIOMEDICO DE TECNOLOGIA CONTROLADA
Siemens Healthcare | Peru | MD |  | FULL-BODY MRI SYSTEM, SUPERCONDUCTING MAGNET. | EQUIPO BIOMEDICO
Siemens Healthcare | Peru | MD |  | FULL BODY MRI SYSTEM, SUPERCONDUCTING MAGNET. | EQUIPO BIOMEDICO
Siemens Healthcare | Peru | IVD |  | ATELLICA IM CMV IgM (CMV IGM) ASSAY, ADVIA CENTAUR CMV IgM (CMV IgM) ASSAY. | DISPOSITIVO MEDICO IN VITRO
Siemens Healthcare | Peru | MD |  | SISTEMA DE DIAGNÓSTICO ULTRASONIDO, según detalle, MARCA: ACUSON | EQUIPO BIOMEDICO
Siemens Healthcare | Peru | MD |  | SISTEMA DE DIAGNÓSTICO ULTRASONIDO, | EQUIPO BIOMEDICO
Siemens Healthcare | Peru | MD |  | SYNGO.CARBON SPACE. | EQUIPO BIOMEDICO
Siemens Healthcare | Peru | MD |  | SYMBIA PRO.SPECTA. | BIOMEDICO DE TECNOLOGIA CONTROLADA
Siemens Healthcare | Peru | IVD |  | ATELLICA CH IRON3 (IRON3). | DISPOSITIVO MEDICO IN VITRO
Siemens Healthcare | Peru | MD |  | ACUSON ACUNAV™ DIAGNOSTIC ULTRASOUND CATHETER, MARCA: ACUNAV™ | DISPOSITIVO MEDICO
Siemens Healthcare | Peru | MD |  | FULL-BODY MRI SYSTEM, SUPERCONDUCTING MAGNET, MODELO MAGNETOM FREE.STAR. | EQUIPO BIOMEDICO
Siemens Healthcare | Peru | MD |  | FULL-BODY MRI SYSTEM, SUPERCONDUCTING MAGNET. | EQUIPO BIOMEDICO
Siemens Healthcare | Peru | MD |  | MR SYSTEM. | EQUIPO BIOMEDICO
Siemens Healthcare | Peru | MD |  | EQUIPO DE TOMOGRAFÍA AXIAL COMPUTARIZADA DE CUERPO ENTERO. | BIOMEDICO DE TECNOLOGIA CONTROLADA
Siemens Healthcare | Peru | MD |  | RADIOGRAPHIC/FLUOROSCOPIC TABLE SYSTEMS. | BIOMEDICO DE TECNOLOGIA CONTROLADA
Siemens Healthcare | Peru | IVD |  | ATELLICA CH TP_2. | DISPOSITIVO MEDICO IN VITRO
Siemens Healthcare | Peru | MD |  | WHOLE-BODY COMPUTER TOMOGRAPHY SCANNER, MARCA: SOMATOM X-CEED | BIOMEDICO DE TECNOLOGIA CONTROLADA
Siemens Healthcare | Peru | IVD |  | GLUCOSE BIOSENSOR, LACTATE BIOSENSOR. | DISPOSITIVO MEDICO IN VITRO
Siemens Healthcare | Peru | MD |  | SYSTEM FOR DIGITAL FULL FIELD MAMMOGRAPHY DIAGNOSIS. | BIOMEDICO DE TECNOLOGIA CONTROLADA
Siemens Healthcare | Peru | MD |  | SYNGO APPLICATION SOFTWARE. | DISPOSITIVO MEDICO
Siemens Healthcare | Peru | MD |  | WHOLE-BODY COMPUTER TOMOGRAPHY SCANNER, MODELO NAEOTOM ALPHA. | BIOMEDICO DE TECNOLOGIA CONTROLADA
Siemens Healthcare | Peru | IVD |  | REACTIVOS USADOS PARA DOSAJES TOXICOLOGICOS. | DISPOSITIVO MEDICO IN VITRO
Siemens Healthcare | Peru | IVD |  | INNOVANCE ANTI-XA. | DISPOSITIVO MEDICO IN VITRO
Cepheid | Peru | IVD |  | XPERT® MTB/XDR. | DISPOSITIVO MEDICO IN VITRO
Cepheid | Peru | IVD |  | XPERT® XPRESS SARS- COV-2. | DISPOSITIVO MEDICO IN VITRO
Cepheid | Peru | IVD |  | XPERT® XPRESS SARS- CoV-2/FLU/RSV. | DISPOSITIVO MEDICO IN VITRO
Cepheid | Peru | IVD |  | XPERT® XPRESS SARS- CoV-2/FLU/RSV. | DISPOSITIVO MEDICO IN VITRO
Cepheid | Peru | IVD |  | XPERT® CARBA-R. | DISPOSITIVO MEDICO IN VITRO
Cepheid | Peru | IVD |  | XPERT® MTB/RIF. | DISPOSITIVO MEDICO IN VITRO
Cepheid | Peru | IVD |  | XPERT® BCR-ABL ULTRA. | DISPOSITIVO MEDICO IN VITRO
Cepheid | Peru | IVD |  | XPERT® XPRESS SARS- COV-2. | DISPOSITIVO MEDICO IN VITRO
Cepheid | Peru | IVD |  | XPERT® HBV VIRAL LOAD. | DISPOSITIVO MEDICO IN VITRO
Cepheid | Peru | IVD |  | XPERT XPRESS FLU/RSV. | DISPOSITIVO MEDICO IN VITRO
Cepheid | Peru | IVD |  | XPERT SA NASAL COMPLETE. | DISPOSITIVO MEDICO IN VITRO
Cepheid | Peru | IVD |  | XPERT® MTB/RIF ULTRA. | DISPOSITIVO MEDICO IN VITRO
Cepheid | Peru | IVD |  | REACTIVOS USADOS EN DOSAJES SEROLOGICOS. | DISPOSITIVO MEDICO IN VITRO
Cepheid | Peru | IVD |  | XPERT® CT/NG, MARCA: XPERT® | DISPOSITIVO MEDICO IN VITRO
Cepheid | Peru | IVD |  | XPERT® C. DIFFICILE. | DISPOSITIVO MEDICO IN VITRO
Cepheid | Peru | IVD |  | XPERT® BCR-ABL ULTRA. | DISPOSITIVO MEDICO IN VITRO
Cepheid | Peru | IVD |  | XPERT® FLU, MARCA: XPERT® | DISPOSITIVO MEDICO IN VITRO
Cepheid | Peru | IVD |  | XPERT® vanA/vanB. | DISPOSITIVO MEDICO IN VITRO
Cepheid | Peru | IVD |  | XPERT® CARBA-R. | DISPOSITIVO MEDICO IN VITRO
Cepheid | Peru | IVD |  | XPERT® HIV-1 VIRAL LOAD, XPERT® HIV-1 QUAL, XPERT® HCV VIRAL LOAD. | DISPOSITIVO MEDICO IN VITRO
Cepheid | Peru | IVD |  | XPERT® MTB/RIF. | DISPOSITIVO MEDICO IN VITRO
Cepheid | Peru | IVD |  | XPERT® FLU/RSV XC. | DISPOSITIVO MEDICO IN VITRO
Cepheid | Peru | IVD |  | XPERT FACTOR II & FACTOR V. | DISPOSITIVO MEDICO IN VITRO
Cepheid | Peru | IVD |  | XPERT® HPV. | DISPOSITIVO MEDICO IN VITRO
Cepheid | Peru | IVD |  | XPERT® NOROVIRUS. | DISPOSITIVO MEDICO IN VITRO
Cepheid | Peru | IVD |  | XPERT, según detalle. | DISPOSITIVO MEDICO IN VITRO
Cepheid | Peru | IVD |  | XPERT® CT/NG ASSAY. | DISPOSITIVO MEDICO IN VITRO
Cepheid | Peru | IVD |  | XPERT SA NASAL COMPLETE ASSAY. CODIGO GXSACOMP-10. | DISPOSITIVO MEDICO IN VITRO
Cepheid | Peru | IVD |  | LIGHTCYCLER CMV QUANT KIT. | DISPOSITIVO MEDICO IN VITRO
Cepheid | Peru | IVD |  | XPERT® MTB/RIF 10 TEST IVD. | DISPOSITIVO MEDICO IN VITRO
Cepheid | Peru | IVD |  | XPERTÂ® XPRESS FLU/RSV, XPERT MRSA/SA BLOOD CULTURE. | DISPOSITIVO MEDICO IN VITRO
Cepheid | Peru | IVD |  | XPERT® XPRESS COV-2 PLUS, MARCA: CEPHEID® | DISPOSITIVO MEDICO IN VITRO
Cepheid | Peru | IVD |  | XPERT® XPRESS COV-2 PLUS. | DISPOSITIVO MEDICO IN VITRO
Cepheid | Peru | IVD |  | XPERT® XPRESS COV-2/FLU/RSV PLUS. | DISPOSITIVO MEDICO IN VITRO
Cepheid | Peru | IVD |  | XPERT® HIV-1 QUAL XC. | DISPOSITIVO MEDICO IN VITRO
Thermo Fischer | Peru | IVD |  | MAGMAX™ VIRAL / PATHOGEN II NUCLEIC ACID ISOLATION KIT. | DISPOSITIVO MEDICO IN VITRO
Thermo Fischer | Peru | IVD |  | ALINITY C LACTIC ACID REAGENT KIT. | DISPOSITIVO MEDICO IN VITRO
Thermo Fischer | Peru | IVD |  | REACTIVOS USADOS PARA DOSAJES TOXICOLÓGICOS. | DISPOSITIVO MEDICO IN VITRO
Thermo Fischer | Peru | IVD |  | REACTIVOS DE DOSAJES QUÍMICOS Y BIOQUÍMICOS. | DISPOSITIVO MEDICO IN VITRO
Thermo Fischer | Peru | IVD |  | ALINITY C. | DISPOSITIVO MEDICO IN VITRO
Thermo Fischer | Peru | IVD |  | ALINITY C MAGNESIUM REAGENT KIT, ALINITY C MICROALBUMIN REAGENT KIT, ALINITY C ACTIVATED ALANINE AMINOTRANSFERASE REAGENT KIT, ALINITY C ASPARTATE AMINOTRANSFERASE REAGENT KIT. | DISPOSITIVO MEDICO IN VITRO
Thermo Fischer | Peru | IVD |  | ALINITY C ALBUMIN BCG REAGENT KIT, ALINITY C ALBUMIN BCP REAGENT KIT, ALINITY C CHOLESTEROL REAGENT KIT, ALINITY C TRIGLYCERIDE REAGENT KIT. | DISPOSITIVO MEDICO IN VITRO
Thermo Fischer | Peru | IVD |  | ARCHITECT STAT MYOGLOBIN REAGENT KIT. | DISPOSITIVO MEDICO IN VITRO
Thermo Fischer | Peru | IVD |  | ARCHITECT ANTI-TPO REAGENT KIT. | DISPOSITIVO MEDICO IN VITRO
Thermo Fischer | Peru | IVD |  | ARCHITECT ANTI-TG REAGENT KIT. | DISPOSITIVO MEDICO IN VITRO
Thermo Fischer | Peru | IVD |  | ARCHITECT STAT MYOGLOBIN REAGENT (CODIGOS: 2K43-20/2K43-25), Según relación adjunta de una (01) página. | DISPOSITIVO MEDICO IN VITRO
Thermo Fischer | Peru | IVD |  | ARCHITECT B.R.A.H.M.S PCT REAGENT KIT. | DISPOSITIVO MEDICO IN VITRO
Thermo Fischer | Peru | IVD |  | ARCHITECT CORTISOL REAGENT KIT. | DISPOSITIVO MEDICO IN VITRO
Beckman Coulter, Inc. | Saudi | IVD |  | Universal Push Cap | IVD | General IVD(Others)
Beckman Coulter, Inc. | Saudi | IVD |  | IBCT 2 × 100 | IVD | General IVD(Others)
Beckman Coulter, Inc. | Saudi | IVD |  | Access SARS-CoV-2 IgG II Calibrator | IVD | General IVD(Others)
Beckman Coulter, Inc. | Saudi | IVD |  | Access C-Peptide Calibrator | IVD | General IVD(Others)
Beckman Coulter, Inc. | Saudi | IVD |  | MicroScan Neg Urine Combo 95 | IVD | B
Beckman Coulter, Inc. | Saudi | IVD |  | MicroScan Neg Combo 94 | IVD | B
Beckman Coulter, Inc. | Saudi | IVD |  | MicroScan Neg Combo 97 | IVD | B
Beckman Coulter, Inc. | Saudi | IVD |  | IOTest CD123-APC | IVD | Class I
Beckman Coulter, Inc. | Saudi | IVD |  | IOTest CD64-PC7 | IVD | Class I
Beckman Coulter, Inc. | Saudi | IVD |  | IOTest CD10-ECD | IVD | Class I
Beckman Coulter, Inc. | Saudi | IVD |  | IOTest CD138-PC5.5 | IVD | Class I
Beckman Coulter, Inc. | Saudi | IVD |  | IOTest CD14-APC-Alexa Fluor 700 | IVD | Class I
Beckman Coulter, Inc. | Saudi | IVD |  | IOTest CD4-PC5.5 | IVD | Class I
Beckman Coulter, Inc. | Saudi | IVD |  | IOTest CD79b-PC5.5 | IVD | Class I
Beckman Coulter, Inc. | Saudi | IVD |  | IOTest CD99-APC | IVD | Class I
Beckman Coulter, Inc. | Saudi | IVD |  | IOTest CD36-Pacific Blue | IVD | Class I
Beckman Coulter, Inc. | Saudi | IVD |  | IOTest CD57-Pacific Blue | IVD | Class I
Beckman Coulter, Inc. | Saudi | IVD |  | IOTest CD123-PE | IVD | Class I
Beckman Coulter, Inc. | Saudi | IVD |  | IOTest CD79b-APC | IVD | Class I
Beckman Coulter, Inc. | Saudi | IVD |  | IOTest CD81-APC | IVD | Class I
Beckman Coulter, Inc. | Saudi | IVD |  | IOTest CD58-FITC | IVD | Class I
Beckman Coulter, Inc. | Saudi | IVD |  | IOTest CD123-APC | IVD | Class I
Beckman Coulter, Inc. | Saudi | IVD |  | IOTest CD14-APC-Alexa Fluor 700 | IVD | Class I
Beckman Coulter, Inc. | Saudi | IVD |  | IOTest CD138-Pacific Blue | IVD | Class I
Beckman Coulter, Inc. | Saudi | IVD |  | IOTest CD30-APC | IVD | Class I
Beckman Coulter, Inc. | Saudi | IVD |  | IOTest CD99-ECD | IVD | Class I
Beckman Coulter, Inc. | Saudi | IVD |  | IOTest CD4-PC5.5 | IVD | Class I
Beckman Coulter, Inc. | Saudi | IVD |  | IOTest CD79b-PC5.5 | IVD | Class I
Beckman Coulter, Inc. | Saudi | IVD |  | IOTest CD5-APC-Alexa Fluor 700 | IVD | Class I
Beckman Coulter, Inc. | Saudi | IVD |  | IOTest CD42b-PE | IVD | Class I
Beckman Coulter, Inc. | Saudi | IVD |  | IOTest CD7-APC | IVD | Class I
Beckman Coulter, Inc. | Saudi | IVD |  | IOTest CD99-APC | IVD | Class I
Beckman Coulter, Inc. | Saudi | IVD |  | IOTest CD71-APC-Alexa Fluor 750 | IVD | Class I
Beckman Coulter, Inc. | Saudi | IVD |  | IOTest CD36-Pacific Blue | IVD | Class I
Beckman Coulter, Inc. | Saudi | IVD |  | IOTest CD57-Pacific Blue | IVD | Class I
Beckman Coulter, Inc. | Saudi | IVD |  | IOTest CD18-FITC | IVD | Class I
Beckman Coulter, Inc. | Saudi | IVD |  | IOTest CD79b-APC | IVD | Class I
Beckman Coulter, Inc. | Saudi | IVD |  | IOTest CD81-APC | IVD | Class I
Beckman Coulter, Inc. | Saudi | IVD |  | IOTest CD38-APC-ALEXA FLUOR 700 | IVD | Class I
Beckman Coulter, Inc. | Saudi | IVD |  | IOTest CD58-FITC | IVD | Class I
Beckman Coulter, Inc. | Saudi | IVD |  | IOTest CD10-ECD | IVD | Class I
Beckman Coulter, Inc. | Saudi | IVD |  | IOTest CD59-PE | IVD | Class I
Beckman Coulter, Inc. | Saudi | IVD |  | IOTest CD64-APC-Alexa Fluor 750 | IVD | Class I
Beckman Coulter, Inc. | Saudi | IVD |  | ACCESS BNP | IVD | General IVD(Others)
Beckman Coulter, Inc. | Saudi | IVD |  | DxH 690T | IVD | General IVD(Others)
Beckman Coulter, Inc. | Saudi | IVD |  | Access HBc Ab | IVD | Annex II List A
Beckman Coulter, Inc. | Saudi | IVD |  | Access HBc Ab QC | IVD | Annex II List A
Beckman Coulter, Inc. | Saudi | IVD |  | Access HBc IgM | IVD | Annex II List A
Beckman Coulter, Inc. | Saudi | IVD |  | Access HBc IgM QC | IVD | Annex II List A
Beckman Coulter, Inc. | Saudi | IVD |  | Access HBs Ag | IVD | Annex II List A
Beckman Coulter, Inc. | Saudi | IVD |  | Access HBs Ag Confirmatory | IVD | Annex II List A
Beckman Coulter, Inc. | Saudi | IVD |  | Access HBs Ab QC | IVD | Annex II List A
Beckman Coulter, Inc. | Saudi | IVD |  | Access SARS-CoV-2 IgG QC | IVD | General IVD(Others)
Beckman Coulter, Inc. | Saudi | IVD |  | ACCESS SARS-CoV-2 IgM QC | IVD | General IVD(Others)
Beckman Coulter, Inc. | Saudi | IVD |  | B4-FITC | IVD | General IVD(Others)
Beckman Coulter, Inc. | Saudi | IVD |  | CD3 (IgG1)-FITC | IVD | General IVD(Others)
Beckman Coulter, Inc. | Saudi | IVD |  | CD3 (IgG1)-FITC/B4-RD1 | IVD | General IVD(Others)
Beckman Coulter, Inc. | Saudi | IVD |  | CD3 (IgG1)-FITC/T4-RD1 | IVD | General IVD(Others)
Beckman Coulter, Inc. | Saudi | IVD |  | CD3 (IgG1)-RD1 | IVD | General IVD(Others)
Beckman Coulter, Inc. | Saudi | IVD |  | CD3-FITC/CD56-RD1 | IVD | General IVD(Others)
Beckman Coulter, Inc. | Saudi | IVD |  | CD45-FITC/CD4-RD1/CD3-PC5 | IVD | General IVD(Others)
Beckman Coulter, Inc. | Saudi | IVD |  | CD45-FITC/CD56-RD1/CD3-PC5 | IVD | General IVD(Others)
Beckman Coulter, Inc. | Saudi | IVD |  | CD45-FITC/MslgG1-RD1/MslgG1-PC5 | IVD | General IVD(Others)
Beckman Coulter, Inc. | Saudi | IVD |  | Mo2-FITC | IVD | General IVD(Others)
Beckman Coulter, Inc. | Saudi | IVD |  | Mo2-RD1 | IVD | General IVD(Others)
Beckman Coulter, Inc. | Saudi | IVD |  | Mo2-RD1/KC56-FITC | IVD | General IVD(Others)
Beckman Coulter, Inc. | Saudi | IVD |  | MsIgG1-RD1/MsIgG1-FITC | IVD | General IVD(Others)
Beckman Coulter, Inc. | Saudi | IVD |  | MsIgG2b-FITC | IVD | General IVD(Others)
Beckman Coulter, Inc. | Saudi | IVD |  | MY4-FITC | IVD | General IVD(Others)
Beckman Coulter, Inc. | Saudi | IVD |  | MY4-RD1 | IVD | General IVD(Others)
Beckman Coulter, Inc. | Saudi | IVD |  | T11-RD1/B4-FITC | IVD | General IVD(Others)
Beckman Coulter, Inc. | Saudi | IVD |  | WHOLE BLOOD LYSING REAGENT KIT | IVD | General IVD(Others)
Beckman Coulter, Inc. | Saudi | IVD |  | ACCESS PCT CALIBRATORS | IVD | General IVD(Others)
Beckman Coulter, Inc. | Saudi | IVD |  | UniCel DxI 800 Access Immunoassay System | IVD | Class I
Beckman Coulter, Inc. | Saudi | IVD |  | Access Rubella IgG QC | IVD | Annex II List B
Beckman Coulter, Inc. | Saudi | IVD |  | Access Toxo IgM II | IVD | Annex II List B
Beckman Coulter, Inc. | Saudi | IVD |  | Access Toxo IgM II Calibrators | IVD | Annex II List B
Beckman Coulter, Inc. | Saudi | IVD |  | IMMAGE 800 | IVD | Class I
Beckman Coulter, Inc. | Saudi | IVD |  | UniCel DxH Slidemaker Stainer Coulter Cellular Analysis System | IVD | General IVD(Others)
Beckman Coulter, Inc. | Saudi | IVD |  | UniCel DxH 800 Coulter Cellular Analysis system | IVD | General IVD(Others)
Beckman Coulter, Inc. | Saudi | IVD |  | Access Active B12 | IVD | General IVD(Others)
Beckman Coulter, Inc. | Saudi | IVD |  | Access Active B12 Calibrator | IVD | General IVD(Others)
Beckman Coulter, Inc. | Saudi | IVD |  | Access Active B12 QC | IVD | General IVD(Others)
Beckman Coulter, Inc. | Saudi | IVD |  | KALUZA C Flow Cytometry Software | IVD | General IVD(Others)
Beckman Coulter, Inc. | Saudi | IVD |  | KALUZA C 10 USER NETWORK LICENSE | IVD | General IVD(Others)
Beckman Coulter, Inc. | Saudi | IVD |  | KALUZA C SINGLE USER LICENSE | IVD | General IVD(Others)
Beckman Coulter, Inc. | Saudi | IVD |  | KALUZA C 5 USER NETWORK EDUCATIONAL | IVD | General IVD(Others)
Beckman Coulter, Inc. | Saudi | IVD |  | B1-FITC | IVD | General IVD(Others)
Beckman Coulter, Inc. | Saudi | IVD |  | B1-RD1 | IVD | General IVD(Others)
Beckman Coulter, Inc. | Saudi | IVD |  | CD3 (IgG1)-FITC/T8-RD1 | IVD | General IVD(Others)
Beckman Coulter, Inc. | Saudi | IVD |  | CD45-FITC/CD19-RD1/CD3-PC5 | IVD | General IVD(Others)
Beckman Coulter, Inc. | Saudi | IVD |  | CD45-FITC/CD8-RD1/CD3-PC5 | IVD | General IVD(Others)
Beckman Coulter, Inc. | Saudi | IVD |  | CD8-FITC/CD4-RD1/CD3-PC5 | IVD | General IVD(Others)
Beckman Coulter, Inc. | Saudi | IVD |  | IsoFlow™ Sheath Fluid | IVD | General IVD(Others)
Beckman Coulter, Inc. | Saudi | IVD |  | MsIgG1-RD1 | IVD | General IVD(Others)
Beckman Coulter, Inc. | Saudi | IVD |  | MsIgG1-RD1/MsIgG2a-FITC | IVD | General IVD(Others)
Beckman Coulter, Inc. | Saudi | IVD |  | MsIgG2a-FITC | IVD | General IVD(Others)
Beckman Coulter, Inc. | Saudi | IVD |  | MsIgG2a-RD1 | IVD | General IVD(Others)
Beckman Coulter, Inc. | Saudi | IVD |  | MsIgM-FITC | IVD | General IVD(Others)
Beckman Coulter, Inc. | Saudi | IVD |  | MslgG1-FITC | IVD | General IVD(Others)
Beckman Coulter, Inc. | Saudi | IVD |  | MslgG1-FITC/MsIgG1-RD1/MsIgG1-PC5 | IVD | General IVD(Others)
Beckman Coulter, Inc. | Saudi | IVD |  | T11-FITC | IVD | General IVD(Others)
Beckman Coulter, Inc. | Saudi | IVD |  | T11-RD1 | IVD | General IVD(Others)
Beckman Coulter, Inc. | Saudi | IVD |  | T1-RD1 | IVD | General IVD(Others)
Beckman Coulter, Inc. | Saudi | IVD |  | T4-RD1 | IVD | General IVD(Others)
Beckman Coulter, Inc. | Saudi | IVD |  | T8-RD1 | IVD | General IVD(Others)
Beckman Coulter, Inc. | Saudi | IVD |  | B4-RD1 | IVD | General IVD(Others)
Beckman Coulter, Inc. | Saudi | IVD |  | UniCel DxH 600 Coulter Cellular Analysis System | IVD | General IVD(Others)
Beckman Coulter, Inc. | Saudi | IVD |  | DxA Automation System | IVD | General IVD(Others)
Beckman Coulter, Inc. | Saudi | IVD |  | DxH 560 | IVD | General IVD(Others)
Beckman Coulter, Inc. | Saudi | IVD |  | Access SARS-CoV-2 IgG II | IVD | General IVD(Others)
Beckman Coulter, Inc. | Saudi | IVD |  | ACCESS SARS-CoV-2 IgG II QC | IVD | General IVD(Others)
Beckman Coulter, Inc. | Saudi | IVD |  | Access C-Peptide | IVD | General IVD(Others)
Beckman Coulter, Inc. | Saudi | IVD |  | CD22-APC | IVD | General IVD(Others)
Beckman Coulter, Inc. | Saudi | IVD |  | MicroScan Neg MIC 61 | IVD | B
Beckman Coulter, Inc. | Saudi | IVD |  | MicroScan Neg Breakpoint Combo 53 | IVD | B
Beckman Coulter, Inc. | Saudi | IVD |  | IOTest CD24-PC5 | IVD | Class I
Beckman Coulter, Inc. | Saudi | IVD |  | IOTest CD40-PE | IVD | Class I
Beckman Coulter, Inc. | Saudi | IVD |  | IOTest CD154(CD40L)-PE | IVD | Class I
Beckman Coulter, Inc. | Saudi | IVD |  | IOTest CD41-APC | IVD | Class I
Beckman Coulter, Inc. | Saudi | IVD |  | IOTest CD22-PC5.5 | IVD | Class I
Beckman Coulter, Inc. | Saudi | IVD |  | IOTest CD13-PC7 | IVD | Class I
Beckman Coulter, Inc. | Saudi | IVD |  | IOTest CD1a-APC | IVD | Class I
Beckman Coulter, Inc. | Saudi | IVD |  | IOTest CD5-APC | IVD | Class I
Beckman Coulter, Inc. | Saudi | IVD |  | IOTest CD65-Pacific Blue | IVD | Class I
Beckman Coulter, Inc. | Saudi | IVD |  | IOTest CD26-PE | IVD | Class I
Beckman Coulter, Inc. | Saudi | IVD |  | IOTest CD9-Pacific Blue | IVD | Class I
Beckman Coulter, Inc. | Saudi | IVD |  | IOTest CD24-APC-Alexa Fluor 750 | IVD | Class I
Beckman Coulter, Inc. | Saudi | IVD |  | IOTest CD2-ECD | IVD | Class I
Beckman Coulter, Inc. | Saudi | IVD |  | IOTest CD25-PC7 | IVD | Class I
Beckman Coulter, Inc. | Saudi | IVD |  | IOTest CD4-Krome Orange | IVD | Class I
Beckman Coulter, Inc. | Saudi | IVD |  | IOTest Anti-HLA-DR-APC | IVD | Class I
Beckman Coulter, Inc. | Saudi | IVD |  | IOTest CD28-APC-Alexa Fluor 700 | IVD | Class I
Beckman Coulter, Inc. | Saudi | IVD |  | IOTest CD66c(KOR-SA3544)-FITC | IVD | Class I
Beckman Coulter, Inc. | Saudi | IVD |  | IOTest CD59-PE | IVD | Class I
Beckman Coulter, Inc. | Saudi | IVD |  | IOTest CD64-APC-Alexa Fluor 750 | IVD | Class I
Beckman Coulter, Inc. | Saudi | IVD |  | IOTest CD64-ECD | IVD | Class I
Beckman Coulter, Inc. | Saudi | IVD |  | IOTest CD36-APC-Alexa Fluor 700 | IVD | Class I
Beckman Coulter, Inc. | Saudi | IVD |  | IOTest CD138-Pacific Blue | IVD | Class I
Beckman Coulter, Inc. | Saudi | IVD |  | IOTest CD30-APC | IVD | Class I
Beckman Coulter, Inc. | Saudi | IVD |  | IOTest CD99-ECD | IVD | Class I
Beckman Coulter, Inc. | Saudi | IVD |  | IOTest Anti-HLA-DR-FITC | IVD | Class I
Beckman Coulter, Inc. | Saudi | IVD |  | IOTest CD64-PE | IVD | Class I
Beckman Coulter, Inc. | Saudi | IVD |  | IOTest CD5-APC-Alexa Fluor 700 | IVD | Class I
Beckman Coulter, Inc. | Saudi | IVD |  | IOTest CD42b-PE | IVD | Class I
Beckman Coulter, Inc. | Saudi | IVD |  | IOTest CD7-APC | IVD | Class I
Beckman Coulter, Inc. | Saudi | IVD |  | IOTest CD71-APC-Alexa Fluor 750 | IVD | Class I
Beckman Coulter, Inc. | Saudi | IVD |  | IOTest CD18-FITC | IVD | Class I
Beckman Coulter, Inc. | Saudi | IVD |  | IOTest Anti-HLA-DR-PC5.5 | IVD | Class I
Beckman Coulter, Inc. | Saudi | IVD |  | IOTest CD42a-FITC | IVD | Class I
Beckman Coulter, Inc. | Saudi | IVD |  | DxFLEX Flow Cytometer | IVD | General IVD(Others)
Beckman Coulter, Inc. | Saudi | IVD |  | IOTest CD38-APC-ALEXA FLUOR 700 | IVD | Class I
Beckman Coulter, Inc. | Saudi | IVD |  | IOTest CD200-PC7 | IVD | Class I
Beckman Coulter, Inc. | Saudi | IVD |  | IOTest CD11C-APC | IVD | Class I
Beckman Coulter, Inc. | Saudi | IVD |  | IOTest CD64-PC7 | IVD | Class I
Beckman Coulter, Inc. | Saudi | IVD |  | IOTest CD36-APC-Alexa Fluor 700 | IVD | Class I
Beckman Coulter, Inc. | Saudi | IVD |  | IOTest Anti-HLA-DR-FITC | IVD | Class I
Beckman Coulter, Inc. | Saudi | IVD |  | IOTest CD64-PE | IVD | Class I
Beckman Coulter, Inc. | Saudi | IVD |  | IOTest Anti-HLA-DR-PC5.5 | IVD | Class I
Beckman Coulter, Inc. | Saudi | IVD |  | IOTest CD42a-FITC | IVD | Class I
Beckman Coulter, Inc. | Saudi | IVD |  | IOTest CD123-PE | IVD | Class I
Beckman Coulter, Inc. | Saudi | IVD |  | IOTest CD200-PC7 | IVD | Class I
Beckman Coulter, Inc. | Saudi | IVD |  | IOTest CD11C-APC | IVD | Class I
Beckman Coulter, Inc. | Saudi | IVD |  | IOTest CD138-PC5.5 | IVD | Class I
Beckman Coulter, Inc. | Saudi | IVD |  | IOTest CD64-ECD | IVD | Class I
Beckman Coulter, Inc. | Saudi | IVD |  | ACCESS BNP QC | IVD | General IVD(Others)
Beckman Coulter, Inc. | Saudi | IVD |  | ACCESS BNP CALIBRATORS | IVD | General IVD(Others)
Beckman Coulter, Inc. | Saudi | IVD |  | DxUm Series Automated Urine Microscopy Analyzer Instrument, DXU 850m Iris | IVD | General IVD(Others)
Beckman Coulter, Inc. | Saudi | IVD |  | CD66c (KOR-SA3544)-PE | IVD | Class I
Beckman Coulter, Inc. | Saudi | IVD |  | IOTest CD81-FITC | IVD | Class I
Beckman Coulter, Inc. | Saudi | IVD |  | IOTest IgG1(mouse)-Krome Orange | IVD | Class I
Beckman Coulter, Inc. | Saudi | IVD |  | IOTest CD41-FITC | IVD | Class I
Beckman Coulter, Inc. | Saudi | IVD |  | IOTest CD43-FITC | IVD | Class I
Beckman Coulter, Inc. | Saudi | IVD |  | IOTest CD71-PE | IVD | Class I
Beckman Coulter, Inc. | Saudi | IVD |  | IOTest CD14-PC5.5 | IVD | Class I
Beckman Coulter, Inc. | Saudi | IVD |  | IOTest CD61-PC7 | IVD | Class I
Beckman Coulter, Inc. | Saudi | IVD |  | IOTest CD30-APC-Alexa Fluor 700 | IVD | Class I
Beckman Coulter, Inc. | Saudi | IVD |  | IOTest CD23-APC-Alexa Fluor 700 | IVD | Class I
Beckman Coulter, Inc. | Saudi | IVD |  | IOTest CD16-APC-Alexa Fluor 700 | IVD | Class I
Beckman Coulter, Inc. | Saudi | IVD |  | IOTest CD10-APC-Alexa Fluor 750 | IVD | Class I
Beckman Coulter, Inc. | Saudi | IVD |  | IOTest CD235a-APC-Alexa Fluor 750 | IVD | Class I
Beckman Coulter, Inc. | Saudi | IVD |  | IOTest CD305-PE | IVD | Class I
Beckman Coulter, Inc. | Saudi | IVD |  | IOTest CD123-PE | IVD | Class I
Beckman Coulter, Inc. | Saudi | IVD |  | IOTest CD73-PE | IVD | Class I
Beckman Coulter, Inc. | Saudi | IVD |  | IOTest CD94-APC | IVD | Class I
Beckman Coulter, Inc. | Saudi | IVD |  | IOTest CD21-Pacific Blue | IVD | Class I
Beckman Coulter, Inc. | Saudi | IVD |  | IOTest Anti-Kappa-FITC | IVD | Class I
Beckman Coulter, Inc. | Saudi | IVD |  | IOTest CD81-PE | IVD | Class I
Beckman Coulter, Inc. | Saudi | IVD |  | IOTest CD23-ECD | IVD | Class I
Beckman Coulter, Inc. | Saudi | IVD |  | IOTest CD61-PC5.5 | IVD | Class I
Beckman Coulter, Inc. | Saudi | IVD |  | IOTest CD59-PE | IVD | Class I
Beckman Coulter, Inc. | Saudi | IVD |  | IOTest CD200-PE | IVD | Class I
Beckman Coulter, Inc. | Saudi | IVD |  | IOTest Anti-TCR PAN y/d-PC7 | IVD | Class I
Beckman Coulter, Inc. | Saudi | IVD |  | MicroScan Turbidity Meter | IVD | General IVD(Others)
Beckman Coulter, Inc. | Saudi | IVD |  | DxFLEX Autoloader | IVD | General IVD(Others)
Beckman Coulter, Inc. | Saudi | IVD |  | DxUc Series Urine Chemistry System Instrument, DXU 810C Iris | IVD | General IVD(Others)
Beckman Coulter, Inc. | Saudi | IVD |  | HighFlexX Software v2.9, Electronic | IVD | General IVD(Others)
Beckman Coulter, Inc. | Saudi | IVD |  | IOTest CD117-PC5.5 | IVD | General IVD(Others)
Beckman Coulter, Inc. | Saudi | IVD |  | IOTest CD200-PC7 | IVD | General IVD(Others)
Beckman Coulter, Inc. | Saudi | IVD |  | IOTest CD64-APC-AleXa Fluor 750 | IVD | General IVD(Others)
Beckman Coulter, Inc. | Saudi | IVD |  | IOTest Anti-HLA-DR-FITC | IVD | General IVD(Others)
Beckman Coulter, Inc. | Saudi | IVD |  | IOTest CD138-PC5.5 | IVD | General IVD(Others)
Beckman Coulter, Inc. | Saudi | IVD |  | DxFLEX Sheath Fluid | IVD | General IVD(Others)
Beckman Coulter, Inc. | Saudi | IVD |  | DxFLEX Daily QC Fluorospheres | IVD | General IVD(Others)
Beckman Coulter, Inc. | Saudi | IVD |  | Ceruloplasmin | IVD | B
Beckman Coulter, Inc. | Saudi | IVD |  | HAPTOGLOBIN | IVD | B
Beckman Coulter, Inc. | Saudi | IVD |  | MicroScan Neg Multidrug Resistant MIC 1 | IVD | General IVD(Others)
Beckman Coulter, Inc. | Saudi | IVD |  | D-Dimer Control | IVD | C
Beckman Coulter, Inc. | Saudi | IVD |  | MicroScan LabPro V5.0 System (MR) | IVD | General IVD(Others)
Beckman Coulter, Inc. | Saudi | IVD |  | C4 | IVD | B
Beckman Coulter, Inc. | Saudi | IVD |  | CRP Latex | IVD | B
Beckman Coulter, Inc. | Saudi | IVD |  | C3 | IVD | B
Beckman Coulter, Inc. | Saudi | IVD |  | IOTest CD10-PC7 | IVD | General IVD(Others)
Beckman Coulter, Inc. | Saudi | IVD |  | IOTest CD79b-APC | IVD | General IVD(Others)
Beckman Coulter, Inc. | Saudi | IVD |  | IOTest Anti-FMC7-Pacific Blue | IVD | General IVD(Others)
Beckman Coulter, Inc. | Saudi | IVD |  | Total Immunoglobulin E ( IgE ) | IVD | B
Beckman Coulter, Inc. | Saudi | IVD |  | box of 6 bags of universal Push Caps , 1000 / Bag | IVD | A
Beckman Coulter, Inc. | Saudi | IVD |  | UniCel DxH Slidemaker Stainer II Coulter Cellular Analysis System | IVD | A
Beckman Coulter, Inc. | Saudi | IVD |  | B-2 MICROGLOBULIN | IVD | C
Beckman Coulter, Inc. | Saudi | IVD |  | B-2 MICROGLOBULIN | IVD | C
Beckman Coulter, Inc. | Saudi | IVD |  | D-DIMER | IVD | C
Beckman Coulter, Inc. | Saudi | IVD |  | D-Dimer Calibrator | IVD | C
Beckman Coulter, Inc. | Saudi | IVD |  | RF Latex | IVD | B
Beckman Coulter, Inc. | Saudi | IVD |  | ASO | IVD | B
Beckman Coulter, Inc. | Saudi | IVD |  | Prealbumin | IVD | B
Beckman Coulter, Inc. | Saudi | IVD |  | APO B | IVD | B
Beckman Coulter, Inc. | Saudi | IVD |  | TRANSFERRIN | IVD | B
Beckman Coulter, Inc. | Saudi | IVD |  | Power Link | IVD | A
Beckman Coulter, Inc. | Saudi | IVD |  | α-1 ACIDGLYCOPROTEIN | IVD | B
Beckman Coulter, Inc. | Saudi | IVD |  | Microscan 96 Well Tray Lids | IVD | A
Beckman Coulter, Inc. | Saudi | IVD |  | APO A1 | IVD | B
Beckman Coulter, Inc. | Saudi | IVD |  | CERULOPLASMIN | IVD | B
Beckman Coulter, Inc. | Saudi | IVD |  | HAPTOGLOBIN | IVD | B
Beckman Coulter, Inc. | Saudi | IVD |  | LIH | IVD | A
Beckman Coulter, Inc. | Saudi | IVD |  | Wash Solution | IVD | A
Beckman Coulter, Inc. | Saudi | IVD |  | Access HBc Ab Calibrators | IVD | Annex II List A
Beckman Coulter, Inc. | Saudi | IVD |  | Access HBc IgM Calibrators | IVD | Annex II List A
Beckman Coulter, Inc. | Saudi | IVD |  | Access HBs Ag Calibrators | IVD | Annex II List A
Beckman Coulter, Inc. | Saudi | IVD |  | Access HBs Ag QC | IVD | Annex II List A
Beckman Coulter, Inc. | Saudi | IVD |  | Access HBs Ab | IVD | Annex II List A
Beckman Coulter, Inc. | Saudi | IVD |  | Access HBs Ab Calibrators | IVD | Annex II List A
Beckman Coulter, Inc. | Saudi | IVD |  | Access SARS-CoV-2 IgG | IVD | General IVD(Others)
Beckman Coulter, Inc. | Saudi | IVD |  | Access SARS-CoV-2 IgG Calibrator | IVD | General IVD(Others)
Beckman Coulter, Inc. | Saudi | IVD |  | BECKMAN COULTER CHEMISTRY ANALYZER AU480 | IVD | General IVD(Others)
Beckman Coulter, Inc. | Saudi | IVD |  | BECKMAN COULTER CHEMISTRY ANALYZER AU680 | IVD | General IVD(Others)
Beckman Coulter, Inc. | Saudi | IVD |  | BECKMAN COULTER CHEMISTRY ANALYZER AU5800 | IVD | General IVD(Others)
Beckman Coulter, Inc. | Saudi | IVD |  | Access Toxo IgG QC | IVD | Annex II List B
Beckman Coulter, Inc. | Saudi | IVD |  | Access CMV IgG | IVD | Annex II List B
Beckman Coulter, Inc. | Saudi | IVD |  | Access CMV IgG Calibrators | IVD | Annex II List B
Beckman Coulter, Inc. | Saudi | IVD |  | Access CMV IgM | IVD | Annex II List B
Beckman Coulter, Inc. | Saudi | IVD |  | Access CMV IgM Calibrators | IVD | Annex II List B
Beckman Coulter, Inc. | Saudi | IVD |  | Access® AFP CALIBRATORS | IVD | Annex II List B
Beckman Coulter, Inc. | Saudi | IVD |  | Access® AFP SAMPLE DILUENT | IVD | Annex II List B
Beckman Coulter, Inc. | Saudi | IVD |  | Access INHIBIN A | IVD | Annex II List B
Beckman Coulter, Inc. | Saudi | IVD |  | Access INHIBIN A CALIBRATORS | IVD | Annex II List B
Beckman Coulter, Inc. | Saudi | IVD |  | Access INHIBIN A QC | IVD | Annex II List B
Beckman Coulter, Inc. | Saudi | IVD |  | Access TOTAL βhCG (5th IS) | IVD | Annex II List B
Beckman Coulter, Inc. | Saudi | IVD |  | Access AccuTnI+3 | IVD | General IVD(Others)
Beckman Coulter, Inc. | Saudi | IVD |  | Access AccuTnI+3 Calibrators | IVD | General IVD(Others)
Beckman Coulter, Inc. | Saudi | IVD |  | Access BR Monitor | IVD | General IVD(Others)
Beckman Coulter, Inc. | Saudi | IVD |  | Access CK-MB Calibrators | IVD | General IVD(Others)
Beckman Coulter, Inc. | Saudi | IVD |  | Access Cortisol Calibrators | IVD | General IVD(Others)
Beckman Coulter, Inc. | Saudi | IVD |  | Access Digoxin Calibrators | IVD | General IVD(Others)
Beckman Coulter, Inc. | Saudi | IVD |  | Access EPO | IVD | General IVD(Others)
Beckman Coulter, Inc. | Saudi | IVD |  | Access Estradiol Calibrators | IVD | General IVD(Others)
Beckman Coulter, Inc. | Saudi | IVD |  | Access Ferritin Calibrators | IVD | General IVD(Others)
Beckman Coulter, Inc. | Saudi | IVD |  | Access Folate Calibrators | IVD | General IVD(Others)
Beckman Coulter, Inc. | Saudi | IVD |  | Access Free T3 Calibrators | IVD | General IVD(Others)
Beckman Coulter, Inc. | Saudi | IVD |  | Access Free T4 Calibrators | IVD | General IVD(Others)
Beckman Coulter, Inc. | Saudi | IVD |  | Access GI Monitor | IVD | General IVD(Others)
Beckman Coulter, Inc. | Saudi | IVD |  | Access GI Monitor Calibrators | IVD | General IVD(Others)
Beckman Coulter, Inc. | Saudi | IVD |  | Access hLH | IVD | General IVD(Others)
Beckman Coulter, Inc. | Saudi | IVD |  | Access HYPERsensitive hTSH | IVD | General IVD(Others)
Beckman Coulter, Inc. | Saudi | IVD |  | Access IL-6 QC | IVD | General IVD(Others)
Beckman Coulter, Inc. | Saudi | IVD |  | Access Intact PTH | IVD | General IVD(Others)
Beckman Coulter, Inc. | Saudi | IVD |  | Access Intact PTH (iPTH) Calibrators | IVD | General IVD(Others)
Beckman Coulter, Inc. | Saudi | IVD |  | Access Free T4 | IVD | General IVD(Others)
Beckman Coulter, Inc. | Saudi | IVD |  | ALBUMIN | IVD | General IVD(Others)
Beckman Coulter, Inc. | Saudi | IVD |  | a-AMYLASE | IVD | General IVD(Others)
Beckman Coulter, Inc. | Saudi | IVD |  | AST | IVD | General IVD(Others)
Beckman Coulter, Inc. | Saudi | IVD |  | DIRECT BILIRUBIN | IVD | General IVD(Others)
Beckman Coulter, Inc. | Saudi | IVD |  | TOTAL BILIRUBIN | IVD | General IVD(Others)
Beckman Coulter, Inc. | Saudi | IVD |  | Access Intrinsic Factor Ab | IVD | General IVD(Others)
Beckman Coulter, Inc. | Saudi | IVD |  | Access Intrinsic Factor Ab Calibrators | IVD | General IVD(Others)
Beckman Coulter, Inc. | Saudi | IVD |  | Access Intrinsic Factor Ab QC | IVD | General IVD(Others)
Beckman Coulter, Inc. | Saudi | IVD |  | Access Myoglobin | IVD | General IVD(Others)
Beckman Coulter, Inc. | Saudi | IVD |  | Access Myoglobin Calibrators | IVD | General IVD(Others)
Beckman Coulter, Inc. | Saudi | IVD |  | Access Substrate | IVD | General IVD(Others)
Beckman Coulter, Inc. | Saudi | IVD |  | CHOLESTEROL | IVD | General IVD(Others)
Beckman Coulter, Inc. | Saudi | IVD |  | INORGANIC PHOSPHOROUS | IVD | General IVD(Others)
Beckman Coulter, Inc. | Saudi | IVD |  | TOTAL PROTEIN | IVD | General IVD(Others)
Beckman Coulter, Inc. | Saudi | IVD |  | Gamma-Glutamyl Transferase Reagent (γ-GT) | IVD | General IVD(Others)
Beckman Coulter, Inc. | Saudi | IVD |  | High Sensitivity Cardiac C-Reactive Protein Reagent (CRPH) | IVD | General IVD(Others)
Beckman Coulter, Inc. | Saudi | IVD |  | Immunoglobulin G Reagent (Ig-G) | IVD | General IVD(Others)
Beckman Coulter, Inc. | Saudi | IVD |  | Methadone Reagent (METD) | IVD | General IVD(Others)
Beckman Coulter, Inc. | Saudi | IVD |  | Methaqualone Reagent (METQ) | IVD | General IVD(Others)
Beckman Coulter, Inc. | Saudi | IVD |  | Gentamicin Reagent (GEN) | IVD | General IVD(Others)
Beckman Coulter, Inc. | Saudi | IVD |  | Hemoglobin A1c reagent (HbA1c-) | IVD | General IVD(Others)
Beckman Coulter, Inc. | Saudi | IVD |  | Iron reagent (FE) | IVD | General IVD(Others)
Beckman Coulter, Inc. | Saudi | IVD |  | Direct LDL Cholesterol reagent (LDLD) | IVD | General IVD(Others)
Beckman Coulter, Inc. | Saudi | IVD |  | Lipase reagent (LIP) | IVD | General IVD(Others)
Beckman Coulter, Inc. | Saudi | IVD |  | Apolipoprotein B reagent (ApoB) | IVD | General IVD(Others)
Beckman Coulter, Inc. | Saudi | IVD |  | C3 Reagent (C3) | IVD | General IVD(Others)
Beckman Coulter, Inc. | Saudi | IVD |  | C4 Reagent (C4) | IVD | General IVD(Others)
Beckman Coulter, Inc. | Saudi | IVD |  | SYNCHRON Systems AQUA CAL 3 | IVD | General IVD(Others)
Beckman Coulter, Inc. | Saudi | IVD |  | SYNCHRON Systems CO2 Acid Reagent | IVD | General IVD(Others)
Beckman Coulter, Inc. | Saudi | IVD |  | SYNCHRON Systems MA Calibrator | IVD | General IVD(Others)
Beckman Coulter, Inc. | Saudi | IVD |  | Synchron Systems SYNCHRON Multi Calibrator | IVD | General IVD(Others)
Beckman Coulter, Inc. | Saudi | IVD |  | SYNCHRON Systems Alcohol (ETOH) Calibrator | IVD | General IVD(Others)
Beckman Coulter, Inc. | Saudi | IVD |  | SYNCHRON Systems CAL 1 Calibrator 1 | IVD | General IVD(Others)
Beckman Coulter, Inc. | Saudi | IVD |  | SYNCHRON Systems Albumin Reagent | IVD | General IVD(Others)
Beckman Coulter, Inc. | Saudi | IVD |  | SYNCHRON Systems OP 300 High Urine Control | IVD | General IVD(Others)
Beckman Coulter, Inc. | Saudi | IVD |  | SYNCHRON Systems OP 300 Low Urine Calibrator | IVD | General IVD(Others)
Beckman Coulter, Inc. | Saudi | IVD |  | SYNCHRON Systems OP 300 Low Urine Control | IVD | General IVD(Others)
Beckman Coulter, Inc. | Saudi | IVD |  | SYNCHRON Systems ISE Electrolyte Buffer | IVD | General IVD(Others)
Beckman Coulter, Inc. | Saudi | IVD |  | DAU NEGATIVE CALIBRATOR | IVD | General IVD(Others)
Beckman Coulter, Inc. | Saudi | IVD |  | EDDP | IVD | General IVD(Others)
Beckman Coulter, Inc. | Saudi | IVD |  | DAU MULTI-DRUG CONTROL | IVD | General IVD(Others)
Beckman Coulter, Inc. | Saudi | IVD |  | DIGOXIN | IVD | General IVD(Others)
Beckman Coulter, Inc. | Saudi | IVD |  | DIGITOXIN CALIBRATOR | IVD | General IVD(Others)
Beckman Coulter, Inc. | Saudi | IVD |  | DAU HIGH CUT-OFF MULTI-DRUG CALIBRATOR | IVD | General IVD(Others)
Beckman Coulter, Inc. | Saudi | IVD |  | ACTM 100 Acetaminophen Reagent | IVD | General IVD(Others)
Beckman Coulter, Inc. | Saudi | IVD |  | ALB Albumin Reagent | IVD | General IVD(Others)
Beckman Coulter, Inc. | Saudi | IVD |  | ETOH Alcohol Reagent | IVD | General IVD(Others)
Beckman Coulter, Inc. | Saudi | IVD |  | COCM Cocaine Metabolite Reagent | IVD | General IVD(Others)
Beckman Coulter, Inc. | Saudi | IVD |  | CK Creatine Kinase Reagent | IVD | General IVD(Others)
Beckman Coulter, Inc. | Saudi | IVD |  | CR-S Creatinine Reagent | IVD | General IVD(Others)
Beckman Coulter, Inc. | Saudi | IVD |  | DBIL Direct Bilirubin Reagent | IVD | General IVD(Others)
Beckman Coulter, Inc. | Saudi | IVD |  | SYNCHRON® SYSTEMS Ammonia/Alcohol Control LEVEL 1 | IVD | General IVD(Others)
Beckman Coulter, Inc. | Saudi | IVD |  | SYNCHRON® SYSTEMS Ammonia/Alcohol Control LEVEL 2 | IVD | General IVD(Others)
Beckman Coulter, Inc. | Saudi | IVD |  | Bilirubin Calibrator | IVD | General IVD(Others)
Beckman Coulter, Inc. | Saudi | IVD |  | SYNCHRON® Systems DAT Drug Free Urine Control | IVD | General IVD(Others)
Beckman Coulter, Inc. | Saudi | IVD |  | SYNCHRON® Systems DAT Multi-Drug High Urine Control | IVD | General IVD(Others)
Beckman Coulter, Inc. | Saudi | IVD |  | SYNCHRON® Systems DAT Multi-Drug Low Urine Calibrator | IVD | General IVD(Others)
Beckman Coulter, Inc. | Saudi | IVD |  | SYNCHRON® Systems DAT Negative Urine Calibrator | IVD | General IVD(Others)
Beckman Coulter, Inc. | Saudi | IVD |  | SYNCHRON Systems Aspartate Aminotransferase Reagent | IVD | General IVD(Others)
Beckman Coulter, Inc. | Saudi | IVD |  | BNZG Benzodiazepine Reagent | IVD | General IVD(Others)
Beckman Coulter, Inc. | Saudi | IVD |  | CAR Carbamazepine Reagent | IVD | General IVD(Others)
Beckman Coulter, Inc. | Saudi | IVD |  | CCWA Cartridge Chemistry Wash Solution | IVD | General IVD(Others)
Beckman Coulter, Inc. | Saudi | IVD |  | Synchron Systems Drug Calibrator 1 | IVD | General IVD(Others)
Beckman Coulter, Inc. | Saudi | IVD |  | SYNCHRON® Systems Drug Calibrator 3 Plus | IVD | General IVD(Others)
Beckman Coulter, Inc. | Saudi | IVD |  | UREA/UREA NITROGEN | IVD | General IVD(Others)
Beckman Coulter, Inc. | Saudi | IVD |  | UREA-STAT/UREA NITROGEN STAT | IVD | General IVD(Others)
Beckman Coulter, Inc. | Saudi | IVD |  | MAGNESIUM | IVD | General IVD(Others)
Beckman Coulter, Inc. | Saudi | IVD |  | URIC ACID | IVD | General IVD(Others)
Beckman Coulter, Inc. | Saudi | IVD |  | CALCIUM ARSENAZO | IVD | General IVD(Others)
Beckman Coulter, Inc. | Saudi | IVD |  | URINARY / CSF PROTEIN | IVD | General IVD(Others)
Beckman Coulter, Inc. | Saudi | IVD |  | CREATININE | IVD | General IVD(Others)
Beckman Coulter, Inc. | Saudi | IVD |  | MYOGLOBIN | IVD | General IVD(Others)
Beckman Coulter, Inc. | Saudi | IVD |  | LDL-CHOLESTEROL | IVD | General IVD(Others)
Beckman Coulter, Inc. | Saudi | IVD |  | HDL-CHOLESTEROL | IVD | General IVD(Others)
Beckman Coulter, Inc. | Saudi | IVD |  | BICARBONATE | IVD | General IVD(Others)
Beckman Coulter, Inc. | Saudi | IVD |  | Creatinine | IVD | General IVD(Others)
Beckman Coulter, Inc. | Saudi | IVD |  | Urine/CSF Albumin | IVD | General IVD(Others)
Beckman Coulter, Inc. | Saudi | IVD |  | CLEANING SOLUTION | IVD | General IVD(Others)
Beckman Coulter, Inc. | Saudi | IVD |  | CRP (LATEX) CONTROL SERUM | IVD | General IVD(Others)
Beckman Coulter, Inc. | Saudi | IVD |  | ITA CONTROL SERUM LEVEL 1 | IVD | General IVD(Others)
Beckman Coulter, Inc. | Saudi | IVD |  | ITA CONTROL SERUM LEVEL 2 | IVD | General IVD(Others)
Beckman Coulter, Inc. | Saudi | IVD |  | ITA CONTROL SERUM LEVEL 3 | IVD | General IVD(Others)
Beckman Coulter, Inc. | Saudi | IVD |  | CK-MB CONTROL SERUM LEVEL 1 | IVD | General IVD(Others)
Beckman Coulter, Inc. | Saudi | IVD |  | BICARBONATE CALIBRATOR | IVD | General IVD(Others)
Beckman Coulter, Inc. | Saudi | IVD |  | MYOGLOBIN CALIBRATOR | IVD | General IVD(Others)
Beckman Coulter, Inc. | Saudi | IVD |  | ISE LOW/HIGH URINE STANDARD | IVD | General IVD(Others)
Beckman Coulter, Inc. | Saudi | IVD |  | ISE HIGH SERUM STANDARD | IVD | General IVD(Others)
Beckman Coulter, Inc. | Saudi | IVD |  | ISE REFERENCE | IVD | General IVD(Others)
Beckman Coulter, Inc. | Saudi | IVD |  | ISE MID STANDARD | IVD | General IVD(Others)
Beckman Coulter, Inc. | Saudi | IVD |  | ISE BUFFER | IVD | General IVD(Others)
Beckman Coulter, Inc. | Saudi | IVD |  | Vigil Lipid Control Level 1 | IVD | General IVD(Others)
Beckman Coulter, Inc. | Saudi | IVD |  | Vigil Lipid Control Level 2 | IVD | General IVD(Others)
Beckman Coulter, Inc. | Saudi | IVD |  | Vigil Lipid Control Level 4 | IVD | General IVD(Others)
Beckman Coulter, Inc. | Saudi | IVD |  | Vigil Protein Control Level 1 | IVD | General IVD(Others)
Beckman Coulter, Inc. | Saudi | IVD |  | Vigil Protein Control Level 2 | IVD | General IVD(Others)
Beckman Coulter, Inc. | Saudi | IVD |  | Vigil Serology Control Level 3 | IVD | General IVD(Others)
Beckman Coulter, Inc. | Saudi | IVD |  | RF LATEX CALIBRATOR | IVD | General IVD(Others)
Beckman Coulter, Inc. | Saudi | IVD |  | CRP | IVD | General IVD(Others)
Beckman Coulter, Inc. | Saudi | IVD |  | LIH | IVD | General IVD(Others)
Beckman Coulter, Inc. | Saudi | IVD |  | PYRIDOXAL PHOSPHATE LIQUID | IVD | General IVD(Others)
Beckman Coulter, Inc. | Saudi | IVD |  | ACCESS SENSITIVE ESTRADIOL | IVD | General IVD(Others)
Beckman Coulter, Inc. | Saudi | IVD |  | PREALBUMIN CALIBRATOR | IVD | General IVD(Others)
Beckman Coulter, Inc. | Saudi | IVD |  | TRIGLYCERIDE | IVD | General IVD(Others)
Beckman Coulter, Inc. | Saudi | IVD |  | CK-MB | IVD | General IVD(Others)
Beckman Coulter, Inc. | Saudi | IVD |  | IMMAGE Immunochemistry Systems Buffer 2 | IVD | General IVD(Others)
Beckman Coulter, Inc. | Saudi | IVD |  | IMMAGE Immunochemistry Systems Diluent 2 | IVD | General IVD(Others)
Beckman Coulter, Inc. | Saudi | IVD |  | Immunochemistry Systems Lipoprotein(a) Calibrator | IVD | General IVD(Others)
Beckman Coulter, Inc. | Saudi | IVD |  | Creatine Kinase Reagent (N-Acetyl-L-cysteine) (CK-2) | IVD | General IVD(Others)
Beckman Coulter, Inc. | Saudi | IVD |  | ACCESS CEA SAMPLE DILUENT | IVD | General IVD(Others)
Beckman Coulter, Inc. | Saudi | IVD |  | ACCESS HAV Ab | IVD | General IVD(Others)
Beckman Coulter, Inc. | Saudi | IVD |  | ACCESS HAV Ab CALIBRATORS | IVD | General IVD(Others)
Beckman Coulter, Inc. | Saudi | IVD |  | Opiate 2000 ng Reagent (OP2) | IVD | General IVD(Others)
Beckman Coulter, Inc. | Saudi | IVD |  | Phencyclidine Reagent (PCP) | IVD | General IVD(Others)
Beckman Coulter, Inc. | Saudi | IVD |  | Phenobarbital Reagent (PHE) | IVD | General IVD(Others)
Beckman Coulter, Inc. | Saudi | IVD |  | Aspartate Aminotransferase Reagent (AST-) | IVD | General IVD(Others)
Beckman Coulter, Inc. | Saudi | IVD |  | 10 ng/mL THC Urine Control | IVD | General IVD(Others)
Beckman Coulter, Inc. | Saudi | IVD |  | 125 ng/mL THC Urine Control | IVD | General IVD(Others)
Beckman Coulter, Inc. | Saudi | IVD |  | 20 ng/mL THC Urine Control | IVD | General IVD(Others)
Beckman Coulter, Inc. | Saudi | IVD |  | 40 ng/mL THC Urine Control | IVD | General IVD(Others)
Beckman Coulter, Inc. | Saudi | IVD |  | Theophylline Reagent (THE) | IVD | General IVD(Others)
Beckman Coulter, Inc. | Saudi | IVD |  | Tobramycin Reagent (TOB) | IVD | General IVD(Others)
Beckman Coulter, Inc. | Saudi | IVD |  | Total Iron Binding Capacity (IBCT) Column Kit | IVD | General IVD(Others)
Beckman Coulter, Inc. | Saudi | IVD |  | Total Iron Binding Capacity Reagent | IVD | General IVD(Others)
Beckman Coulter, Inc. | Saudi | IVD |  | Total Protein Reagent (TP) | IVD | General IVD(Others)
Beckman Coulter, Inc. | Saudi | IVD |  | Triglycerides Reagent (TG) | IVD | General IVD(Others)
Beckman Coulter, Inc. | Saudi | IVD |  | Uric Acid Reagent (URIC) | IVD | General IVD(Others)
Beckman Coulter, Inc. | Saudi | IVD |  | Vancomycin Calibrator | IVD | General IVD(Others)
Beckman Coulter, Inc. | Saudi | IVD |  | Hemoglobin A1c Reagent (HbA1c3) | IVD | General IVD(Others)
Beckman Coulter, Inc. | Saudi | IVD |  | HbDIL DxC | IVD | General IVD(Others)
Beckman Coulter, Inc. | Saudi | IVD |  | Ultimate-D Bilirubin Control Human Serum Based Direct Acting Level 1 | IVD | General IVD(Others)
Beckman Coulter, Inc. | Saudi | IVD |  | Ultimate-D Bilirubin Control Human Serum Based Direct Acting Level 2 | IVD | General IVD(Others)
Beckman Coulter, Inc. | Saudi | IVD |  | Glucose Reagent (GLUH) | IVD | General IVD(Others)
Beckman Coulter, Inc. | Saudi | IVD |  | HDL Calibrator | IVD | General IVD(Others)
Beckman Coulter, Inc. | Saudi | IVD |  | HDL Cholesterol Reagent (HDL) | IVD | General IVD(Others)
Beckman Coulter, Inc. | Saudi | IVD |  | Lactate Reagent (LACT) | IVD | General IVD(Others)
Beckman Coulter, Inc. | Saudi | IVD |  | IMMAGE Alpha-1-Acid Glycoprotein (AAG) | IVD | General IVD(Others)
Beckman Coulter, Inc. | Saudi | IVD |  | IMMAGE Alpha-1-Antitrypsin (AAT) | IVD | General IVD(Others)
Beckman Coulter, Inc. | Saudi | IVD |  | IMMAGE Alpha-1-Microglobulin (A1M) | IVD | General IVD(Others)
Beckman Coulter, Inc. | Saudi | IVD |  | IMMAGE Haptoglobin (HPT) | IVD | General IVD(Others)
Beckman Coulter, Inc. | Saudi | IVD |  | IMMAGE High Sensitivity Cardiac CRP (CCRP) | IVD | General IVD(Others)
Beckman Coulter, Inc. | Saudi | IVD |  | IMMAGE High Sensitivity CRP (CRPH) | IVD | General IVD(Others)
Beckman Coulter, Inc. | Saudi | IVD |  | IMMAGE Low Concentration Immunoglobulin A (IGALC) | IVD | General IVD(Others)
Beckman Coulter, Inc. | Saudi | IVD |  | IMMAGE Immunoglobulin G (IgG) | IVD | General IVD(Others)
Beckman Coulter, Inc. | Saudi | IVD |  | IMMAGE Immunoglobulin M (IgM) | IVD | General IVD(Others)
Beckman Coulter, Inc. | Saudi | IVD |  | IMMAGE Urine Immunoglobulin G (IGU) | IVD | General IVD(Others)
Beckman Coulter, Inc. | Saudi | IVD |  | IMMAGE Kappa Light Chain (KAP) | IVD | General IVD(Others)
Beckman Coulter, Inc. | Saudi | IVD |  | IMMAGE Lambda Light Chain (LAM) | IVD | General IVD(Others)
Beckman Coulter, Inc. | Saudi | IVD |  | IMMAGE Lipoprotein (a) (LPAX) | IVD | General IVD(Others)
Beckman Coulter, Inc. | Saudi | IVD |  | IMMAGE Antithrombin III (AT3) | IVD | General IVD(Others)
Beckman Coulter, Inc. | Saudi | IVD |  | IMMAGE Apolipoprotein B (APB) | IVD | General IVD(Others)
Beckman Coulter, Inc. | Saudi | IVD |  | IMMAGE Buffer 1 | IVD | General IVD(Others)
Beckman Coulter, Inc. | Saudi | IVD |  | IMMAGE Complement (C3) | IVD | General IVD(Others)
Beckman Coulter, Inc. | Saudi | IVD |  | IMMAGE C-Reactive Protein (CRP) | IVD | General IVD(Others)
Beckman Coulter, Inc. | Saudi | IVD |  | IMMAGE Ferritin (FER) | IVD | General IVD(Others)
Beckman Coulter, Inc. | Saudi | IVD |  | IMMAGE Microalbumin (MA) | IVD | General IVD(Others)
Beckman Coulter, Inc. | Saudi | IVD |  | IMMAGE Rheumatoid Factor (RF) | IVD | General IVD(Others)
Beckman Coulter, Inc. | Saudi | IVD |  | IMMAGE Transferrin (TRF) | IVD | General IVD(Others)
Beckman Coulter, Inc. | Saudi | IVD |  | IMMAGE Buffer 3 | IVD | General IVD(Others)
Beckman Coulter, Inc. | Saudi | IVD |  | IMMAGE Low Concentration Immunoglobulin M (IGMLC) | IVD | General IVD(Others)
Beckman Coulter, Inc. | Saudi | IVD |  | Immunochemistry Systems Calibrator 1 (CAL1) | IVD | General IVD(Others)
Beckman Coulter, Inc. | Saudi | IVD |  | Immunochemistry Systems Calibrator 2 (CAL2) | IVD | General IVD(Others)
Beckman Coulter, Inc. | Saudi | IVD |  | Immunochemistry Systems Urine Protein Control Level 1 | IVD | General IVD(Others)
Beckman Coulter, Inc. | Saudi | IVD |  | IMMAGE Immunoglobulin A (IgA) | IVD | General IVD(Others)
Beckman Coulter, Inc. | Saudi | IVD |  | Access 25 (OH) Vitamin D Total Calibrators | IVD | General IVD(Others)
Beckman Coulter, Inc. | Saudi | IVD |  | UniCel DxI Access Immunoassay Systems Wash Buffer II | IVD | General IVD(Others)
Beckman Coulter, Inc. | Saudi | IVD |  | Citranox | IVD | General IVD(Others)
Beckman Coulter, Inc. | Saudi | IVD |  | Total Protein Reagent | IVD | General IVD(Others)
Beckman Coulter, Inc. | Saudi | IVD |  | Glucose Reagent (Glucose Oxidase) | IVD | General IVD(Others)
Beckman Coulter, Inc. | Saudi | IVD |  | Access Immunoassay System Reaction Vessels | IVD | General IVD(Others)
Beckman Coulter, Inc. | Saudi | IVD |  | Access 3mL Sample Containers | IVD | General IVD(Others)
Beckman Coulter, Inc. | Saudi | IVD |  | Access Immunoassay System 1mL/13 mm Insert Cups | IVD | General IVD(Others)
Beckman Coulter, Inc. | Saudi | IVD |  | Access Immunoassay System Pediatric Insert Cups | IVD | General IVD(Others)
Beckman Coulter, Inc. | Saudi | IVD |  | Access Immunoassay System 1 mL/13 mm Insert Cup Caps | IVD | General IVD(Others)
Beckman Coulter, Inc. | Saudi | IVD |  | Access® TESTOSTERONE CALIBRATORS | IVD | General IVD(Others)
Beckman Coulter, Inc. | Saudi | IVD |  | Access® ULTRASENSITIVE hGH CALIBRATORS | IVD | General IVD(Others)
Beckman Coulter, Inc. | Saudi | IVD |  | Access® THYROGLOBULIN | IVD | General IVD(Others)
Beckman Coulter, Inc. | Saudi | IVD |  | Access® THYROGLOBULIN CALIBRATORS | IVD | General IVD(Others)
Beckman Coulter, Inc. | Saudi | IVD |  | Access Ostase Calibrators | IVD | General IVD(Others)
Beckman Coulter, Inc. | Saudi | IVD |  | Access Ostase QC | IVD | General IVD(Others)
Beckman Coulter, Inc. | Saudi | IVD |  | Access® ULTRASENSITIVE INSULIN CALIBRATORS | IVD | General IVD(Others)
Beckman Coulter, Inc. | Saudi | IVD |  | Access® PROLACTIN CALIBRATORS | IVD | General IVD(Others)
Beckman Coulter, Inc. | Saudi | IVD |  | Access Total T4 Calibrators | IVD | General IVD(Others)
Beckman Coulter, Inc. | Saudi | IVD |  | Access TPO Antibody | IVD | General IVD(Others)
Beckman Coulter, Inc. | Saudi | IVD |  | Access TPO Antibody Calibrators | IVD | General IVD(Others)
Beckman Coulter, Inc. | Saudi | IVD |  | Access Vitamin B12 Calibrator S0 | IVD | General IVD(Others)
Beckman Coulter, Inc. | Saudi | IVD |  | Access SHBG QC | IVD | General IVD(Others)
Beckman Coulter, Inc. | Saudi | IVD |  | Access sTfR | IVD | General IVD(Others)
Beckman Coulter, Inc. | Saudi | IVD |  | VERIS EP Cartridge A | IVD | General IVD(Others)
Beckman Coulter, Inc. | Saudi | IVD |  | VERIS EP Cartridge B | IVD | General IVD(Others)
Beckman Coulter, Inc. | Saudi | IVD |  | AU480 Chemistry Analyzer | IVD | General IVD(Others)
Beckman Coulter, Inc. | Saudi | IVD |  | AU680 Chemistry Analyzer | IVD | General IVD(Others)
Beckman Coulter, Inc. | Saudi | IVD |  | Access sTfR QC2 and QC3 | IVD | General IVD(Others)
Beckman Coulter, Inc. | Saudi | IVD |  | Access System Check Solution | IVD | General IVD(Others)
Beckman Coulter, Inc. | Saudi | IVD |  | Access Thyroglobulin Antibody II | IVD | General IVD(Others)
Beckman Coulter, Inc. | Saudi | IVD |  | Access Thyroglobulin Antibody II Calibrators | IVD | General IVD(Others)
Beckman Coulter, Inc. | Saudi | IVD |  | Access Thyroglobulin Sample Diluent | IVD | General IVD(Others)
Beckman Coulter, Inc. | Saudi | IVD |  | Access Thyroid Uptake | IVD | General IVD(Others)
Beckman Coulter, Inc. | Saudi | IVD |  | Access Thyroid Uptake Calibrators | IVD | General IVD(Others)
Beckman Coulter, Inc. | Saudi | IVD |  | Access OV Monitor Calibrators | IVD | General IVD(Others)
Beckman Coulter, Inc. | Saudi | IVD |  | Access SHBG | IVD | General IVD(Others)
Beckman Coulter, Inc. | Saudi | IVD |  | VERIS CMV Assay Reagent Pack | IVD | Annex II List B
Beckman Coulter, Inc. | Saudi | IVD |  | Synchron Systems NO FOAM | IVD | General IVD(Others)
Beckman Coulter, Inc. | Saudi | IVD |  | Urine Clibrator | IVD | General IVD(Others)
Beckman Coulter, Inc. | Saudi | IVD |  | IMMAGE Immunochemistry Systems Wash Solution | IVD | General IVD(Others)
Beckman Coulter, Inc. | Saudi | IVD |  | RF LATEX CALIBRATOR | IVD | General IVD(Others)
Beckman Coulter, Inc. | Saudi | IVD |  | APO A1 & B CALIBRATOR | IVD | General IVD(Others)
Beckman Coulter, Inc. | Saudi | IVD |  | PREALBUMIN CALIBRATOR | IVD | General IVD(Others)
Beckman Coulter, Inc. | Saudi | IVD |  | D-DIMER | IVD | General IVD(Others)
Beckman Coulter, Inc. | Saudi | IVD |  | CK-MB | IVD | General IVD(Others)
Beckman Coulter, Inc. | Saudi | IVD |  | IgG | IVD | General IVD(Others)
Beckman Coulter, Inc. | Saudi | IVD |  | UIBC | IVD | General IVD(Others)
Beckman Coulter, Inc. | Saudi | IVD |  | CRP | IVD | General IVD(Others)
Beckman Coulter, Inc. | Saudi | IVD |  | LIH | IVD | General IVD(Others)
Beckman Coulter, Inc. | Saudi | IVD |  | IgA | IVD | General IVD(Others)
Beckman Coulter, Inc. | Saudi | IVD |  | WASH SOLUTION | IVD | General IVD(Others)
Beckman Coulter, Inc. | Saudi | IVD |  | P5P | IVD | General IVD(Others)
Beckman Coulter, Inc. | Saudi | IVD |  | Access AccuTnI+3 Calibrators | IVD | General IVD(Others)
Beckman Coulter, Inc. | Saudi | IVD |  | Access BR Monitor | IVD | General IVD(Others)
Beckman Coulter, Inc. | Saudi | IVD |  | Access CK-MB | IVD | General IVD(Others)
Beckman Coulter, Inc. | Saudi | IVD |  | Access Cortisol | IVD | General IVD(Others)
Beckman Coulter, Inc. | Saudi | IVD |  | Access DHEA-s | IVD | General IVD(Others)
Beckman Coulter, Inc. | Saudi | IVD |  | Access EPO | IVD | General IVD(Others)
Beckman Coulter, Inc. | Saudi | IVD |  | Access Estradiol | IVD | General IVD(Others)
Beckman Coulter, Inc. | Saudi | IVD |  | Access Estradiol Calibrators | IVD | General IVD(Others)
Beckman Coulter, Inc. | Saudi | IVD |  | Access Ferritin | IVD | General IVD(Others)
Beckman Coulter, Inc. | Saudi | IVD |  | Access Ferritin Calibrators | IVD | General IVD(Others)
Beckman Coulter, Inc. | Saudi | IVD |  | Access Folate Calibrator S0 | IVD | General IVD(Others)
Beckman Coulter, Inc. | Saudi | IVD |  | Access Folate Calibrators | IVD | General IVD(Others)
Beckman Coulter, Inc. | Saudi | IVD |  | Access Free T3 Calibrators | IVD | General IVD(Others)
Beckman Coulter, Inc. | Saudi | IVD |  | Access GI Monitor Calibrators | IVD | General IVD(Others)
Beckman Coulter, Inc. | Saudi | IVD |  | Access hFSH | IVD | General IVD(Others)
Beckman Coulter, Inc. | Saudi | IVD |  | Access hLH Calibrators | IVD | General IVD(Others)
Beckman Coulter, Inc. | Saudi | IVD |  | Access IL-6 QC | IVD | General IVD(Others)
Beckman Coulter, Inc. | Saudi | IVD |  | Access Myoglobin | IVD | General IVD(Others)
Beckman Coulter, Inc. | Saudi | IVD |  | Access Cortisol Calibrator S0 | IVD | General IVD(Others)
Beckman Coulter, Inc. | Saudi | IVD |  | Access Red Blood Cell Folate Lysing Agent | IVD | General IVD(Others)
Beckman Coulter, Inc. | Saudi | IVD |  | Access Free T4 | IVD | General IVD(Others)
Beckman Coulter, Inc. | Saudi | IVD |  | Electrode-Na | IVD | General IVD(Others)
Beckman Coulter, Inc. | Saudi | IVD |  | Electrode-K | IVD | General IVD(Others)
Beckman Coulter, Inc. | Saudi | IVD |  | DxC 700 AU | IVD | General IVD(Others)
Beckman Coulter, Inc. | Saudi | IVD |  | Access® Hybritech® PSA Calibrators | IVD | Annex II List B
Beckman Coulter, Inc. | Saudi | IVD |  | Access® Hybritech® PSA Sample Diluent | IVD | Annex II List B
Beckman Coulter, Inc. | Saudi | IVD |  | Access® Hybritech® free PSA | IVD | Annex II List B
Beckman Coulter, Inc. | Saudi | IVD |  | Access® Hybritech® free PSA QC | IVD | Annex II List B
Beckman Coulter, Inc. | Saudi | IVD |  | Access® Hybritech® p2PSA | IVD | Annex II List B
Beckman Coulter, Inc. | Saudi | IVD |  | PE Dynamic Inlet ( Bulk Ready ) | IVD | A
Beckman Coulter, Inc. | Saudi | IVD |  | ACCESS SARS-CoV-2 IgM | IVD | General IVD(Others)
Beckman Coulter, Inc. | Saudi | IVD |  | ACCESS SARS-CoV-2 IgM CALIBRATOR | IVD | General IVD(Others)
Beckman Coulter, Inc. | Saudi | IVD |  | DxI 9000 Access Immunoassay Analyzer | IVD | A
Beckman Coulter, Inc. | Saudi | IVD |  | COULTER AcT 5diff Cap Pierce Hematology Analyzer | IVD | General IVD(Others)
Beckman Coulter, Inc. | Saudi | IVD |  | COULTER AcT 5diff Hematology Analyzer | IVD | General IVD(Others)
Beckman Coulter, Inc. | Saudi | IVD |  | COULTER AcT 5diff Autoloader Hematology Analyzer | IVD | General IVD(Others)
Beckman Coulter, Inc. | Saudi | IVD |  | UniCel DxH 600 Coulter Cellular Analysis System | IVD | General IVD(Others)
Beckman Coulter, Inc. | Saudi | IVD |  | Coulter LH SlideStainer | IVD | General IVD(Others)
Beckman Coulter, Inc. | Saudi | IVD |  | UniCel DxH Slidemaker Stainer Coulter Cellular Analysis System | IVD | General IVD(Others)
Beckman Coulter, Inc. | Saudi | IVD |  | Unicel DxH 900 | IVD | General IVD(Others)
Beckman Coulter, Inc. | Saudi | IVD |  | COULTER DxH Cell Lyse | IVD | General IVD(Others)
Beckman Coulter, Inc. | Saudi | IVD |  | COULTER DxH Diff Pack | IVD | General IVD(Others)
Beckman Coulter, Inc. | Saudi | IVD |  | IOTest CD4-PC7 | IVD | General IVD(Others)
Beckman Coulter, Inc. | Saudi | IVD |  | IOTest® CD8-PC7 | IVD | General IVD(Others)
Beckman Coulter, Inc. | Saudi | IVD |  | CYTO- STAT® tetraCHROME™ | IVD | General IVD(Others)
Beckman Coulter, Inc. | Saudi | IVD |  | IsoFlow™ Sheath Fluid | IVD | General IVD(Others)
Beckman Coulter, Inc. | Saudi | IVD |  | QuickCOMP 4 Kit | IVD | General IVD(Others)
Beckman Coulter, Inc. | Saudi | IVD |  | Flow-Check™ Fluorospheres | IVD | General IVD(Others)
Beckman Coulter, Inc. | Saudi | IVD |  | CYTO-COMP™ Cell Kit | IVD | General IVD(Others)
Beckman Coulter, Inc. | Saudi | IVD |  | IMMUNO-TROL™ Cells | IVD | General IVD(Others)
Beckman Coulter, Inc. | Saudi | IVD |  | IMMUNOPREP Reagent System | IVD | General IVD(Others)
Beckman Coulter, Inc. | Saudi | IVD |  | COULTER PrepPlus 2 | IVD | General IVD(Others)
Beckman Coulter, Inc. | Saudi | IVD |  | COULTER AcT diff Analyzer | IVD | General IVD(Others)
Beckman Coulter, Inc. | Saudi | IVD |  | Coulter AcT Diff 2 Analyzer | IVD | General IVD(Others)
Beckman Coulter, Inc. | Saudi | IVD |  | Coulter LH 780 System | IVD | General IVD(Others)
Beckman Coulter, Inc. | Saudi | IVD |  | UniCel DxH 800 Coulter Cellular Analysis system | IVD | General IVD(Others)
Beckman Coulter, Inc. | Saudi | IVD |  | Coulter LH Slidemaker | IVD | General IVD(Others)
Beckman Coulter, Inc. | Saudi | IVD |  | COULTER® S-CAL® Calibrator | IVD | General IVD(Others)
Beckman Coulter, Inc. | Saudi | IVD |  | COULTER LATRON CP-X | IVD | General IVD(Others)
Beckman Coulter, Inc. | Saudi | IVD |  | COULTER® 6C Cell Control | IVD | General IVD(Others)
Beckman Coulter, Inc. | Saudi | IVD |  | COULTER Retic-X Cell Control | IVD | General IVD(Others)
Beckman Coulter, Inc. | Saudi | IVD |  | COULTER LIN-X Linearity Control | IVD | General IVD(Others)
Beckman Coulter, Inc. | Saudi | IVD |  | COULTER Body Fluid Control | IVD | General IVD(Others)
Beckman Coulter, Inc. | Saudi | IVD |  | Unicel DxH 900 | IVD | General IVD(Others)
Beckman Coulter, Inc. | Saudi | IVD |  | COULTER 6C Plus Cell Control | IVD | General IVD(Others)
Beckman Coulter, Inc. | Saudi | IVD |  | COULTER DxH Diluent | IVD | General IVD(Others)
Beckman Coulter, Inc. | Saudi | IVD |  | UniCel DxH 600 Coulter Cellular Analysis System | IVD | General IVD(Others)
Beckman Coulter, Inc. | Saudi | IVD |  | UniCel DxH 800 Coulter Cellular Analysis system | IVD | General IVD(Others)
Beckman Coulter, Inc. | Saudi | IVD |  | Unicel DxH Slidermaker Stainer II | IVD | General IVD(Others)
Beckman Coulter, Inc. | Saudi | IVD |  | COULTER DxH Retic Pack | IVD | General IVD(Others)
Beckman Coulter, Inc. | Saudi | IVD |  | COULTER DxH Cleaner | IVD | General IVD(Others)
Beckman Coulter, Inc. | Saudi | IVD |  | IOTest CD3-PC7 | IVD | General IVD(Others)
Beckman Coulter, Inc. | Saudi | IVD |  | CYTO-STAT®/COULTER CLONE® CD8-ECD | IVD | General IVD(Others)
Beckman Coulter, Inc. | Saudi | IVD |  | IOTest MsIgG1-PC7 | IVD | General IVD(Others)
Beckman Coulter, Inc. | Saudi | IVD |  | COULTER® CYTO-TROL™ Control Cells Kit | IVD | General IVD(Others)
Beckman Coulter, Inc. | Saudi | IVD |  | IMMUNO-TROL™ Low Cells | IVD | General IVD(Others)
Beckman Coulter, Inc. | Saudi | IVD |  | Flow-Count ™ Fluorospheres | IVD | General IVD(Others)
Beckman Coulter, Inc. | Saudi | IVD |  | IOTest IgG1(Mouse)-FITC | IVD | General IVD(Others)
Beckman Coulter, Inc. | Saudi | IVD |  | IOTest IgG1(Mouse)-FITC/IgG1(Mouse)-PE | IVD | General IVD(Others)
Beckman Coulter, Inc. | Saudi | IVD |  | IOTest IgG1(Mouse)-PC5 | IVD | General IVD(Others)
Beckman Coulter, Inc. | Saudi | IVD |  | IOTest CD15-FITC | IVD | General IVD(Others)
Beckman Coulter, Inc. | Saudi | IVD |  | IOTest CD65-FITC | IVD | General IVD(Others)
Beckman Coulter, Inc. | Saudi | IVD |  | IOTest CD23 FITC | IVD | General IVD(Others)
Beckman Coulter, Inc. | Saudi | IVD |  | IOTest CD11b FITC | IVD | General IVD(Others)
Beckman Coulter, Inc. | Saudi | IVD |  | IOTest HLA-DR PE | IVD | General IVD(Others)
Beckman Coulter, Inc. | Saudi | IVD |  | IOTest Anti-Myeloperoxydase-FITC | IVD | General IVD(Others)
Beckman Coulter, Inc. | Saudi | IVD |  | IOTest CD4-A PC | IVD | General IVD(Others)
Beckman Coulter, Inc. | Saudi | IVD |  | IOTest CD19-APC | IVD | General IVD(Others)
Beckman Coulter, Inc. | Saudi | IVD |  | IOTest CD33-APC | IVD | General IVD(Others)
Beckman Coulter, Inc. | Saudi | IVD |  | IOTest CD34-A PC | IVD | General IVD(Others)
Beckman Coulter, Inc. | Saudi | IVD |  | IOTest IgG1(Mouse)-APC | IVD | General IVD(Others)
Beckman Coulter, Inc. | Saudi | IVD |  | IOTest Anti-TCR PAN γ/δ-PC5 | IVD | General IVD(Others)
Beckman Coulter, Inc. | Saudi | IVD |  | IOTest CD117-PE | IVD | General IVD(Others)
Beckman Coulter, Inc. | Saudi | IVD |  | IOTest Anti-TdT (POOL)-FITC | IVD | General IVD(Others)
Beckman Coulter, Inc. | Saudi | IVD |  | IOTest CD20-PC7 | IVD | General IVD(Others)
Beckman Coulter, Inc. | Saudi | IVD |  | 7-AAD Viability Dye | IVD | General IVD(Others)
Beckman Coulter, Inc. | Saudi | IVD |  | IOTest CD3-FITC / HLA-DR-PE | IVD | General IVD(Others)
Beckman Coulter, Inc. | Saudi | IVD |  | IOTest CD3-FITC | IVD | General IVD(Others)
Beckman Coulter, Inc. | Saudi | IVD |  | IOTest CD3-PE | IVD | General IVD(Others)
Beckman Coulter, Inc. | Saudi | IVD |  | IOTest CD3-ECD | IVD | General IVD(Others)
Beckman Coulter, Inc. | Saudi | IVD |  | IOTest CD4-FITC | IVD | General IVD(Others)
Beckman Coulter, Inc. | Saudi | IVD |  | IOTest CD4-PC5 | IVD | General IVD(Others)
Beckman Coulter, Inc. | Saudi | IVD |  | IOTest CD5-PE | IVD | General IVD(Others)
Beckman Coulter, Inc. | Saudi | IVD |  | IOTest CD7-FITC | IVD | General IVD(Others)
Beckman Coulter, Inc. | Saudi | IVD |  | IOTest CD8-FITC | IVD | General IVD(Others)
Beckman Coulter, Inc. | Saudi | IVD |  | IOTest CD8-PE | IVD | General IVD(Others)
Beckman Coulter, Inc. | Saudi | IVD |  | IOTest CD10-FITC | IVD | General IVD(Others)
Beckman Coulter, Inc. | Saudi | IVD |  | IOTest CD10-PE | IVD | General IVD(Others)
Beckman Coulter, Inc. | Saudi | IVD |  | IOTest CD13-PE | IVD | General IVD(Others)
Beckman Coulter, Inc. | Saudi | IVD |  | IOTest CD14-PE | IVD | General IVD(Others)
Beckman Coulter, Inc. | Saudi | IVD |  | IOTest CD19-PC5 | IVD | General IVD(Others)
Beckman Coulter, Inc. | Saudi | IVD |  | IOTest CD20-FITC | IVD | General IVD(Others)
Beckman Coulter, Inc. | Saudi | IVD |  | IOTest CD41-PE | IVD | General IVD(Others)
Beckman Coulter, Inc. | Saudi | IVD |  | IOTest CD45RO-PE | IVD | General IVD(Others)
Beckman Coulter, Inc. | Saudi | IVD |  | IOTest CD2-PC7 | IVD | General IVD(Others)
Beckman Coulter, Inc. | Saudi | IVD |  | IOTest CD34-PC7 | IVD | General IVD(Others)
Beckman Coulter, Inc. | Saudi | IVD |  | IOTest CD56-PC7 | IVD | General IVD(Others)
Beckman Coulter, Inc. | Saudi | IVD |  | IOTest CD (14+16)-FITC/CD85K(ILT3)-PE/CD33-PC5 | IVD | General IVD(Others)
Beckman Coulter, Inc. | Saudi | IVD |  | IOTest CD138-PE | IVD | General IVD(Others)
Beckman Coulter, Inc. | Saudi | IVD |  | IOTest CD138-PC5 | IVD | General IVD(Others)
Beckman Coulter, Inc. | Saudi | IVD |  | IOTest IgG1(Mouse)-PC5.5 | IVD | General IVD(Others)
Beckman Coulter, Inc. | Saudi | IVD |  | IOTest3 Fixative Solution | IVD | General IVD(Others)
Beckman Coulter, Inc. | Saudi | IVD |  | IntraPrep Permeabilization Reagent | IVD | General IVD(Others)
Beckman Coulter, Inc. | Saudi | IVD |  | IOTest CD5-FITC | IVD | General IVD(Others)
Beckman Coulter, Inc. | Saudi | IVD |  | IOTest IgG2a(Mouse)-PE | IVD | General IVD(Others)
Beckman Coulter, Inc. | Saudi | IVD |  | VersaLyse Lysing Solution | IVD | General IVD(Others)
Beckman Coulter, Inc. | Saudi | IVD |  | IOTest IgG2a-FITC(Mouse) | IVD | General IVD(Others)
Beckman Coulter, Inc. | Saudi | IVD |  | Allergenicity Kit | IVD | General IVD(Others)
Beckman Coulter, Inc. | Saudi | IVD |  | IOTest IgG1-APC-Alexa Fluor 700 | IVD | General IVD(Others)
Beckman Coulter, Inc. | Saudi | IVD |  | IOTest CD3-APC-Alexa® Fluor 750 | IVD | General IVD(Others)
Beckman Coulter, Inc. | Saudi | IVD |  | IOTest CD19-APC-Alexa® Fluor 750 | IVD | General IVD(Others)
Beckman Coulter, Inc. | Saudi | IVD |  | IOTest CD8-APC-Alexa® Fluor 750 | IVD | General IVD(Others)
Beckman Coulter, Inc. | Saudi | IVD |  | PerFix-nc (no centrifuge assay Kit) | IVD | General IVD(Others)
Beckman Coulter, Inc. | Saudi | IVD |  | IOTest CD79a-APC | IVD | General IVD(Others)
Beckman Coulter, Inc. | Saudi | IVD |  | IOTest CD33-PC5.5 | IVD | General IVD(Others)
Beckman Coulter, Inc. | Saudi | IVD |  | IOTest CD7-APC-Alexa Fluor 700 | IVD | General IVD(Others)
Beckman Coulter, Inc. | Saudi | IVD |  | IOTest CD22-APC-Alexa Fluor 700 | IVD | General IVD(Others)
Beckman Coulter, Inc. | Saudi | IVD |  | IOTest CD45-Krome Orange | IVD | General IVD(Others)
Beckman Coulter, Inc. | Saudi | IVD |  | IOTest CD11b-APC-Alexa Fluor 750 | IVD | General IVD(Others)
Beckman Coulter, Inc. | Saudi | IVD |  | ACCESS AMH | IVD | General IVD(Others)
Beckman Coulter, Inc. | Saudi | IVD |  | ACCESS AMH QC | IVD | General IVD(Others)
Beckman Coulter, Inc. | Saudi | IVD |  | ACCESS TSH (3rd IS) CALIBRATORS | IVD | General IVD(Others)
Beckman Coulter, Inc. | Saudi | IVD |  | IOTest CD45-PE | IVD | General IVD(Others)
Beckman Coulter, Inc. | Saudi | IVD |  | IOTest CD62P-FITC | IVD | General IVD(Others)
Beckman Coulter, Inc. | Saudi | IVD |  | IOTest CD38-PE | IVD | General IVD(Others)
Beckman Coulter, Inc. | Saudi | IVD |  | IOTest CD34-PC5 | IVD | General IVD(Others)
Beckman Coulter, Inc. | Saudi | IVD |  | IOTest3 HLA-DR-FITC /CD13-PE / CD45-ECD | IVD | General IVD(Others)
Beckman Coulter, Inc. | Saudi | IVD |  | IOTest CD5-PC5 | IVD | General IVD(Others)
Beckman Coulter, Inc. | Saudi | IVD |  | IOTest CD8-PC5 | IVD | General IVD(Others)
Beckman Coulter, Inc. | Saudi | IVD |  | IOTest CD13-PC5 | IVD | General IVD(Others)
Beckman Coulter, Inc. | Saudi | IVD |  | IOTest CD14-PC5 | IVD | General IVD(Others)
Beckman Coulter, Inc. | Saudi | IVD |  | IOTest CD20-PC5 | IVD | General IVD(Others)
Beckman Coulter, Inc. | Saudi | IVD |  | IOTest CD25-PE | IVD | General IVD(Others)
Beckman Coulter, Inc. | Saudi | IVD |  | ACCESS hsTnI CALIBRATORS | IVD | General IVD(Others)
Beckman Coulter, Inc. | Saudi | IVD |  | IOTest3 CD8-FITC /CD4-PE / CD3-ECD | IVD | General IVD(Others)
Beckman Coulter, Inc. | Saudi | IVD |  | IOTest3 CD25-FITC /CD4-PE / CD3-ECD | IVD | General IVD(Others)
Beckman Coulter, Inc. | Saudi | IVD |  | IOTest CD3-FITC / CD4-PE | IVD | General IVD(Others)
Beckman Coulter, Inc. | Saudi | IVD |  | IOTest CD2-PC5 | IVD | General IVD(Others)
Beckman Coulter, Inc. | Saudi | IVD |  | IOTest CD3-PC5 | IVD | General IVD(Others)
Beckman Coulter, Inc. | Saudi | IVD |  | Access hsTnI | IVD | General IVD(Others)
Beckman Coulter, Inc. | Saudi | IVD |  | CD38 Pacific Blue | IVD | General IVD(Others)
Beckman Coulter, Inc. | Saudi | IVD |  | CD203c-PE | IVD | General IVD(Others)
Beckman Coulter, Inc. | Saudi | IVD |  | CD33-PC7 | IVD | General IVD(Others)
Beckman Coulter, Inc. | Saudi | IVD |  | CD34-APC Alexa Fluor 700 | IVD | General IVD(Others)
Beckman Coulter, Inc. | Saudi | IVD |  | CD14-APC Alexa Fluor 750 | IVD | General IVD(Others)
Beckman Coulter, Inc. | Saudi | IVD |  | CD24-PE | IVD | General IVD(Others)
Beckman Coulter, Inc. | Saudi | IVD |  | Anti-NG2-PE | IVD | General IVD(Others)
Beckman Coulter, Inc. | Saudi | IVD |  | CD20-ECD | IVD | General IVD(Others)
Beckman Coulter, Inc. | Saudi | IVD |  | CD105-PE | IVD | General IVD(Others)
Beckman Coulter, Inc. | Saudi | IVD |  | CD56-APC-Alexa fluor 700 | IVD | General IVD(Others)
Beckman Coulter, Inc. | Saudi | IVD |  | CD63-FITC | IVD | General IVD(Others)
Beckman Coulter, Inc. | Saudi | IVD |  | IOTest CD43-APC-Alexa Fluor 750 | IVD | General IVD(Others)
Beckman Coulter, Inc. | Saudi | IVD |  | IOTest CD36-FITC | IVD | General IVD(Others)
Beckman Coulter, Inc. | Saudi | IVD |  | IOTest CD34-ECD | IVD | General IVD(Others)
Beckman Coulter, Inc. | Saudi | IVD |  | IOTest Anti-TCR PAN Ƴ/ð-PE | IVD | General IVD(Others)
Beckman Coulter, Inc. | Saudi | IVD |  | IOTest IgG1(mouse)-FITC, IgG2a(mouse)-PE | IVD | General IVD(Others)
Beckman Coulter, Inc. | Saudi | IVD |  | IOTest CD64-PC5 | IVD | General IVD(Others)
Beckman Coulter, Inc. | Saudi | IVD |  | IOTest CD57-FITC | IVD | General IVD(Others)
Beckman Coulter, Inc. | Saudi | IVD |  | IOTest CD55-PE | IVD | General IVD(Others)
Beckman Coulter, Inc. | Saudi | IVD |  | IOTest CD235a-FITC | IVD | General IVD(Others)
Beckman Coulter, Inc. | Saudi | IVD |  | IOTest CD23-PE | IVD | General IVD(Others)
Beckman Coulter, Inc. | Saudi | IVD |  | IOTest CD2-APC | IVD | General IVD(Others)
Beckman Coulter, Inc. | Saudi | IVD |  | IOTest CD16-ECD | IVD | General IVD(Others)
Beckman Coulter, Inc. | Saudi | IVD |  | IOTest CD103-FITC | IVD | General IVD(Others)
Beckman Coulter, Inc. | Saudi | IVD |  | IOTest CD10-APC-Alexa Fluor 700 | IVD | General IVD(Others)
Beckman Coulter, Inc. | Saudi | IVD |  | Flow-Check Pro Fluorospheres | IVD | General IVD(Others)
Beckman Coulter, Inc. | Saudi | IVD |  | Navios Flow Cytometer | IVD | General IVD(Others)
Beckman Coulter, Inc. | Saudi | IVD |  | FlowClean Cleaning Agent | IVD | General IVD(Others)
Beckman Coulter, Inc. | Saudi | IVD |  | DxH 500 Calibrator | IVD | General IVD(Others)
Beckman Coulter, Inc. | Saudi | IVD |  | DxH 500 Diluent | IVD | General IVD(Others)
Beckman Coulter, Inc. | Saudi | IVD |  | DxH 500 Cleaner | IVD | General IVD(Others)
Beckman Coulter, Inc. | Saudi | IVD |  | NAVIOS EX Flow Cytometer | IVD | General IVD(Others)
Beckman Coulter, Inc. | Saudi | IVD |  | DxH 500 Calibrator | IVD | General IVD(Others)
Beckman Coulter, Inc. | Saudi | IVD |  | DxH 500 Control | IVD | General IVD(Others)
Beckman Coulter, Inc. | Saudi | IVD |  | DxH 500 Diluent | IVD | General IVD(Others)
Beckman Coulter, Inc. | Saudi | IVD |  | DxH 500 Cleaner | IVD | General IVD(Others)
Beckman Coulter, Inc. | Saudi | IVD |  | iQ® Lamina | IVD | General IVD(Others)
Beckman Coulter, Inc. | Saudi | IVD |  | Iris Diluent Pack | IVD | General IVD(Others)
Beckman Coulter, Inc. | Saudi | IVD |  | iChem®VELOCITY™ Urine Chemistry Strips | IVD | General IVD(Others)
Beckman Coulter, Inc. | Saudi | IVD |  | IRISpec CA/CB/CC | IVD | General IVD(Others)
Beckman Coulter, Inc. | Saudi | IVD |  | ClearLLab T2 | IVD | General IVD(Others)
Beckman Coulter, Inc. | Saudi | IVD |  | ClearLLab M | IVD | General IVD(Others)
Beckman Coulter, Inc. | Saudi | IVD |  | iQ® Control / Focus Set | IVD | General IVD(Others)
Beckman Coulter, Inc. | Saudi | IVD |  | iQ Body Fluids Controls | IVD | General IVD(Others)
Beckman Coulter, Inc. | Saudi | IVD |  | iChem®VELOCITY Wash Solution | IVD | General IVD(Others)
Beckman Coulter, Inc. | Saudi | IVD |  | iChem®VELOCITY™ CalCheks Kit | IVD | General IVD(Others)
Beckman Coulter, Inc. | Saudi | IVD |  | FlowClean Cleaning Agent | IVD | General IVD(Others)
Beckman Coulter, Inc. | Saudi | IVD |  | ClearLLab T1 | IVD | General IVD(Others)
Beckman Coulter, Inc. | Saudi | IVD |  | ClearLLab LS Lymphoid Screen | IVD | General IVD(Others)
Beckman Coulter, Inc. | Saudi | IVD |  | DuraClone B27 | IVD | General IVD(Others)
Beckman Coulter, Inc. | Saudi | IVD |  | Stem-Trol control cells | IVD | General IVD(Others)
Beckman Coulter, Inc. | Saudi | IVD |  | IOTest IgG1(Mouse)-ECD | IVD | General IVD(Others)
Beckman Coulter, Inc. | Saudi | IVD |  | IOTest IgG1(Mouse)-PE | IVD | General IVD(Others)
Beckman Coulter, Inc. | Saudi | IVD |  | IOTest CD14-FITC | IVD | General IVD(Others)
Beckman Coulter, Inc. | Saudi | IVD |  | IOTest CD117-APC | IVD | General IVD(Others)
Beckman Coulter, Inc. | Saudi | IVD |  | IOTest CD71 FITC | IVD | General IVD(Others)
Beckman Coulter, Inc. | Saudi | IVD |  | IOTest CD20-PE | IVD | General IVD(Others)
Beckman Coulter, Inc. | Saudi | IVD |  | IOTest CD79b-PE | IVD | General IVD(Others)
Beckman Coulter, Inc. | Saudi | IVD |  | IOTest CD61-FITC | IVD | General IVD(Others)
Beckman Coulter, Inc. | Saudi | IVD |  | IOTest CD11c PE | IVD | General IVD(Others)
Beckman Coulter, Inc. | Saudi | IVD |  | IOTest CD22 PE | IVD | General IVD(Others)
Beckman Coulter, Inc. | Saudi | IVD |  | IOTest CD34 FITC | IVD | General IVD(Others)
Beckman Coulter, Inc. | Saudi | IVD |  | IOTest CD79a PE | IVD | General IVD(Others)
Beckman Coulter, Inc. | Saudi | IVD |  | IOTest CD3-APC | IVD | General IVD(Others)
Beckman Coulter, Inc. | Saudi | IVD |  | IOTest CD8-A PC | IVD | General IVD(Others)
Beckman Coulter, Inc. | Saudi | IVD |  | IOTest CD45-APC | IVD | General IVD(Others)
Beckman Coulter, Inc. | Saudi | IVD |  | IOTest CD56-A PC | IVD | General IVD(Others)
Beckman Coulter, Inc. | Saudi | IVD |  | IOTest CD14-APC | IVD | General IVD(Others)
Beckman Coulter, Inc. | Saudi | IVD |  | IOTest CD25 PC5 | IVD | General IVD(Others)
Beckman Coulter, Inc. | Saudi | IVD |  | IOTest CD33 PC5 | IVD | General IVD(Others)
Beckman Coulter, Inc. | Saudi | IVD |  | IOTest CD69-PC5 | IVD | General IVD(Others)
Beckman Coulter, Inc. | Saudi | IVD |  | IOTest CD117-PC5 | IVD | General IVD(Others)
Beckman Coulter, Inc. | Saudi | IVD |  | IOTest CD45-PC7 | IVD | General IVD(Others)
Beckman Coulter, Inc. | Saudi | IVD |  | IOTest CD7-PC5 | IVD | General IVD(Others)
Beckman Coulter, Inc. | Saudi | IVD |  | IOTest CD19-PC7 | IVD | General IVD(Others)
Beckman Coulter, Inc. | Saudi | IVD |  | Stem-Kit Reagent | IVD | General IVD(Others)
Beckman Coulter, Inc. | Saudi | IVD |  | IOTest CD3-FITC / CD19-PE | IVD | General IVD(Others)
Beckman Coulter, Inc. | Saudi | IVD |  | IOTest CD45-FITC / CD14-PE | IVD | General IVD(Others)
Beckman Coulter, Inc. | Saudi | IVD |  | IOTest HLA-B27-FITC / HLA-B7-PE | IVD | General IVD(Others)
Beckman Coulter, Inc. | Saudi | IVD |  | IOTest CD1-PE | IVD | General IVD(Others)
Beckman Coulter, Inc. | Saudi | IVD |  | IOTest CD2-FITC | IVD | General IVD(Others)
Beckman Coulter, Inc. | Saudi | IVD |  | IOTest CD2-PE | IVD | General IVD(Others)
Beckman Coulter, Inc. | Saudi | IVD |  | IOTest CD16-PE | IVD | General IVD(Others)
Beckman Coulter, Inc. | Saudi | IVD |  | IOTest CD19-FITC | IVD | General IVD(Others)
Beckman Coulter, Inc. | Saudi | IVD |  | IOTest CD19-PE | IVD | General IVD(Others)
Beckman Coulter, Inc. | Saudi | IVD |  | IOTest CD33-PE | IVD | General IVD(Others)
Beckman Coulter, Inc. | Saudi | IVD |  | IOTest CD34-PE | IVD | General IVD(Others)
Beckman Coulter, Inc. | Saudi | IVD |  | IOTest CD38-FITC | IVD | General IVD(Others)
Beckman Coulter, Inc. | Saudi | IVD |  | IOTest CD45-FITC | IVD | General IVD(Others)
Beckman Coulter, Inc. | Saudi | IVD |  | IOTest CD45-ECD | IVD | General IVD(Others)
Beckman Coulter, Inc. | Saudi | IVD |  | IOTest CD45-PC5 | IVD | General IVD(Others)
Beckman Coulter, Inc. | Saudi | IVD |  | IOTest CD45RA-FITC | IVD | General IVD(Others)
Beckman Coulter, Inc. | Saudi | IVD |  | IOTest CD56-PE | IVD | General IVD(Others)
Beckman Coulter, Inc. | Saudi | IVD |  | IOTest CD56-PC5 | IVD | General IVD(Others)
Beckman Coulter, Inc. | Saudi | IVD |  | IOTest FMC7-FITC | IVD | General IVD(Others)
Beckman Coulter, Inc. | Saudi | IVD |  | IOTest CD235a-PE | IVD | General IVD(Others)
Beckman Coulter, Inc. | Saudi | IVD |  | IOTest3 Lysing Solution | IVD | General IVD(Others)
Beckman Coulter, Inc. | Saudi | IVD |  | IOTest CD5-PC7 | IVD | General IVD(Others)
Beckman Coulter, Inc. | Saudi | IVD |  | IOTest CD20-APC | IVD | General IVD(Others)
Beckman Coulter, Inc. | Saudi | IVD |  | IOTest CD (14+16)-FITC/CD85K(ILT3)-PE/CD123-PC5 | IVD | General IVD(Others)
Beckman Coulter, Inc. | Saudi | IVD |  | IOTest IgG2a(Mouse)-PC5 | IVD | General IVD(Others)
Beckman Coulter, Inc. | Saudi | IVD |  | OptiLyse® C Lysing Solution | IVD | General IVD(Others)
Beckman Coulter, Inc. | Saudi | IVD |  | IOTest IgG2a(Mouse)-APC | IVD | General IVD(Others)
Beckman Coulter, Inc. | Saudi | IVD |  | IOTest CD45-Pacific Blue | IVD | General IVD(Others)
Beckman Coulter, Inc. | Saudi | IVD |  | IOTest IgG1(Mouse)-Pacific Blue | IVD | General IVD(Others)
Beckman Coulter, Inc. | Saudi | IVD |  | IOTest CD45-APC-Alexa Fluor 700 | IVD | General IVD(Others)
Beckman Coulter, Inc. | Saudi | IVD |  | IOTest CD45-APC-Alexa Fluor 750 | IVD | General IVD(Others)
Beckman Coulter, Inc. | Saudi | IVD |  | IOTest IgG1(Mouse)-APC-Alexa Fluor 750 | IVD | General IVD(Others)
Beckman Coulter, Inc. | Saudi | IVD |  | IOTest CD4-APC-Alexa® Fluor 750 | IVD | General IVD(Others)
Beckman Coulter, Inc. | Saudi | IVD |  | IOTest CD13-ECD | IVD | General IVD(Others)
Beckman Coulter, Inc. | Saudi | IVD |  | IOTest Anti-Myelo Peroxydase-PE | IVD | General IVD(Others)
Beckman Coulter, Inc. | Saudi | IVD |  | IOTest Anti-HLA-DR-Pacific Blue | IVD | General IVD(Others)
Beckman Coulter, Inc. | Saudi | IVD |  | IOTest CD16- Pacific Blue | IVD | General IVD(Others)
Beckman Coulter, Inc. | Saudi | IVD |  | IOTest CD11b- Pacific Blue | IVD | General IVD(Others)
Beckman Coulter, Inc. | Saudi | IVD |  | ACCESS AMH CALIBRATORS | IVD | General IVD(Others)
Beckman Coulter, Inc. | Saudi | IVD |  | ACCESS TSH (3rd IS) | IVD | General IVD(Others)
Beckman Coulter, Inc. | Saudi | IVD |  | IOTest CD38-PC5 | IVD | General IVD(Others)
Beckman Coulter, Inc. | Saudi | IVD |  | IOTest HLA-DR-PC5 | IVD | General IVD(Others)
Beckman Coulter, Inc. | Saudi | IVD |  | IOTest CD45-PC5.5 | IVD | General IVD(Others)
Beckman Coulter, Inc. | Saudi | IVD |  | Cyto Diff Panel CD36-FITC / CD2-PE / CD294 (CRTH2)-PE / CD19-ECD / CD16-PC5 / CD45-PC7 | IVD | General IVD(Others)
Beckman Coulter, Inc. | Saudi | IVD |  | IOTest3 CD34-FITC /CD117-PE / CD45-ECD | IVD | General IVD(Others)
Beckman Coulter, Inc. | Saudi | IVD |  | IOTest3 HLA-DR-FITC /CD34-PE / CD45-ECD | IVD | General IVD(Others)
Beckman Coulter, Inc. | Saudi | IVD |  | IOTest3 CD15-FITC /CD33-PE / CD45-ECD | IVD | General IVD(Others)
Beckman Coulter, Inc. | Saudi | IVD |  | IOTest3 CD14-FITC /CD13-PE / CD45-ECD | IVD | General IVD(Others)
Beckman Coulter, Inc. | Saudi | IVD |  | IOTest CD10-PC5 | IVD | General IVD(Others)
Beckman Coulter, Inc. | Saudi | IVD |  | IOTest CD16-PC5 | IVD | General IVD(Others)
Beckman Coulter, Inc. | Saudi | IVD |  | IOTest CD19-ECD | IVD | General IVD(Others)
Beckman Coulter, Inc. | Saudi | IVD |  | IOTest3 CD5-FITC /CD7-PE / CD3-ECD | IVD | General IVD(Others)
Beckman Coulter, Inc. | Saudi | IVD |  | IOTest3 CD16-FITC /CD56-PE / CD3-ECD | IVD | General IVD(Others)
Beckman Coulter, Inc. | Saudi | IVD |  | IOTest CD3-FITC / CD8-PE | IVD | General IVD(Others)
Beckman Coulter, Inc. | Saudi | IVD |  | IOTest CD3-FITC /CD(16+56)-PE | IVD | General IVD(Others)
Beckman Coulter, Inc. | Saudi | IVD |  | IOTest CD4-PE | IVD | General IVD(Others)
Beckman Coulter, Inc. | Saudi | IVD |  | CD14-ECD | IVD | General IVD(Others)
Beckman Coulter, Inc. | Saudi | IVD |  | CD10-APC | IVD | General IVD(Others)
Beckman Coulter, Inc. | Saudi | IVD |  | CD5-APC-Alexa fluor 750 | IVD | General IVD(Others)
Beckman Coulter, Inc. | Saudi | IVD |  | Anti-HLA-DR-ECD | IVD | General IVD(Others)
Beckman Coulter, Inc. | Saudi | IVD |  | CD117-APC-Alexa fluor 750 | IVD | General IVD(Others)
Beckman Coulter, Inc. | Saudi | IVD |  | CD25-APC-Alexa fluor 700 | IVD | General IVD(Others)
Beckman Coulter, Inc. | Saudi | IVD |  | CD25-PC5.5 | IVD | General IVD(Others)
Beckman Coulter, Inc. | Saudi | IVD |  | CD34-APC-Alexa fluor 750 | IVD | General IVD(Others)
Beckman Coulter, Inc. | Saudi | IVD |  | IOTest CD45RO-ECD | IVD | General IVD(Others)
Beckman Coulter, Inc. | Saudi | IVD |  | IOTest CD45RA-ECD | IVD | General IVD(Others)
Beckman Coulter, Inc. | Saudi | IVD |  | IOTest CD45RA-APC-Alexa Fluor 750 | IVD | General IVD(Others)
Beckman Coulter, Inc. | Saudi | IVD |  | IOTest CD13-PC5.5 | IVD | General IVD(Others)
Beckman Coulter, Inc. | Saudi | IVD |  | IOTest CD4-Pacific Blue | IVD | General IVD(Others)
Beckman Coulter, Inc. | Saudi | IVD |  | IOTest CD3-Pacific Blue | IVD | General IVD(Others)
Beckman Coulter, Inc. | Saudi | IVD |  | IOTest CD27-PC7 | IVD | General IVD(Others)
Beckman Coulter, Inc. | Saudi | IVD |  | IOTest CD8-Pacific Blue | IVD | General IVD(Others)
Beckman Coulter, Inc. | Saudi | IVD |  | IOTest CD7-PC7 | IVD | General IVD(Others)
Beckman Coulter, Inc. | Saudi | IVD |  | IOTest CD16-APC-Alexa Fluor 750 | IVD | General IVD(Others)
Beckman Coulter, Inc. | Saudi | IVD |  | IOTest CD59-FITC | IVD | General IVD(Others)
Beckman Coulter, Inc. | Saudi | IVD |  | IOTest CD56-PC5.5 | IVD | General IVD(Others)
Beckman Coulter, Inc. | Saudi | IVD |  | IOTest CD19-Pacific Blue | IVD | General IVD(Others)
Beckman Coulter, Inc. | Saudi | IVD |  | IOTest CD56-ECD | IVD | General IVD(Others)
Beckman Coulter, Inc. | Saudi | IVD |  | IOTest CD15-PC5 | IVD | General IVD(Others)
Beckman Coulter, Inc. | Saudi | IVD |  | IOTest CD15-Pacific Blue | IVD | General IVD(Others)
Beckman Coulter, Inc. | Saudi | IVD |  | IOTest CD138-APC | IVD | General IVD(Others)
Beckman Coulter, Inc. | Saudi | IVD |  | IOTest CD127-PE | IVD | General IVD(Others)
Beckman Coulter, Inc. | Saudi | IVD |  | Flow-Set Pro Fluorospheres | IVD | General IVD(Others)
Beckman Coulter, Inc. | Saudi | IVD |  | DxH 500 | IVD | General IVD(Others)
Beckman Coulter, Inc. | Saudi | IVD |  | DxH 500 Control | IVD | General IVD(Others)
Beckman Coulter, Inc. | Saudi | IVD |  | DxH 500 Lyse | IVD | General IVD(Others)
Beckman Coulter, Inc. | Saudi | IVD |  | Navios EX Software | IVD | General IVD(Others)
Beckman Coulter, Inc. | Saudi | IVD |  | Navios EX Tetra Software | IVD | General IVD(Others)
Beckman Coulter, Inc. | Saudi | IVD |  | DxH 500 Lyse | IVD | General IVD(Others)
Beckman Coulter, Inc. | Saudi | IVD |  | DxH 500 | IVD | General IVD(Others)
Beckman Coulter, Inc. | Saudi | IVD |  | DxH 520 | IVD | General IVD(Others)
Beckman Coulter, Inc. | Saudi | IVD |  | Iris System Cleanser Pack | IVD | General IVD(Others)
Beckman Coulter, Inc. | Saudi | IVD |  | iQ® Body Fluids Lysing Reagent | IVD | General IVD(Others)
Beckman Coulter, Inc. | Saudi | IVD |  | ClearLLab B1 | IVD | General IVD(Others)
Beckman Coulter, Inc. | Saudi | IVD |  | ClearLLab B2 | IVD | General IVD(Others)
Beckman Coulter, Inc. | Saudi | IVD |  | iQ® Calibrator Pack | IVD | General IVD(Others)
Beckman Coulter, Inc. | Saudi | IVD |  | Flow-Check Pro Fluorospheres | IVD | General IVD(Others)
Beckman Coulter, Inc. | Saudi | IVD |  | Flow-Set Pro Fluorospheres | IVD | General IVD(Others)
Beckman Coulter, Inc. | Saudi | IVD |  | ClearLLab Compensation Kit | IVD | General IVD(Others)
Beckman Coulter, Inc. | Saudi | IVD |  | iQ®200 Select | IVD | General IVD(Others)
Beckman Coulter, Inc. | Saudi | IVD |  | iQ®200 Elite | IVD | General IVD(Others)
Beckman Coulter, Inc. | Saudi | IVD |  | iQ Control/Focus Set | IVD | General IVD(Others)
Beckman Coulter, Inc. | Saudi | IVD |  | iQ Body Fluids Controls – level I and Level II | IVD | General IVD(Others)
Beckman Coulter, Inc. | Saudi | IVD |  | iChem VELOCITY™ Wash Solution | IVD | General IVD(Others)
Beckman Coulter, Inc. | Saudi | IVD |  | MicroScan LabPro V4.43 Panel Update-06 System Kit (MR) | IVD | General IVD(Others)
Beckman Coulter, Inc. | Saudi | IVD |  | ACCESS PCT | IVD | General IVD(Others)
Beckman Coulter, Inc. | Saudi | IVD |  | Access 2 Immunoassay System | IVD | Class I
Beckman Coulter, Inc. | Saudi | IVD |  | UniCel DxI 600 Access Immunoassay System | IVD | Class I
Beckman Coulter, Inc. | Saudi | IVD |  | Access Rubella IgG | IVD | Annex II List B
Beckman Coulter, Inc. | Saudi | IVD |  | Access Rubella IgG Calibrators | IVD | Annex II List B
Beckman Coulter, Inc. | Saudi | IVD |  | Access Toxo IgM II QC | IVD | Annex II List B
Beckman Coulter, Inc. | Saudi | IVD |  | KALUZA C SINGLE PERPETUAL | IVD | General IVD(Others)
Beckman Coulter, Inc. | Saudi | IVD |  | KALUZA C SINGLE 1 YEAR LICENSE | IVD | General IVD(Others)
Beckman Coulter, Inc. | Saudi | IVD |  | KALUZA C 5 USER NETWORK LICENSE | IVD | General IVD(Others)
Beckman Coulter, Inc. | Saudi | IVD |  | KALUZA C SINGLE USER 1 YEAR EDUCATIONAL | IVD | General IVD(Others)
Beckman Coulter, Inc. | Saudi | IVD |  | KALUZA C 10 USER NETWORK EDUCATIONAL | IVD | General IVD(Others)
Beckman Coulter, Inc. | Saudi | IVD |  | MicroScan 0.8% Suflanilic Acid | IVD | General IVD(Others)
Beckman Coulter, Inc. | Saudi | IVD |  | MicroScan 0.5% N, N-Dimethylalphanaphthylaminel | IVD | General IVD(Others)
Beckman Coulter, Inc. | Saudi | IVD |  | MicroScan MH BROTH with 3% LHB | IVD | General IVD(Others)
Beckman Coulter, Inc. | Saudi | IVD |  | MicroScan Peptidase | IVD | General IVD(Others)
Beckman Coulter, Inc. | Saudi | IVD |  | MicroScan 3ml Inoculum Water | IVD | General IVD(Others)
Beckman Coulter, Inc. | Saudi | IVD |  | MicroScan 0.05N Sodium Hydroxide | IVD | General IVD(Others)
Beckman Coulter, Inc. | Saudi | IVD |  | MicroScan Inoculum Water with PLURONIC | IVD | General IVD(Others)
Beckman Coulter, Inc. | Saudi | IVD |  | MicroScan Pos Breakpoint Combo Panel Type 28 | IVD | General IVD(Others)
Beckman Coulter, Inc. | Saudi | IVD |  | MicroScan Neg BP Combo Panel Type 49 | IVD | General IVD(Others)
Beckman Coulter, Inc. | Saudi | IVD |  | MicroScan Rapid Yeast ID Panel | IVD | General IVD(Others)
Beckman Coulter, Inc. | Saudi | IVD |  | MicroScan Sodium Hydroxide 0.5N | IVD | General IVD(Others)
Beckman Coulter, Inc. | Saudi | IVD |  | MicroScan Ehrlich's | IVD | General IVD(Others)
Beckman Coulter, Inc. | Saudi | IVD |  | MicroScan Pos Breakpoint Combo Panel Type 32 | IVD | General IVD(Others)
Beckman Coulter, Inc. | Saudi | IVD |  | MicroScan Neg Combo Panel Type 58 | IVD | General IVD(Others)
Beckman Coulter, Inc. | Saudi | IVD |  | MicroScan Neg Urine Combo Panel Type 59 | IVD | General IVD(Others)
Beckman Coulter, Inc. | Saudi | IVD |  | MicroScan Pos Combo Panel Type 37 | IVD | General IVD(Others)
Beckman Coulter, Inc. | Saudi | IVD |  | MicroScan Neg Combo Panel Type 72 | IVD | General IVD(Others)
Beckman Coulter, Inc. | Saudi | IVD |  | MicroScan MICroSTREP Plus Panel Type 3 | IVD | General IVD(Others)
Beckman Coulter, Inc. | Saudi | IVD |  | MicroScan Rapid Neg ID Panel Type 3 | IVD | General IVD(Others)
Beckman Coulter, Inc. | Saudi | IVD |  | MicroScan Rapid Pos ID Panel Type 2 | IVD | General IVD(Others)
Beckman Coulter, Inc. | Saudi | IVD |  | MicroScan Neg ID Panel Type 2 | IVD | General IVD(Others)
Beckman Coulter, Inc. | Saudi | IVD |  | MicroScan Neg Urine Combo Panel Type 55 | IVD | General IVD(Others)
Beckman Coulter, Inc. | Saudi | IVD |  | MicroScan Neg Breakpoint Combo Panel Type 47 | IVD | General IVD(Others)
Beckman Coulter, Inc. | Saudi | IVD |  | MicroScan WalkAway-40 plus Instrument | IVD | General IVD(Others)
Beckman Coulter, Inc. | Saudi | IVD |  | MicroScan WalkAway-96 plus Instrument | IVD | General IVD(Others)
Beckman Coulter, Inc. | Saudi | IVD |  | MicroScan Neg MIC Panel Type 40 | IVD | General IVD(Others)
Beckman Coulter, Inc. | Saudi | IVD |  | MicroScan Pos MIC Panel Type 32 | IVD | General IVD(Others)
Beckman Coulter, Inc. | Saudi | IVD |  | MicroScan Neg Breakpoint Combo Panel Type 48 | IVD | General IVD(Others)
Beckman Coulter, Inc. | Saudi | IVD |  | MicroScan Pos Staph Combo Panel Type 30 | IVD | General IVD(Others)
Beckman Coulter, Inc. | Saudi | IVD |  | MicroScan Pos Combo Panel Type 31 | IVD | General IVD(Others)
Beckman Coulter, Inc. | Saudi | IVD |  | MicroScan Pos Combo Panel Type 32 | IVD | General IVD(Others)
Beckman Coulter, Inc. | Saudi | IVD |  | MicroScan Neg Combo Panel Type 54 | IVD | General IVD(Others)
Beckman Coulter, Inc. | Saudi | IVD |  | MicroScan Neg Breakpoint Combo Panel Type 43 | IVD | General IVD(Others)
Beckman Coulter, Inc. | Saudi | IVD |  | MicroScan Pos MIC Panel Type 28 | IVD | General IVD(Others)
Beckman Coulter, Inc. | Saudi | IVD |  | MicroScan Pos Breakpoint Combo Panel Type 20 | IVD | General IVD(Others)
Beckman Coulter, Inc. | Saudi | IVD |  | MicroScan Neg Urine Combo Panel Type 51 | IVD | General IVD(Others)
Beckman Coulter, Inc. | Saudi | IVD |  | DxM 1096 MicroScan WalkAway | IVD | General IVD(Others)
Beckman Coulter, Inc. | Saudi | IVD |  | COULTER TQ-Prep Workstation | IVD | General IVD(Others)
Beckman Coulter, Inc. | Saudi | IVD |  | iQ Precision Kit | IVD | General IVD(Others)
Beckman Coulter, Inc. | Saudi | IVD |  | iQ®200 Sprint | IVD | General IVD(Others)
Beckman Coulter, Inc. | Saudi | IVD |  | iChem Velocity | IVD | General IVD(Others)
Beckman Coulter, Inc. | Saudi | IVD |  | iQ Calibrator Pack | IVD | General IVD(Others)
Beckman Coulter, Inc. | Saudi | IVD |  | iChem VELOCITY™ CalChek Kit | IVD | General IVD(Others)
Beckman Coulter, Inc. | Saudi | IVD |  | ClearLLab 10C B Cell Tube | IVD | General IVD(Others)
Beckman Coulter, Inc. | Saudi | IVD |  | ClearLLab 10C T Cell Tube | IVD | General IVD(Others)
Beckman Coulter, Inc. | Saudi | IVD |  | ClearLLab 10C M2 Cell Tube | IVD | General IVD(Others)
Beckman Coulter, Inc. | Saudi | IVD |  | ClearLLab Control Cells Normal | IVD | General IVD(Others)
Beckman Coulter, Inc. | Saudi | IVD |  | IOTest Anti-TCR PAN γ/δ FITC | IVD | General IVD(Others)
Beckman Coulter, Inc. | Saudi | IVD |  | IOTest Anti-TCR PAN α/β PE | IVD | General IVD(Others)
Beckman Coulter, Inc. | Saudi | IVD |  | IOTest Anti-HLA-DR-PC7 | IVD | General IVD(Others)
Beckman Coulter, Inc. | Saudi | IVD |  | IOTest CD64-FITC | IVD | General IVD(Others)
Beckman Coulter, Inc. | Saudi | IVD |  | IOTest CD38-PC5.5 | IVD | General IVD(Others)
Beckman Coulter, Inc. | Saudi | IVD |  | IOTest CD38-APC-Alexa Fluor 750 | IVD | General IVD(Others)
Beckman Coulter, Inc. | Saudi | IVD |  | IOTet CD3 PC5.5 | IVD | General IVD(Others)
Beckman Coulter, Inc. | Saudi | IVD |  | IOTest CD19 APC-Alexa Fluor 700 | IVD | General IVD(Others)
Beckman Coulter, Inc. | Saudi | IVD |  | IOTest CD16-FITC | IVD | General IVD(Others)
Beckman Coulter, Inc. | Saudi | IVD |  | IOTest CD117-PC7 | IVD | General IVD(Others)
Beckman Coulter, Inc. | Saudi | IVD |  | MicroScan Neg Breakpoint Combo 50 | IVD | General IVD(Others)
Beckman Coulter, Inc. | Saudi | IVD |  | MicroScan LabPro V4.43 Panel Update-06 Kit (MR) | IVD | General IVD(Others)
Beckman Coulter, Inc. | Saudi | IVD |  | MicroScan LabPro Connect V4.43 Panel Update-06 System Kit (MR) | IVD | General IVD(Others)
Beckman Coulter, Inc. | Saudi | IVD |  | Access Rubella IgM Calibrators | IVD | Annex II List B
Beckman Coulter, Inc. | Saudi | IVD |  | Access Rubella IgM QC | IVD | Annex II List B
Beckman Coulter, Inc. | Saudi | IVD |  | Access Rubella IgM | IVD | Annex II List B
Beckman Coulter, Inc. | Saudi | IVD |  | Access Toxo IgG | IVD | Annex II List B
Beckman Coulter, Inc. | Saudi | IVD |  | Access Toxo IgG Calibrators | IVD | Annex II List B
Beckman Coulter, Inc. | Saudi | IVD |  | Access CMV IgG QC | IVD | Annex II List B
Beckman Coulter, Inc. | Saudi | IVD |  | Access CMV IgM QC | IVD | Annex II List B
Beckman Coulter, Inc. | Saudi | IVD |  | Access® AFP | IVD | Annex II List B
Beckman Coulter, Inc. | Saudi | IVD |  | Access® UNCONJUGATED ESTRIOL | IVD | Annex II List B
Beckman Coulter, Inc. | Saudi | IVD |  | Access® UNCONJUGATED ESTRIOL CALIBRATORS | IVD | Annex II List B
Beckman Coulter, Inc. | Saudi | IVD |  | Access TOTAL βhCG (5th IS) Calibrators | IVD | Annex II List B
Beckman Coulter, Inc. | Saudi | IVD |  | Access BR Monitor Calibrators | IVD | General IVD(Others)
Beckman Coulter, Inc. | Saudi | IVD |  | Access CK-MB | IVD | General IVD(Others)
Beckman Coulter, Inc. | Saudi | IVD |  | Access Cortisol | IVD | General IVD(Others)
Beckman Coulter, Inc. | Saudi | IVD |  | Access DHEA-s | IVD | General IVD(Others)
Beckman Coulter, Inc. | Saudi | IVD |  | Access DHEA-s Calibrators | IVD | General IVD(Others)
Beckman Coulter, Inc. | Saudi | IVD |  | Access Digoxin | IVD | General IVD(Others)
Beckman Coulter, Inc. | Saudi | IVD |  | Access EPO Calibrators | IVD | General IVD(Others)
Beckman Coulter, Inc. | Saudi | IVD |  | Access Estradiol | IVD | General IVD(Others)
Beckman Coulter, Inc. | Saudi | IVD |  | Access Ferritin | IVD | General IVD(Others)
Beckman Coulter, Inc. | Saudi | IVD |  | Access Folate | IVD | General IVD(Others)
Beckman Coulter, Inc. | Saudi | IVD |  | Access Folate Calibrator S0 | IVD | General IVD(Others)
Beckman Coulter, Inc. | Saudi | IVD |  | Access hFSH | IVD | General IVD(Others)
Beckman Coulter, Inc. | Saudi | IVD |  | Access hFSH Calibrators | IVD | General IVD(Others)
Beckman Coulter, Inc. | Saudi | IVD |  | Access hLH Calibrators | IVD | General IVD(Others)
Beckman Coulter, Inc. | Saudi | IVD |  | Access HYPERsensitive hTSH Calibrators | IVD | General IVD(Others)
Beckman Coulter, Inc. | Saudi | IVD |  | Access IL-6 | IVD | General IVD(Others)
Beckman Coulter, Inc. | Saudi | IVD |  | Access Red Blood Cell Folate Lysing Agent | IVD | General IVD(Others)
Beckman Coulter, Inc. | Saudi | IVD |  | Access IL-6 Calibrators | IVD | General IVD(Others)
Beckman Coulter, Inc. | Saudi | IVD |  | ALP | IVD | General IVD(Others)
Beckman Coulter, Inc. | Saudi | IVD |  | ALT | IVD | General IVD(Others)
Beckman Coulter, Inc. | Saudi | IVD |  | Access Free T3 | IVD | General IVD(Others)
Beckman Coulter, Inc. | Saudi | IVD |  | Access Cortisol Calibrator S0 | IVD | General IVD(Others)
Beckman Coulter, Inc. | Saudi | IVD |  | Access Digoxin Calibrator S0 | IVD | General IVD(Others)
Beckman Coulter, Inc. | Saudi | IVD |  | Access Estradiol Calibrator S0 | IVD | General IVD(Others)
Beckman Coulter, Inc. | Saudi | IVD |  | CALCIUM oCPC | IVD | General IVD(Others)
Beckman Coulter, Inc. | Saudi | IVD |  | CHOLINESTERASE | IVD | General IVD(Others)
Beckman Coulter, Inc. | Saudi | IVD |  | GLUCOSE | IVD | General IVD(Others)
Beckman Coulter, Inc. | Saudi | IVD |  | LIPASE | IVD | General IVD(Others)
Beckman Coulter, Inc. | Saudi | IVD |  | GLUCOSE - STAT | IVD | General IVD(Others)
Beckman Coulter, Inc. | Saudi | IVD |  | Amylase Reagent (AMY7) | IVD | General IVD(Others)
Beckman Coulter, Inc. | Saudi | IVD |  | Haptoglobin Reagent (HPT) | IVD | General IVD(Others)
Beckman Coulter, Inc. | Saudi | IVD |  | Immunoglobulin A Reagent (Ig-A) | IVD | General IVD(Others)
Beckman Coulter, Inc. | Saudi | IVD |  | Immunoglobulin M Reagent (Ig-M) | IVD | General IVD(Others)
Beckman Coulter, Inc. | Saudi | IVD |  | Transferrin Reagent (TRFN) | IVD | General IVD(Others)
Beckman Coulter, Inc. | Saudi | IVD |  | Magnesium Reagent (MG) | IVD | General IVD(Others)
Beckman Coulter, Inc. | Saudi | IVD |  | Microprotein Reagent (M-TP) | IVD | General IVD(Others)
Beckman Coulter, Inc. | Saudi | IVD |  | Apolipoprotein A Reagent (ApoA) | IVD | General IVD(Others)
Beckman Coulter, Inc. | Saudi | IVD |  | Sample Diluent 1 (DIL1) | IVD | General IVD(Others)
Beckman Coulter, Inc. | Saudi | IVD |  | SYNCHRON Systems CO2 Alkaline Buffer | IVD | General IVD(Others)
Beckman Coulter, Inc. | Saudi | IVD |  | SYNCHRON Systems Creatinine Reagent | IVD | General IVD(Others)
Beckman Coulter, Inc. | Saudi | IVD |  | SYNCHRON Systems ISE Electrolyte Reference | IVD | General IVD(Others)
Beckman Coulter, Inc. | Saudi | IVD |  | SYNCHRON DxC Systems Phosphorus Reagent | IVD | General IVD(Others)
Beckman Coulter, Inc. | Saudi | IVD |  | SYNCHRON Systems PAB Calibrator | IVD | General IVD(Others)
Beckman Coulter, Inc. | Saudi | IVD |  | SYNCHRON Systems Microprotein Calibrator | IVD | General IVD(Others)
Beckman Coulter, Inc. | Saudi | IVD |  | Microalbumin Reagent (MA) | IVD | General IVD(Others)
Beckman Coulter, Inc. | Saudi | IVD |  | SYNCHRON Enzyme Validator Set Levels 1 & 2 | IVD | General IVD(Others)
Beckman Coulter, Inc. | Saudi | IVD |  | SYNCHRON Systems Fe/IBCT Calibrator Kit | IVD | General IVD(Others)
Beckman Coulter, Inc. | Saudi | IVD |  | SYNCHRON and AU Systems HEMOLYZING REAGENT | IVD | General IVD(Others)
Beckman Coulter, Inc. | Saudi | IVD |  | Synchron Systems Apo Calibrator | IVD | General IVD(Others)
Beckman Coulter, Inc. | Saudi | IVD |  | SYNCHRON Systems AQUA CAL 1 | IVD | General IVD(Others)
Beckman Coulter, Inc. | Saudi | IVD |  | SYNCHRON Systems AQUA CAL 2 | IVD | General IVD(Others)
Beckman Coulter, Inc. | Saudi | IVD |  | SYNCHRON Systems OP 300 High Urine Calibrator | IVD | General IVD(Others)
Beckman Coulter, Inc. | Saudi | IVD |  | SYSTEM CALIBRATOR | IVD | General IVD(Others)
Beckman Coulter, Inc. | Saudi | IVD |  | Urine/CSF Albumin calibrator | IVD | General IVD(Others)
Beckman Coulter, Inc. | Saudi | IVD |  | DIGITOXIN | IVD | General IVD(Others)
Beckman Coulter, Inc. | Saudi | IVD |  | DIGOXIN CALIBRATOR | IVD | General IVD(Others)
Beckman Coulter, Inc. | Saudi | IVD |  | CK-MB CALIBRATOR | IVD | General IVD(Others)
Beckman Coulter, Inc. | Saudi | IVD |  | DAU SECONDARY CUT-OFF MULTI-DRUG CALIBRATOR | IVD | General IVD(Others)
Beckman Coulter, Inc. | Saudi | IVD |  | DAU INTERMEDIATE CUT-OFF MULTI-DRUG CALIBRATOR | IVD | General IVD(Others)
Beckman Coulter, Inc. | Saudi | IVD |  | ALT Alanine Aminotransferase Reagent | IVD | General IVD(Others)
Beckman Coulter, Inc. | Saudi | IVD |  | ALP Alkaline Phosphatase Reagent | IVD | General IVD(Others)
Beckman Coulter, Inc. | Saudi | IVD |  | CRP C-Reactive Protein Reagent | IVD | General IVD(Others)
Beckman Coulter, Inc. | Saudi | IVD |  | CR-E Enzymatic Creatinine Reagent | IVD | General IVD(Others)
Beckman Coulter, Inc. | Saudi | IVD |  | DIGN Digoxin Reagent | IVD | General IVD(Others)
Beckman Coulter, Inc. | Saudi | IVD |  | SYNCHRON® SYSTEMS Ammonia/Alcohol Control LEVEL 3 | IVD | General IVD(Others)
Beckman Coulter, Inc. | Saudi | IVD |  | SYNCHRON® Systems CAL 5 PLUS Calibrator 5 Plus | IVD | General IVD(Others)
Beckman Coulter, Inc. | Saudi | IVD |  | SYNCHRON Control Multilevel Comprehensive Chemistry Control Serum | IVD | General IVD(Others)
Beckman Coulter, Inc. | Saudi | IVD |  | SYNCHRON® Systems DAT Multi-Drug High Urine Calibrator | IVD | General IVD(Others)
Beckman Coulter, Inc. | Saudi | IVD |  | SYNCHRON® Systems DAT Multi-Drug Low Urine Control | IVD | General IVD(Others)
Beckman Coulter, Inc. | Saudi | IVD |  | SYNCHRON® Systems THC Urine Calibrator | IVD | General IVD(Others)
Beckman Coulter, Inc. | Saudi | IVD |  | AMM Ammonia Reagent | IVD | General IVD(Others)
Beckman Coulter, Inc. | Saudi | IVD |  | AMPH Amphetamines Reagent | IVD | General IVD(Others)
Beckman Coulter, Inc. | Saudi | IVD |  | ASO- Antistreptolysin-O Reagent | IVD | General IVD(Others)
Beckman Coulter, Inc. | Saudi | IVD |  | BARB Barbiturates Reagent | IVD | General IVD(Others)
Beckman Coulter, Inc. | Saudi | IVD |  | BUN BUN Reagent | IVD | General IVD(Others)
Beckman Coulter, Inc. | Saudi | IVD |  | CHOL Cholesterol Reagent | IVD | General IVD(Others)
Beckman Coulter, Inc. | Saudi | IVD |  | Synchron Systems Drug Calibrator 2 | IVD | General IVD(Others)
Beckman Coulter, Inc. | Saudi | IVD |  | SYNCHRON Systems ANTIFOAM | IVD | General IVD(Others)
Beckman Coulter, Inc. | Saudi | IVD |  | HbA1c | IVD | General IVD(Others)
Beckman Coulter, Inc. | Saudi | IVD |  | LACTATE | IVD | General IVD(Others)
Beckman Coulter, Inc. | Saudi | IVD |  | GGT | IVD | General IVD(Others)
Beckman Coulter, Inc. | Saudi | IVD |  | LDH | IVD | General IVD(Others)
Beckman Coulter, Inc. | Saudi | IVD |  | CK (NAC) | IVD | General IVD(Others)
Beckman Coulter, Inc. | Saudi | IVD |  | IRON | IVD | General IVD(Others)
Beckman Coulter, Inc. | Saudi | IVD |  | HBDH | IVD | General IVD(Others)
Beckman Coulter, Inc. | Saudi | IVD |  | a-1-ANTITRYPSIN | IVD | General IVD(Others)
Beckman Coulter, Inc. | Saudi | IVD |  | a-AMYLASE | IVD | General IVD(Others)
Beckman Coulter, Inc. | Saudi | IVD |  | CONTROL SERUM 1 | IVD | General IVD(Others)
Beckman Coulter, Inc. | Saudi | IVD |  | CONTROL SERUM 2 | IVD | General IVD(Others)
Beckman Coulter, Inc. | Saudi | IVD |  | HDL/LDL-CHOLESTEROL CONTROL SERUM | IVD | General IVD(Others)
Beckman Coulter, Inc. | Saudi | IVD |  | CK-MB CONTROL SERUM LEVEL 2 | IVD | General IVD(Others)
Beckman Coulter, Inc. | Saudi | IVD |  | HDL-CHOLESTEROL CALIBRATOR | IVD | General IVD(Others)
Beckman Coulter, Inc. | Saudi | IVD |  | LDL-CHOLESTEROL CALIBRATOR | IVD | General IVD(Others)
Beckman Coulter, Inc. | Saudi | IVD |  | ISE Na+/K+ SELECTIVITY CHECK | IVD | General IVD(Others)
Beckman Coulter, Inc. | Saudi | IVD |  | ISE INTERNAL REFERENCE | IVD | General IVD(Others)
Beckman Coulter, Inc. | Saudi | IVD |  | ISE LOW SERUM STANDARD | IVD | General IVD(Others)
Beckman Coulter, Inc. | Saudi | IVD |  | Vigil Lipid Control Level 3 | IVD | General IVD(Others)
Beckman Coulter, Inc. | Saudi | IVD |  | Vigil Protein Control Level 3 | IVD | General IVD(Others)
Beckman Coulter, Inc. | Saudi | IVD |  | Vigil Serology Control Level 1 | IVD | General IVD(Others)
Beckman Coulter, Inc. | Saudi | IVD |  | Vigil Serology Control Level 2 | IVD | General IVD(Others)
Beckman Coulter, Inc. | Saudi | IVD |  | Vigil Serology Control Level C | IVD | General IVD(Others)
Beckman Coulter, Inc. | Saudi | IVD |  | Vigil TDM Control level 1 | IVD | General IVD(Others)
Beckman Coulter, Inc. | Saudi | IVD |  | Vigil TDM Control level 2 | IVD | General IVD(Others)
Beckman Coulter, Inc. | Saudi | IVD |  | Vigil TDM Control level 3 | IVD | General IVD(Others)
Beckman Coulter, Inc. | Saudi | IVD |  | CRP LATEX CALIBRATOR NORMAL (N) SET | IVD | General IVD(Others)
Beckman Coulter, Inc. | Saudi | IVD |  | CRP LATEX CALIBRATOR HIGHLY SENSITIVE (HS) SET | IVD | General IVD(Others)
Beckman Coulter, Inc. | Saudi | IVD |  | FERRITIN | IVD | General IVD(Others)
Beckman Coulter, Inc. | Saudi | IVD |  | UIBC | IVD | General IVD(Others)
Beckman Coulter, Inc. | Saudi | IVD |  | IgA | IVD | General IVD(Others)
Beckman Coulter, Inc. | Saudi | IVD |  | WASH SOLUTION | IVD | General IVD(Others)
Beckman Coulter, Inc. | Saudi | IVD |  | P5P | IVD | General IVD(Others)
Beckman Coulter, Inc. | Saudi | IVD |  | ACCESS SENSITIVE ESTRADIOL CALIBRATORS | IVD | General IVD(Others)
Beckman Coulter, Inc. | Saudi | IVD |  | SERUM PROTEIN MULTI-CALIBRATOR 1 | IVD | General IVD(Others)
Beckman Coulter, Inc. | Saudi | IVD |  | APO A1 & B CALIBRATOR | IVD | General IVD(Others)
Beckman Coulter, Inc. | Saudi | IVD |  | SERUM PROTEIN MULTICALIBRATOR 2 | IVD | General IVD(Others)
Beckman Coulter, Inc. | Saudi | IVD |  | IgG | IVD | General IVD(Others)
Beckman Coulter, Inc. | Saudi | IVD |  | IgM | IVD | General IVD(Others)
Beckman Coulter, Inc. | Saudi | IVD |  | ACCESS SENSITIVE ESTRADIOL CALIBRATOR S0 | IVD | General IVD(Others)
Beckman Coulter, Inc. | Saudi | IVD |  | IMMAGE Immunochemistry Systems Diluent 1 | IVD | General IVD(Others)
Beckman Coulter, Inc. | Saudi | IVD |  | Lactate Dehydrogenase Reagent (LD-P) | IVD | General IVD(Others)
Beckman Coulter, Inc. | Saudi | IVD |  | Urea Reagent (UREA) | IVD | General IVD(Others)
Beckman Coulter, Inc. | Saudi | IVD |  | Alanine Aminotransferase Reagent (ALT-) | IVD | General IVD(Others)
Beckman Coulter, Inc. | Saudi | IVD |  | ACCESS CEA | IVD | General IVD(Others)
Beckman Coulter, Inc. | Saudi | IVD |  | ACCESS CEA CALIBRATORS | IVD | General IVD(Others)
Beckman Coulter, Inc. | Saudi | IVD |  | ACCESS CEA QC | IVD | General IVD(Others)
Beckman Coulter, Inc. | Saudi | IVD |  | ACCESS HAV Ab QC | IVD | General IVD(Others)
Beckman Coulter, Inc. | Saudi | IVD |  | ACCESS HAV IgM | IVD | General IVD(Others)
Beckman Coulter, Inc. | Saudi | IVD |  | ACCESS HAV IgM CALIBRATORS | IVD | General IVD(Others)
Beckman Coulter, Inc. | Saudi | IVD |  | ACCESS HAV IgM QC | IVD | General IVD(Others)
Beckman Coulter, Inc. | Saudi | IVD |  | Opiate 300 ng Reagent (OP) | IVD | General IVD(Others)
Beckman Coulter, Inc. | Saudi | IVD |  | Pancreatic Amylase Reagent (PAM) | IVD | General IVD(Others)
Beckman Coulter, Inc. | Saudi | IVD |  | Phenytoin Reagent (PHY) | IVD | General IVD(Others)
Beckman Coulter, Inc. | Saudi | IVD |  | Phosphorous reagent (PHS) | IVD | General IVD(Others)
Beckman Coulter, Inc. | Saudi | IVD |  | Prealbumin reagent (PAB) | IVD | General IVD(Others)
Beckman Coulter, Inc. | Saudi | IVD |  | Propoxyphene Reagent (PROX) | IVD | General IVD(Others)
Beckman Coulter, Inc. | Saudi | IVD |  | SYNCHRON Protein Calibrator Levels 1 and 2 | IVD | General IVD(Others)
Beckman Coulter, Inc. | Saudi | IVD |  | Salicylate Reagent (SALY) | IVD | General IVD(Others)
Beckman Coulter, Inc. | Saudi | IVD |  | Cannabinoid 100 ng Reagent (THC) | IVD | General IVD(Others)
Beckman Coulter, Inc. | Saudi | IVD |  | Cannabinoid 20 ng Reagent (THC2) | IVD | General IVD(Others)
Beckman Coulter, Inc. | Saudi | IVD |  | Cannabinoid 50 ng Reagent (THC5) | IVD | General IVD(Others)
Beckman Coulter, Inc. | Saudi | IVD |  | 75 ng/mL THC Urine Control | IVD | General IVD(Others)
Beckman Coulter, Inc. | Saudi | IVD |  | Total Bilirubin Reagent (TBIL) | IVD | General IVD(Others)
Beckman Coulter, Inc. | Saudi | IVD |  | Valproic Acid Reagent (VPA) | IVD | General IVD(Others)
Beckman Coulter, Inc. | Saudi | IVD |  | Vancomycin Reagent (VANC) | IVD | General IVD(Others)
Beckman Coulter, Inc. | Saudi | IVD |  | Wash Concentrate II (WASH) | IVD | General IVD(Others)
Beckman Coulter, Inc. | Saudi | IVD |  | Ultimate-D Bilirubin Control Human Serum Based Direct Acting Level 3 | IVD | General IVD(Others)
Beckman Coulter, Inc. | Saudi | IVD |  | Ultimate-D Bilirubin Control Human Serum Based Direct Acting Level 4 | IVD | General IVD(Others)
Beckman Coulter, Inc. | Saudi | IVD |  | Vigil HbA1c Controls (Levels 1-2) | IVD | General IVD(Others)
Beckman Coulter, Inc. | Saudi | IVD |  | Lactate Dehydrogenase Reagent (LD) | IVD | General IVD(Others)
Beckman Coulter, Inc. | Saudi | IVD |  | IMMAGE Albumin (ALB) | IVD | General IVD(Others)
Beckman Coulter, Inc. | Saudi | IVD |  | IMMAGE Alpha-2-Macroglobulin (AMG) | IVD | General IVD(Others)
Beckman Coulter, Inc. | Saudi | IVD |  | IMMAGE Antideoxyribonuclease-B (DNB) | IVD | General IVD(Others)
Beckman Coulter, Inc. | Saudi | IVD |  | IMMAGE Anti-Streptolysin O (ASO) | IVD | General IVD(Others)
Beckman Coulter, Inc. | Saudi | IVD |  | IMMAGE Apolipoprotein A1 (APA) | IVD | General IVD(Others)
Beckman Coulter, Inc. | Saudi | IVD |  | IMMAGE Buffer 4 | IVD | General IVD(Others)
Beckman Coulter, Inc. | Saudi | IVD |  | IMMAGE Ceruloplasmin (CER) | IVD | General IVD(Others)
Beckman Coulter, Inc. | Saudi | IVD |  | IMMAGE Complement (C4) | IVD | General IVD(Others)
Beckman Coulter, Inc. | Saudi | IVD |  | IMMAGE Prealbumin (PAB) | IVD | General IVD(Others)
Beckman Coulter, Inc. | Saudi | IVD |  | IMMAGE Properdin Factor B (PFB) | IVD | General IVD(Others)
Beckman Coulter, Inc. | Saudi | IVD |  | IMMAGE Total Immunoglobulin E (IGE) | IVD | General IVD(Others)
Beckman Coulter, Inc. | Saudi | IVD |  | IMMAGE Urine Transferrin (TRU) | IVD | General IVD(Others)
Beckman Coulter, Inc. | Saudi | IVD |  | Apolipoprotein Calibrator (APO CAL) | IVD | General IVD(Others)
Beckman Coulter, Inc. | Saudi | IVD |  | Immunochemistry Systems Calibrator 3 (CAL 3) | IVD | General IVD(Others)
Beckman Coulter, Inc. | Saudi | IVD |  | Calibrator 5 Plus (CAL 5 PLUS) | IVD | General IVD(Others)
Beckman Coulter, Inc. | Saudi | IVD |  | IMMAGE Cerebrospinal Fluid Protein (CSF-CAL) | IVD | General IVD(Others)
Beckman Coulter, Inc. | Saudi | IVD |  | IMMAGE Ferritin (FER CAL) | IVD | General IVD(Others)
Beckman Coulter, Inc. | Saudi | IVD |  | Immunochemistry system Urine Protein (UCAL) | IVD | General IVD(Others)
Beckman Coulter, Inc. | Saudi | IVD |  | Immunochemistry Systems Urine Protein Control Level 2 | IVD | General IVD(Others)
Beckman Coulter, Inc. | Saudi | IVD |  | Access 25 (OH) Vitamin D Total | IVD | General IVD(Others)
Beckman Coulter, Inc. | Saudi | IVD |  | Access Wash Buffer II | IVD | General IVD(Others)
Beckman Coulter, Inc. | Saudi | IVD |  | Unicel DxI Wash Buffer II | IVD | General IVD(Others)
Beckman Coulter, Inc. | Saudi | IVD |  | Access Sample Diluent A | IVD | General IVD(Others)
Beckman Coulter, Inc. | Saudi | IVD |  | HbA1c Advanced | IVD | General IVD(Others)
Beckman Coulter, Inc. | Saudi | IVD |  | Urea Nitrogen (BUN) Reagent | IVD | General IVD(Others)
Beckman Coulter, Inc. | Saudi | IVD |  | UniCel DxI Access Immunoassay System REACTION VESSELS | IVD | General IVD(Others)
Beckman Coulter, Inc. | Saudi | IVD |  | Access Immunoassay System 2mL Sample Cups | IVD | General IVD(Others)
Beckman Coulter, Inc. | Saudi | IVD |  | Access Immunoassay System 3 mL Container Caps (Blue) | IVD | General IVD(Others)
Beckman Coulter, Inc. | Saudi | IVD |  | SAMPLE CUP | IVD | General IVD(Others)
Beckman Coulter, Inc. | Saudi | IVD |  | Access® TESTOSTERONE | IVD | General IVD(Others)
Beckman Coulter, Inc. | Saudi | IVD |  | Access® ULTRASENSITIVE hGH | IVD | General IVD(Others)
Beckman Coulter, Inc. | Saudi | IVD |  | Access Ostase | IVD | General IVD(Others)
Beckman Coulter, Inc. | Saudi | IVD |  | Access Total T4 | IVD | General IVD(Others)
Beckman Coulter, Inc. | Saudi | IVD |  | Access Immunoassay System 16 mm Insert Cups | IVD | General IVD(Others)
Beckman Coulter, Inc. | Saudi | IVD |  | Access® VITAMIN B12 | IVD | General IVD(Others)
Beckman Coulter, Inc. | Saudi | IVD |  | Access® VITAMIN B12 CALIBRATORS | IVD | General IVD(Others)
Beckman Coulter, Inc. | Saudi | IVD |  | Access® ULTRASENSITIVE INSULIN | IVD | General IVD(Others)
Beckman Coulter, Inc. | Saudi | IVD |  | Access® PROLACTIN | IVD | General IVD(Others)
Beckman Coulter, Inc. | Saudi | IVD |  | Access® PROGESTERONE | IVD | General IVD(Others)
Beckman Coulter, Inc. | Saudi | IVD |  | Access® PROGESTERONE CALIBRATORS | IVD | General IVD(Others)
Beckman Coulter, Inc. | Saudi | IVD |  | Access® PROGESTERONE CALIBRATOR S0 | IVD | General IVD(Others)
Beckman Coulter, Inc. | Saudi | IVD |  | Access Total T3 | IVD | General IVD(Others)
Beckman Coulter, Inc. | Saudi | IVD |  | Access Total T3 Calibrators | IVD | General IVD(Others)
Beckman Coulter, Inc. | Saudi | IVD |  | Access sTfR Calibrators | IVD | General IVD(Others)
Beckman Coulter, Inc. | Saudi | IVD |  | Access sTfR QC1 | IVD | General IVD(Others)
Beckman Coulter, Inc. | Saudi | IVD |  | Access SHBG Calibrators | IVD | General IVD(Others)
Beckman Coulter, Inc. | Saudi | IVD |  | Contrad 70 | IVD | General IVD(Others)
Beckman Coulter, Inc. | Saudi | IVD |  | VERIS MDx Molecular Diagnostics System | IVD | General IVD(Others)
Beckman Coulter, Inc. | Saudi | IVD |  | AU5800 Chemistry Analyzer | IVD | General IVD(Others)
Beckman Coulter, Inc. | Saudi | IVD |  | UniCel DxC 600 AR | IVD | Class I
Beckman Coulter, Inc. | Saudi | IVD |  | UniCel DxC 800 AR | IVD | Class I
Beckman Coulter, Inc. | Saudi | IVD |  | Access OV Monitor | IVD | General IVD(Others)
Beckman Coulter, Inc. | Saudi | IVD |  | VERIS CMV CALIBRATION ADJUSTERS | IVD | Annex II List B
Beckman Coulter, Inc. | Saudi | IVD |  | PE Dynamic Inlet-PLC | IVD | Class I
Beckman Coulter, Inc. | Saudi | IVD |  | System Monitoring Solution | IVD | General IVD(Others)
Beckman Coulter, Inc. | Saudi | IVD |  | CRP LATEX CALIBRATOR NORMAL (N) SET | IVD | General IVD(Others)
Beckman Coulter, Inc. | Saudi | IVD |  | CRP LATEX CALIBRATOR HIGHLY SENSITIVE (HS) SET | IVD | General IVD(Others)
Beckman Coulter, Inc. | Saudi | IVD |  | D-DIMER CONTROL | IVD | General IVD(Others)
Beckman Coulter, Inc. | Saudi | IVD |  | SERUM PROTEIN MULTI-CALIBRATOR 1 | IVD | General IVD(Others)
Beckman Coulter, Inc. | Saudi | IVD |  | SERUM PROTEIN MULTICALIBRATOR 2 | IVD | General IVD(Others)
Beckman Coulter, Inc. | Saudi | IVD |  | D-DIMER CALIBRATOR | IVD | General IVD(Others)
Beckman Coulter, Inc. | Saudi | IVD |  | HEMOGLOBIN DENATURANT | IVD | General IVD(Others)
Beckman Coulter, Inc. | Saudi | IVD |  | TRIGLYCERIDE | IVD | General IVD(Others)
Beckman Coulter, Inc. | Saudi | IVD |  | IgM | IVD | General IVD(Others)
Beckman Coulter, Inc. | Saudi | IVD |  | FERRITIN | IVD | General IVD(Others)
Beckman Coulter, Inc. | Saudi | IVD |  | PYRIDOXAL PHOSPHATE LIQUID | IVD | General IVD(Others)
Beckman Coulter, Inc. | Saudi | IVD |  | Clenz Solution | IVD | Class I
Beckman Coulter, Inc. | Saudi | IVD |  | Access AccuTnI+3 Calibrators for use on Access 2 Systems | IVD | General IVD(Others)
Beckman Coulter, Inc. | Saudi | IVD |  | Access AccuTnI+3 | IVD | General IVD(Others)
Beckman Coulter, Inc. | Saudi | IVD |  | Access BR Monitor Calibrators | IVD | General IVD(Others)
Beckman Coulter, Inc. | Saudi | IVD |  | Access CK-MB Calibrators | IVD | General IVD(Others)
Beckman Coulter, Inc. | Saudi | IVD |  | Access Cortisol Calibrators | IVD | General IVD(Others)
Beckman Coulter, Inc. | Saudi | IVD |  | Access DHEA-s Calibrators | IVD | General IVD(Others)
Beckman Coulter, Inc. | Saudi | IVD |  | Access Digoxin | IVD | General IVD(Others)
Beckman Coulter, Inc. | Saudi | IVD |  | Access Digoxin Calibrators | IVD | General IVD(Others)
Beckman Coulter, Inc. | Saudi | IVD |  | Access EPO Calibrators | IVD | General IVD(Others)
Beckman Coulter, Inc. | Saudi | IVD |  | Access Folate | IVD | General IVD(Others)
Beckman Coulter, Inc. | Saudi | IVD |  | Access Free T4 Calibrators | IVD | General IVD(Others)
Beckman Coulter, Inc. | Saudi | IVD |  | Access GI Monitor | IVD | General IVD(Others)
Beckman Coulter, Inc. | Saudi | IVD |  | Access hFSH Calibrators | IVD | General IVD(Others)
Beckman Coulter, Inc. | Saudi | IVD |  | Access hLH | IVD | General IVD(Others)
Beckman Coulter, Inc. | Saudi | IVD |  | Access HYPERsensitive hTSH Calibrators | IVD | General IVD(Others)
Beckman Coulter, Inc. | Saudi | IVD |  | Access HYPERsensitive hTSH | IVD | General IVD(Others)
Beckman Coulter, Inc. | Saudi | IVD |  | Access IL-6 | IVD | General IVD(Others)
Beckman Coulter, Inc. | Saudi | IVD |  | Access Intact PTH | IVD | General IVD(Others)
Beckman Coulter, Inc. | Saudi | IVD |  | Access Intact PTH (iPTH) Calibrators | IVD | General IVD(Others)
Beckman Coulter, Inc. | Saudi | IVD |  | Access Intrinsic Factor Ab | IVD | General IVD(Others)
Beckman Coulter, Inc. | Saudi | IVD |  | Access Intrinsic Factor Ab Calibrators | IVD | General IVD(Others)
Beckman Coulter, Inc. | Saudi | IVD |  | Access Intrinsic Factor Ab QC | IVD | General IVD(Others)
Beckman Coulter, Inc. | Saudi | IVD |  | Access Myoglobin Calibrators | IVD | General IVD(Others)
Beckman Coulter, Inc. | Saudi | IVD |  | Access Substrate | IVD | General IVD(Others)
Beckman Coulter, Inc. | Saudi | IVD |  | Access Free T3 | IVD | General IVD(Others)
Beckman Coulter, Inc. | Saudi | IVD |  | Access Digoxin Calibrator S0 | IVD | General IVD(Others)
Beckman Coulter, Inc. | Saudi | IVD |  | Access Estradiol Calibrator S0 | IVD | General IVD(Others)
Beckman Coulter, Inc. | Saudi | IVD |  | Access IL-6 Calibrators | IVD | General IVD(Others)
Beckman Coulter, Inc. | Saudi | IVD |  | Electrode-Cl | IVD | General IVD(Others)
Beckman Coulter, Inc. | Saudi | IVD |  | Electrode -Ref | IVD | General IVD(Others)
Beckman Coulter, Inc. | Saudi | IVD |  | Sample Cup | IVD | General IVD(Others)
Beckman Coulter, Inc. | Saudi | IVD |  | Access® Hybritech® PSA | IVD | Annex II List B
Beckman Coulter, Inc. | Saudi | IVD |  | Access® Hybritech® PSA QC | IVD | Annex II List B
Beckman Coulter, Inc. | Saudi | IVD |  | Access® Hybritech® free PSA Calibrators | IVD | Annex II List B
Beckman Coulter, Inc. | Saudi | IVD |  | Access® Hybritech® p2PSA Calibrators | IVD | Annex II List B
Beckman Coulter, Inc. | Saudi | IVD |  | Access® Hybritech® p2PSA QC | IVD | Annex II List B
Beckman Coulter, Inc. | Saudi | IVD |  | MicroScan Prompt Inoculation System-D | IVD | General IVD(Others)
Beckman Coulter, Inc. | Saudi | IVD |  | MicroScan Mineral Oil | IVD | General IVD(Others)
Beckman Coulter, Inc. | Saudi | IVD |  | MicroScan Kovac's Reagent | IVD | General IVD(Others)
Beckman Coulter, Inc. | Saudi | IVD |  | MicroScan Alpha Napthol | IVD | General IVD(Others)
Beckman Coulter, Inc. | Saudi | IVD |  | MicroScan 40% Potassium Hydroxide | IVD | General IVD(Others)
Beckman Coulter, Inc. | Saudi | IVD |  | MicroScan 10% Ferric Chloride | IVD | General IVD(Others)
Beckman Coulter, Inc. | Saudi | IVD |  | MicroScan HNID Panel | IVD | General IVD(Others)
Beckman Coulter, Inc. | Saudi | IVD |  | Disposable D-Inoculator Sets | IVD | General IVD(Others)
Beckman Coulter, Inc. | Saudi | IVD |  | MicroScan 3ml Inoculum Saline | IVD | General IVD(Others)
Beckman Coulter, Inc. | Saudi | IVD |  | MicroScan HNID Indole Reagent | IVD | General IVD(Others)
Beckman Coulter, Inc. | Saudi | IVD |  | MicroScan HNID Inoculum Broth | IVD | General IVD(Others)
Beckman Coulter, Inc. | Saudi | IVD |  | MicroScan Yeast Turbidity Standard | IVD | General IVD(Others)
Beckman Coulter, Inc. | Saudi | IVD |  | MicroScan Neg Breakpoint Combo Panel Type 42 | IVD | General IVD(Others)
Beckman Coulter, Inc. | Saudi | IVD |  | MicroScan Pos MIC Panel Type 33 | IVD | General IVD(Others)
Beckman Coulter, Inc. | Saudi | IVD |  | MicroScan Disposable R-Inoculator Sets | IVD | General IVD(Others)
Beckman Coulter, Inc. | Saudi | IVD |  | MicroScan 0.4% Saline with Pluronic | IVD | General IVD(Others)
Beckman Coulter, Inc. | Saudi | IVD |  | MicroScan Postassium Hydroxide,40% | IVD | General IVD(Others)
Beckman Coulter, Inc. | Saudi | IVD |  | MicroScan Sulfanilic Acid,0.8% | IVD | General IVD(Others)
Beckman Coulter, Inc. | Saudi | IVD |  | MicroScan N, N.Dimeth 0.5% | IVD | General IVD(Others)
Beckman Coulter, Inc. | Saudi | IVD |  | MicroScan Xylene | IVD | General IVD(Others)
Beckman Coulter, Inc. | Saudi | IVD |  | MicroScan Neg Urine Combo Panel Type 57 | IVD | General IVD(Others)
Beckman Coulter, Inc. | Saudi | IVD |  | MicroScan Neg MIC Panel Type 39 | IVD | General IVD(Others)
Beckman Coulter, Inc. | Saudi | IVD |  | MicroScan Pos Combo Panel Type 38 | IVD | General IVD(Others)
Beckman Coulter, Inc. | Saudi | IVD |  | Microscan Neg breakpoint Combo Panel Type 46 | IVD | General IVD(Others)
Beckman Coulter, Inc. | Saudi | IVD |  | MicroScan Neg Urine Combo Panel Type 69 | IVD | General IVD(Others)
Beckman Coulter, Inc. | Saudi | IVD |  | MicroScan Neg Entero Combo Panel Type 70 | IVD | General IVD(Others)
Beckman Coulter, Inc. | Saudi | IVD |  | MicroScan Neg Non Entero Combo Panel Type 71 | IVD | General IVD(Others)
Beckman Coulter, Inc. | Saudi | IVD |  | MicroScan Rapid Neg ID Panel Type 4 | IVD | General IVD(Others)
Beckman Coulter, Inc. | Saudi | IVD |  | MicroScan Rapid Anaerobe ID Panel | IVD | General IVD(Others)
Beckman Coulter, Inc. | Saudi | IVD |  | MicroScan Pos Combo Panel Type 33 | IVD | General IVD(Others)
Beckman Coulter, Inc. | Saudi | IVD |  | MicroScan Pos MIC Panel Type 29 | IVD | General IVD(Others)
Beckman Coulter, Inc. | Saudi | IVD |  | MicroScan Pos ID Panel Type 3 | IVD | General IVD(Others)
Beckman Coulter, Inc. | Saudi | IVD |  | MicroScan Neg Breakpoint Combo Panel Type 44 | IVD | General IVD(Others)
Beckman Coulter, Inc. | Saudi | IVD |  | MicroScan Neg Urine Combo Panel Type 61 | IVD | General IVD(Others)
Beckman Coulter, Inc. | Saudi | IVD |  | MicroScan Neg Urine Combo Panel Type 62 | IVD | General IVD(Others)
Beckman Coulter, Inc. | Saudi | IVD |  | MicroScan ESBL plus ESBL Confirmation Panel | IVD | General IVD(Others)
Beckman Coulter, Inc. | Saudi | IVD |  | MicroScan RENOK Rehydrating / Inoculating System | IVD | General IVD(Others)
Beckman Coulter, Inc. | Saudi | IVD |  | MicroScan autoSCAN-4 Instrument | IVD | General IVD(Others)
Beckman Coulter, Inc. | Saudi | IVD |  | MicroScan Pos Breakpoint Combo Panel Type 33 | IVD | General IVD(Others)
Beckman Coulter, Inc. | Saudi | IVD |  | MicroScan Neg Combo Panel Type 63 | IVD | General IVD(Others)
Beckman Coulter, Inc. | Saudi | IVD |  | MicroScan Pos Combo Panel Type 39 | IVD | General IVD(Others)
Beckman Coulter, Inc. | Saudi | IVD |  | MicroScan MICroSTREP plus Panel Type 6 | IVD | General IVD(Others)
Beckman Coulter, Inc. | Saudi | IVD |  | MicroScan Pos Combo Panel Type 41 | IVD | General IVD(Others)
Beckman Coulter, Inc. | Saudi | IVD |  | MicroScan Pos Combo Panel Type 42 | IVD | General IVD(Others)
Beckman Coulter, Inc. | Saudi | IVD |  | MicroScan Neg MIC Panel Type 44 | IVD | General IVD(Others)
Beckman Coulter, Inc. | Saudi | IVD |  | MicroScan Neg MIC Panel Type 36 | IVD | General IVD(Others)
Beckman Coulter, Inc. | Saudi | IVD |  | MicroScan Neg Urine Combo Panel Type 52 | IVD | General IVD(Others)
Beckman Coulter, Inc. | Saudi | IVD |  | MicroScan Neg Combo Panel Type 53 | IVD | General IVD(Others)
Beckman Coulter, Inc. | Saudi | IVD |  | MicroScan Neg MIC Panel Type 37 | IVD | General IVD(Others)
Beckman Coulter, Inc. | Saudi | IVD |  | MicroScan Pos Combo Panel Type 29 | IVD | General IVD(Others)
Beckman Coulter, Inc. | Saudi | IVD |  | MicroScan Neg Breakpoint Combo Panel Type 34 | IVD | General IVD(Others)
Beckman Coulter, Inc. | Saudi | IVD |  | DxM 1040 MicroScan WalkAway | IVD | General IVD(Others)
Beckman Coulter, Inc. | Saudi | IVD |  | ClearLLab 10C M1 Cell Tube | IVD | General IVD(Others)
Beckman Coulter, Inc. | Saudi | IVD |  | ClearLLab Control Cells Abnormal | IVD | General IVD(Others)
Beckman Coulter, Inc. | Saudi | IVD |  | ClearLLab Compensation Beads | IVD | General IVD(Others)
Beckman Coulter, Inc. | Saudi | IVD |  | IOTest CD8 APC-Alexa Fluor 700 | IVD | General IVD(Others)
Beckman Coulter, Inc. | Saudi | IVD |  | IOTest CD5-PC5.5 | IVD | General IVD(Others)
Beckman Coulter, Inc. | Saudi | IVD |  | IOTest CD38-PC7 | IVD | General IVD(Others)
Beckman Coulter, Inc. | Saudi | IVD |  | IOTest CD20-Pacific Blue | IVD | General IVD(Others)
Beckman Coulter, Inc. | Saudi | IVD |  | IOTest CD20 APC-Alexa Fluor 750 | IVD | General IVD(Others)
Beckman Coulter, Inc. | Saudi | IVD |  | IOTest CD19-PC5.5 | IVD | General IVD(Others)
Abbott | Saudi | IVD |  | ID NOW COVID-19 Control Swab Kit | IVD | General IVD(Others)
Abbott | Saudi | IVD |  | SARS-CoV-2 IgG II Quant Calibrator Kit | IVD | General IVD(Others)
Abbott | Saudi | IVD |  | SARS-CoV-2 IgG II Quant Control Kit | IVD | General IVD(Others)
Abbott | Saudi | MD |  | GuideRight™ Guidewires | MD | Class III
Abbott | Saudi | IVD |  | ID NOW RSV | IVD | General IVD(Others)
Abbott | Saudi | IVD |  | ID NOW Strep A 2 Control Swab Kit | IVD | General IVD(Others)
Abbott | Saudi | IVD |  | SARS-CoV-2 IgG II Quant Reagent Kit | IVD | General IVD(Others)
Abbott | Saudi | IVD |  | SARS-CoV-2 IgG II Quant Control Kit | IVD | General IVD(Others)
Abbott | Saudi | IVD |  | CELL-DYN Ruby | IVD | General IVD(Others)
Abbott | Saudi | IVD |  | CELL-DYN Emerald | IVD | General IVD(Others)
Abbott | Saudi | MD |  | Multi-Link Mini Vision RX Coronary Stent System | MD | Class III
Abbott | Saudi | MD |  | Multi-Link Vision RX Coronary Stent System | MD | Class III
Abbott | Saudi | MD |  | PressureWire™ X Guidewire | MD | Class III
Abbott | Saudi | IVD |  | AliniQ AMS | IVD | General IVD(Others)
Abbott | Saudi | IVD |  | Determine™ Syphilis TP | IVD | General IVD(Others)
Abbott | Saudi | IVD |  | TestPack Plus Strep A with OBC | IVD | General IVD(Others)
Abbott | Saudi | IVD |  | Uric Acid2 | IVD | General IVD(Others)
Abbott | Saudi | IVD |  | Haptoglobin | IVD | General IVD(Others)
Abbott | Saudi | IVD |  | Complement C3 | IVD | General IVD(Others)
Abbott | Saudi | IVD |  | Immunoglobulin A | IVD | General IVD(Others)
Abbott | Saudi | IVD |  | Immunoglobulin G | IVD | General IVD(Others)
Abbott | Saudi | IVD |  | CLEARVIEW PBP2a SA Culture Colony Test | IVD | General IVD(Others)
Abbott | Saudi | IVD |  | DIGIVAL™ | IVD | General IVD(Others)
Abbott | Saudi | IVD |  | BinaxNOW® Influenza A & B Card | IVD | General IVD(Others)
Abbott | Saudi | IVD |  | BinaxNOW™ RSV Card | IVD | General IVD(Others)
Abbott | Saudi | IVD |  | BinaxNOW™ RSV CONTROL SWAB KIT | IVD | General IVD(Others)
Abbott | Saudi | IVD |  | BinaxNOW™INFLUENZA A & B CONTROL SWAB KIT | IVD | General IVD(Others)
Abbott | Saudi | IVD |  | SARS-CoV-2 IgG Control Kit | IVD | General IVD(Others)
Abbott | Saudi | IVD |  | SARS-CoV-2 IgM Reagent Kit | IVD | General IVD(Others)
Abbott | Saudi | IVD |  | Total Protein2 | IVD | General IVD(Others)
Abbott | Saudi | IVD |  | Amylase2 | IVD | General IVD(Others)
Abbott | Saudi | IVD |  | Albumin BCG2 | IVD | General IVD(Others)
Abbott | Saudi | IVD |  | Haptoglobin | IVD | General IVD(Others)
Abbott | Saudi | IVD |  | Immunoglobulin G | IVD | General IVD(Others)
Abbott | Saudi | IVD |  | Immunoglobulin M | IVD | General IVD(Others)
Abbott | Saudi | IVD |  | Activated Aspartate Aminotransferase | IVD | General IVD(Others)
Abbott | Saudi | IVD |  | Apolipoprotein A1 | IVD | General IVD(Others)
Abbott | Saudi | IVD |  | Prealbumin | IVD | General IVD(Others)
Abbott | Saudi | IVD |  | Consolidated Chemistry Calibrator | IVD | General IVD(Others)
Abbott | Saudi | IVD |  | Albumin BCP2 | IVD | General IVD(Others)
Abbott | Saudi | IVD |  | Uric Acid2 | IVD | General IVD(Others)
Abbott | Saudi | IVD |  | Alinity s Anti-HCV II Reagent Kit | IVD | Annex II List A
Abbott | Saudi | IVD |  | Alinity s Anti-HCV II Calibrator Kit | IVD | Annex II List A
Abbott | Saudi | IVD |  | Alinity s Anti-HCV II Release Control Kit | IVD | Annex II List A
Abbott | Saudi | IVD |  | ARCHITECT SCC Calibrator | IVD | General IVD(Others)
Abbott | Saudi | IVD |  | ARCHITECT SCC Controls | IVD | General IVD(Others)
Abbott | Saudi | IVD |  | ARCHITECT SCC Reagent Kit | IVD | General IVD(Others)
Abbott | Saudi | IVD |  | ARCHITECT ProGRP Calibrators | IVD | General IVD(Others)
Abbott | Saudi | IVD |  | ARCHITECT ProGRP Controls | IVD | General IVD(Others)
Abbott | Saudi | IVD |  | ARCHITECT ProGRP Reagent | IVD | General IVD(Others)
Abbott | Saudi | IVD |  | ARCHITECT Active-B12 (Holotranscobalamin) Calibrators | IVD | General IVD(Others)
Abbott | Saudi | IVD |  | ARCHITECT Active-B12 (Holotranscobalamin) Controls | IVD | General IVD(Others)
Abbott | Saudi | IVD |  | ARCHITECT SHBG Reagent Kit | IVD | General IVD(Others)
Abbott | Saudi | IVD |  | ARCHITECT® DHEA-S Controls | IVD | General IVD(Others)
Abbott | Saudi | IVD |  | ARCHITECT DHEA-S Reagent Kit | IVD | General IVD(Others)
Abbott | Saudi | IVD |  | Architect 2nd Generation Testosterone Reagent Kit | IVD | General IVD(Others)
Abbott | Saudi | IVD |  | Architect 2nd Generation Testosterone Calibrators | IVD | General IVD(Others)
Abbott | Saudi | IVD |  | Architect Galectin-3 Reagent Kit | IVD | General IVD(Others)
Abbott | Saudi | IVD |  | Architect Galectin-3 Calibrators | IVD | General IVD(Others)
Abbott | Saudi | MD |  | Hi-Torque Proceed Guide wire | MD | Class IIa
Abbott | Saudi | IVD |  | SARS-CoV-2 IgG II Quant Calibrator Kit | IVD | General IVD(Others)
Abbott | Saudi | IVD |  | SARS-CoV-2 IgG II Quant Control Kit | IVD | General IVD(Others)
Abbott | Saudi | IVD |  | ARCHITECT CA 125 II Calibrators | IVD | C
Abbott | Saudi | IVD |  | ARCHITECT CA 125 II Controls | IVD | C
Abbott | Saudi | IVD |  | ARCHITECT CA 125 II Reagent kit | IVD | C
Abbott | Saudi | IVD |  | ARCHITECT Active-B12 (Holotranscobalamin)Calibrators | IVD | C
Abbott | Saudi | IVD |  | ARCHITECT Active-B12 (Holotranscobalamin) Controls | IVD | C
Abbott | Saudi | IVD |  | Alinity i Active-B12 (Holotranscobalamin) Calibrators | IVD | C
Abbott | Saudi | IVD |  | Alinity i Active-B12 (Holotranscobalamin) Controls | IVD | C
Abbott | Saudi | IVD |  | ARCHITECT Anti-CCP Calibrator | IVD | C
Abbott | Saudi | IVD |  | ARCHITECT Anti-CCP Reagent Kit | IVD | C
Abbott | Saudi | IVD |  | Alinity i Anti-CCP Reagent Kit | IVD | C
Abbott | Saudi | IVD |  | Alinity i CA 125 II Controls | IVD | C
Abbott | Saudi | IVD |  | Alinity i CA 125 II Reagent kit | IVD | C
Abbott | Saudi | IVD |  | Alinity i Folate Calibrators | IVD | B
Abbott | Saudi | IVD |  | Alinity i Folate RBC Lysis Diluent | IVD | B
Abbott | Saudi | IVD |  | Alinity i Folate Manual Diluent | IVD | B
Abbott | Saudi | IVD |  | Alinity i Folate Lysis Reagent | IVD | B
Abbott | Saudi | IVD |  | ARCHITECT Folate Calibrators | IVD | B
Abbott | Saudi | IVD |  | ARCHITECT Folate Reagent Kit | IVD | B
Abbott | Saudi | IVD |  | ARCHITECT Folate RBC Lysis Diluent | IVD | B
Abbott | Saudi | IVD |  | Albumin BCG2 | IVD | B
Abbott | Saudi | IVD |  | Creatinine2 | IVD | B
Abbott | Saudi | MD |  | MitraClip G4 Steerable Guide Catheter | MD | Class III
Abbott | Saudi | IVD |  | Albumin BCP2 | IVD | B
Abbott | Saudi | MD |  | Perclose ProStyle Suture-Medicated Closure and Repair System | MD | Class IIb
Abbott | Saudi | IVD |  | ARCHITECT Anti-Tg Calibrators | IVD | B
Abbott | Saudi | IVD |  | ARCHITECT Anti-Tg Controls | IVD | B
Abbott | Saudi | IVD |  | ARCHITECT Anti-Tg Reagent Kit | IVD | B
Abbott | Saudi | IVD |  | ARCHITECT Cyclosporine Reagent Kit | IVD | C
Abbott | Saudi | IVD |  | Alinity i B∙R∙A∙H∙M∙S PCT Controls | IVD | C
Abbott | Saudi | IVD |  | ARCHITECT Total PSA Calibrators | IVD | C
Abbott | Saudi | IVD |  | ARCHITECT Total PSA Reagent Kit | IVD | C
Abbott | Saudi | IVD |  | Alinity i Total PSA Calibrators | IVD | C
Abbott | Saudi | IVD |  | Alinity i Total PSA Controls | IVD | C
Abbott | Saudi | IVD |  | Alinity i Total PSA Reagent Kit | IVD | C
Abbott | Saudi | IVD |  | Alinity h-series Retic Reagent | IVD | General IVD(Others)
Abbott | Saudi | IVD |  | Alinity h-series Phosphate Buffer | IVD | General IVD(Others)
Abbott | Saudi | IVD |  | Alinity h-series WBC Reagent | IVD | General IVD(Others)
Abbott | Saudi | IVD |  | Alinity i Prolactin Reagent Kit | IVD | General IVD(Others)
Abbott | Saudi | IVD |  | Alinity i Prolactin Controls | IVD | General IVD(Others)
Abbott | Saudi | IVD |  | Alinity i Total T4 Reagent Kit | IVD | General IVD(Others)
Abbott | Saudi | IVD |  | Alinity i Total T3 Reagent Kit | IVD | General IVD(Others)
Abbott | Saudi | IVD |  | Alinity i Free T3 Controls | IVD | General IVD(Others)
Abbott | Saudi | IVD |  | Alinity i Total T3 Calibrators | IVD | General IVD(Others)
Abbott | Saudi | IVD |  | Alinity i Total T3 Manual Diluent | IVD | General IVD(Others)
Abbott | Saudi | IVD |  | Alinity i Estradiol Calibrators | IVD | General IVD(Others)
Abbott | Saudi | IVD |  | Alinity i Estradiol Reagent Kit | IVD | General IVD(Others)
Abbott | Saudi | IVD |  | Alinity i 25-OH Vitamin D Calibrators | IVD | General IVD(Others)
Abbott | Saudi | IVD |  | Alinity i TSH Controls | IVD | General IVD(Others)
Abbott | Saudi | IVD |  | Alinity i Ferritin Reagent Kit | IVD | General IVD(Others)
Abbott | Saudi | IVD |  | Alinity i Ferritin Controls | IVD | General IVD(Others)
Abbott | Saudi | IVD |  | Alinity h-series Diluent | IVD | General IVD(Others)
Abbott | Saudi | IVD |  | Alinity h-series Control 29P | IVD | General IVD(Others)
Abbott | Saudi | IVD |  | Alinity h-series HemCal | IVD | General IVD(Others)
Abbott | Saudi | IVD |  | Alinity hq Analyzer | IVD | General IVD(Others)
Abbott | Saudi | IVD |  | Alinity h-series Water Purification System | IVD | General IVD(Others)
Abbott | Saudi | IVD |  | ARCHITECT i1000sr processing module | IVD | Class I
Abbott | Saudi | IVD |  | ARCHITECT i2000sr processing module | IVD | Class I
Abbott | Saudi | IVD |  | ARCHITECT C4000 processing module | IVD | Class I
Abbott | Saudi | IVD |  | Alinity ci-series System Control Module | IVD | Class I
Abbott | Saudi | IVD |  | Alinity ICT Module | IVD | Class I
Abbott | Saudi | IVD |  | Alinity ci-series Calibrator/Control Replacement Caps | IVD | Class I
Abbott | Saudi | IVD |  | Alinity Reagent Replacement Caps | IVD | Class I
Abbott | Saudi | IVD |  | Alinity c-series Reagent Cartridge, Clear (Large) | IVD | Class I
Abbott | Saudi | IVD |  | Alinity I Maintenance Cleaning Cartridge | IVD | Class I
Abbott | Saudi | IVD |  | Alinity c-Series Alkaline Wash | IVD | Class I
Abbott | Saudi | IVD |  | Alinity c-series Detergent B | IVD | Class I
Abbott | Saudi | IVD |  | Alinity c-series Acid Probe Wash | IVD | Class I
Abbott | Saudi | IVD |  | Acid wash | IVD | Class I
Abbott | Saudi | IVD |  | Alkaline wash | IVD | Class I
Abbott | Saudi | IVD |  | Alinity c-series Maintenance Solutions | IVD | Class I
Abbott | Saudi | IVD |  | ICT Cleaning Fluid | IVD | Class I
Abbott | Saudi | IVD |  | Water bath additive | IVD | Class I
Abbott | Saudi | MD |  | OPTIS Integrated Next Upgrade Kit | MD | Class IIa
Abbott | Saudi | MD |  | OPTIS Integrated Next Imaging System | MD | Class IIa
Abbott | Saudi | MD |  | OPTIS Integrated Pre-Installation Kit | MD | Class IIa
Abbott | Saudi | MD |  | EnSite X EP System Catheter Connector Cable | MD | Class I
Abbott | Saudi | IVD |  | Panbio™COVID-19 Antigen SELF-TEST | IVD | Self Test
Abbott | Saudi | IVD |  | ARCHITECT AFP Calibrators | IVD | General IVD(Others)
Abbott | Saudi | IVD |  | ARCHITECT AFP Controls | IVD | General IVD(Others)
Abbott | Saudi | IVD |  | Architect AFP Reagent Kit | IVD | General IVD(Others)
Abbott | Saudi | IVD |  | Architect Concentrated Wash Buffer | IVD | General IVD(Others)
Abbott | Saudi | IVD |  | Architect ARM Concentrated Wash Buffer | IVD | General IVD(Others)
Abbott | Saudi | IVD |  | ARCHITECT Trigger Solution | IVD | General IVD(Others)
Abbott | Saudi | IVD |  | ARCHITECT Multi-Assay Manual Diluent | IVD | General IVD(Others)
Abbott | Saudi | IVD |  | ARCHITECT CEA Calibrators | IVD | General IVD(Others)
Abbott | Saudi | IVD |  | ARCHITECT CEA Reagent Kit | IVD | General IVD(Others)
Abbott | Saudi | IVD |  | Alinity i STAT Myoglobin Calibrators | IVD | General IVD(Others)
Abbott | Saudi | IVD |  | Alinity i STAT Myoglobin Reagent Kit | IVD | General IVD(Others)
Abbott | Saudi | IVD |  | CELL-DYN Emerald 22 | IVD | General IVD(Others)
Abbott | Saudi | IVD |  | CELL-DYN Emerald 22 LYSE | IVD | General IVD(Others)
Abbott | Saudi | IVD |  | CELL-DYN 22 Plus Control | IVD | General IVD(Others)
Abbott | Saudi | IVD |  | CELL-DYN 22 Plus Calibrator | IVD | General IVD(Others)
Abbott | Saudi | IVD |  | CELL-DYN Emerald 22 EASY CLEANER | IVD | General IVD(Others)
Abbott | Saudi | IVD |  | Alinity i HBsAg Qualitative II Confirmatory Manual Diluent | IVD | General IVD(Others)
Abbott | Saudi | IVD |  | Alinity i Anti-HBs Specimen Diluent | IVD | General IVD(Others)
Abbott | Saudi | IVD |  | ARCHITECT Thyroglobulin Controls | IVD | General IVD(Others)
Abbott | Saudi | IVD |  | ARCHITECT Thyroglobulin Reagent Kit | IVD | General IVD(Others)
Abbott | Saudi | IVD |  | multi-Collect Specimen Collection Kit | IVD | General IVD(Others)
Abbott | Saudi | IVD |  | Abbott Cervi-Collect Specimen Collection Kit | IVD | General IVD(Others)
Abbott | Saudi | IVD |  | Abbott RealTime SARS-CoV-2 Amplification Reagent Kit | IVD | General IVD(Others)
Abbott | Saudi | MD |  | FreeStyle Libre 2 Flash Glucose Monitoring System Reader | MD | Class IIb
Abbott | Saudi | IVD |  | SARS-CoV-2 IgG Reagent Kit | IVD | General IVD(Others)
Abbott | Saudi | IVD |  | SARS-CoV-2 IgG Calibrator Kit | IVD | General IVD(Others)
Abbott | Saudi | IVD |  | Architect Cyclosporine Reagent Kit | IVD | General IVD(Others)
Abbott | Saudi | MD |  | FreeStyle Libre Flash Glucose Monitoring System Sensor | MD | Class IIb
Abbott | Saudi | IVD |  | TestPack Plus hCG Combo with OBC | IVD | General IVD(Others)
Abbott | Saudi | IVD |  | Specific Proteins Multiconstituent Calibrator | IVD | General IVD(Others)
Abbott | Saudi | IVD |  | Complement C3 | IVD | General IVD(Others)
Abbott | Saudi | IVD |  | Complement C4 | IVD | General IVD(Others)
Abbott | Saudi | IVD |  | IMMUNOGLOBULIN A | IVD | General IVD(Others)
Abbott | Saudi | IVD |  | Apolipoprotein A1 | IVD | General IVD(Others)
Abbott | Saudi | IVD |  | Apolipoprotein B | IVD | General IVD(Others)
Abbott | Saudi | IVD |  | Bilirubin Calibrator | IVD | General IVD(Others)
Abbott | Saudi | IVD |  | Lipid Multiconstituent Calibrator | IVD | General IVD(Others)
Abbott | Saudi | MD |  | Tendyne Mitral Valve | MD | Class III
Abbott | Saudi | IVD |  | SARS-CoV-2 IgG Reagent Kit | IVD | General IVD(Others)
Abbott | Saudi | IVD |  | SARS-CoV-2 IgM Calibrator Kit | IVD | General IVD(Others)
Abbott | Saudi | IVD |  | SARS-CoV-2 IgM Reagent Kit | IVD | General IVD(Others)
Abbott | Saudi | IVD |  | SARS-CoV-2 IgM Control Kit | IVD | General IVD(Others)
Abbott | Saudi | IVD |  | ID NOW COVID-19 | IVD | Unclassified Devices
Abbott | Saudi | IVD |  | ID NOW COVID-19 Control Swab Kit | IVD | Unclassified Devices
Abbott | Saudi | IVD |  | APOLIPOPROTEIN B | IVD | General IVD(Others)
Abbott | Saudi | IVD |  | Apolipoprotein A1 | IVD | General IVD(Others)
Abbott | Saudi | IVD |  | Haptoglobin | IVD | General IVD(Others)
Abbott | Saudi | IVD |  | Activated Alanine Aminotransferase | IVD | General IVD(Others)
Abbott | Saudi | IVD |  | Rheumatoid Factor | IVD | General IVD(Others)
Abbott | Saudi | IVD |  | Hemoglobin A1c Controls | IVD | General IVD(Others)
Abbott | Saudi | IVD |  | Hemoglobin A1c Calibrators | IVD | General IVD(Others)
Abbott | Saudi | IVD |  | Magnesium | IVD | General IVD(Others)
Abbott | Saudi | IVD |  | Gamma-Glutamyl Transferase | IVD | General IVD(Others)
Abbott | Saudi | IVD |  | Urea Nitrogen | IVD | General IVD(Others)
Abbott | Saudi | IVD |  | CHOLESTEROL | IVD | General IVD(Others)
Abbott | Saudi | IVD |  | Alanine Aminotransferase | IVD | General IVD(Others)
Abbott | Saudi | IVD |  | Alkaline Phosphatase | IVD | General IVD(Others)
Abbott | Saudi | IVD |  | Albumin BCP | IVD | General IVD(Others)
Abbott | Saudi | IVD |  | Glucose | IVD | General IVD(Others)
Abbott | Saudi | IVD |  | Creatinine | IVD | General IVD(Others)
Abbott | Saudi | IVD |  | Carbon Dioxide | IVD | General IVD(Others)
Abbott | Saudi | IVD |  | Ultra HDL | IVD | General IVD(Others)
Abbott | Saudi | IVD |  | Lactate Dehydrogenase | IVD | General IVD(Others)
Abbott | Saudi | IVD |  | ICT Urine Calibrator | IVD | General IVD(Others)
Abbott | Saudi | IVD |  | ICT Cleaning Fluid | IVD | General IVD(Others)
Abbott | Saudi | MD |  | TriClip Delivery System | MD | Class IV
Abbott | Saudi | MD |  | TriClip Steerable Guide Catheter | MD | Class IV
Abbott | Saudi | IVD |  | Alinity i Thyroglobulin Calibrators | IVD | General IVD(Others)
Abbott | Saudi | IVD |  | Alinity m SARS-CoV-2 AMP Kit | IVD | General IVD(Others)
Abbott | Saudi | IVD |  | Transferrin | IVD | General IVD(Others)
Abbott | Saudi | IVD |  | Amylase2 | IVD | General IVD(Others)
Abbott | Saudi | IVD |  | Cholesterol2 | IVD | General IVD(Others)
Abbott | Saudi | IVD |  | Total Protein2 | IVD | General IVD(Others)
Abbott | Saudi | IVD |  | Consolidated Chemistry Calibrator | IVD | General IVD(Others)
Abbott | Saudi | MD |  | ULTIMUM™ HEMOSTASIS INTRODUCER | MD | Class IIa
Abbott | Saudi | MD |  | SJM™ Vessel Dilator | MD | Class IIa
Abbott | Saudi | IVD |  | ARCHITECT i Digoxin Calibrators | IVD | General IVD(Others)
Abbott | Saudi | IVD |  | ARCHITECT Methotrexate Controls | IVD | General IVD(Others)
Abbott | Saudi | IVD |  | ARCHITECT Methotrexate Extended Range Controls | IVD | General IVD(Others)
Abbott | Saudi | IVD |  | ARCHITECT PIVKA-II Calibrators | IVD | General IVD(Others)
Abbott | Saudi | IVD |  | ARCHITECT B∙R∙A∙H∙M∙S PCT Calibrators | IVD | General IVD(Others)
Abbott | Saudi | IVD |  | ARCHITECT B·R·A·H·M·S PCT Controls | IVD | General IVD(Others)
Abbott | Saudi | IVD |  | ARCHITECT CA 19-9XR Controls | IVD | General IVD(Others)
Abbott | Saudi | IVD |  | Total Bilirubin | IVD | General IVD(Others)
Abbott | Saudi | IVD |  | Microalbumin Calibrators | IVD | General IVD(Others)
Abbott | Saudi | IVD |  | Microalbumin Controls | IVD | General IVD(Others)
Abbott | Saudi | IVD |  | ARCHITECT CA 125 II Controls | IVD | General IVD(Others)
Abbott | Saudi | IVD |  | ARCHITECT BNP Reagent Kit | IVD | General IVD(Others)
Abbott | Saudi | IVD |  | ARCHITECT BNP Controls | IVD | General IVD(Others)
Abbott | Saudi | IVD |  | ARCHITECT CA 15-3 Reagent Kit | IVD | General IVD(Others)
Abbott | Saudi | IVD |  | Hemoglobin A1c | IVD | General IVD(Others)
Abbott | Saudi | IVD |  | Hemoglobin A1c Controls | IVD | General IVD(Others)
Abbott | Saudi | IVD |  | Alkaline Phosphatase | IVD | General IVD(Others)
Abbott | Saudi | IVD |  | ARCHITECT Insulin Calibrators | IVD | General IVD(Others)
Abbott | Saudi | IVD |  | ARCHITECT Insulin Controls | IVD | General IVD(Others)
Abbott | Saudi | IVD |  | ID NOW Influenza A & B 2 | IVD | General IVD(Others)
Abbott | Saudi | IVD |  | ID NOW RSV | IVD | General IVD(Others)
Abbott | Saudi | IVD |  | ID NOW Strep A 2 | IVD | General IVD(Others)
Abbott | Saudi | IVD |  | ID NOW Instrument | IVD | General IVD(Others)
Abbott | Saudi | IVD |  | Bioline™ Dengue IgG/IgM | IVD | General IVD(Others)
Abbott | Saudi | IVD |  | Bioline™ Malaria Ag P.f/Pan | IVD | General IVD(Others)
Abbott | Saudi | IVD |  | BIOLINE™ Strep A | IVD | General IVD(Others)
Abbott | Saudi | IVD |  | Bioline™ Influenza Ultra | IVD | General IVD(Others)
Abbott | Saudi | IVD |  | Bioline™ Legionella Ag | IVD | General IVD(Others)
Abbott | Saudi | IVD |  | Bioline™ Leptospira IgM | IVD | General IVD(Others)
Abbott | Saudi | IVD |  | Bioline™ Leptospira IgG/IgM | IVD | General IVD(Others)
Abbott | Saudi | IVD |  | Bioline™ Malaria Ag P.f (HRP2/pLDH) | IVD | General IVD(Others)
Abbott | Saudi | IVD |  | Bioline™Malaria Ag P.f/P.f/P.v | IVD | General IVD(Others)
Abbott | Saudi | IVD |  | Bioline™Syphilis Fast 3.0 | IVD | General IVD(Others)
Abbott | Saudi | IVD |  | Bioline™Dengue NS1 Ag | IVD | General IVD(Others)
Abbott | Saudi | IVD |  | Bioline™ Influenza Ag A/B/A(H1N1) Pandemic | IVD | General IVD(Others)
Abbott | Saudi | IVD |  | Bioline™ RSV | IVD | General IVD(Others)
Abbott | Saudi | IVD |  | Bioline™ Salmonella typhi IgG/IgM Fast | IVD | General IVD(Others)
Abbott | Saudi | IVD |  | Bioline™ Dengue IgM Capture ELISA | IVD | General IVD(Others)
Abbott | Saudi | IVD |  | Bioline™ Dengue NS1 Ag ELISA | IVD | General IVD(Others)
Abbott | Saudi | MD |  | FlexNav Delivery System | MD | Class III
Abbott | Saudi | IVD |  | i-STAT 1 Analyzer | IVD | General IVD(Others)
Abbott | Saudi | IVD |  | i-STAT Electronic Simulator | IVD | General IVD(Others)
Abbott | Saudi | IVD |  | i-STAT G Cartridge | IVD | General IVD(Others)
Abbott | Saudi | IVD |  | i-STAT EC4+ Cartridge | IVD | General IVD(Others)
Abbott | Saudi | IVD |  | i-STAT EC8+ Cartridge | IVD | General IVD(Others)
Abbott | Saudi | IVD |  | i-STAT G3+ Cartridge | IVD | General IVD(Others)
Abbott | Saudi | IVD |  | i-STAT EG6+ Cartridge | IVD | General IVD(Others)
Abbott | Saudi | IVD |  | i-STAT EG7+ Cartridge | IVD | General IVD(Others)
Abbott | Saudi | IVD |  | i-STAT CG4+ Cartridge | IVD | General IVD(Others)
Abbott | Saudi | IVD |  | i-STAT Celite ACT Cartridge | IVD | General IVD(Others)
Abbott | Saudi | IVD |  | i-STAT PT/INR Cartridge | IVD | General IVD(Others)
Abbott | Saudi | IVD |  | i-STAT cTnI Cartridge | IVD | General IVD(Others)
Abbott | Saudi | IVD |  | i-STAT CHEM8+ Cartridge | IVD | General IVD(Others)
Abbott | Saudi | IVD |  | i-STAT CK-MB Cartridge | IVD | General IVD(Others)
Abbott | Saudi | IVD |  | i-STAT® CONTROL | IVD | General IVD(Others)
Abbott | Saudi | IVD |  | i-STAT®BNP CALIBRATION VERIFICATION 1-3 | IVD | General IVD(Others)
Abbott | Saudi | MD |  | PressureWire™ X Guidewire | MD | Class III
Abbott | Saudi | IVD |  | Alinity m Cervi-Collect Specimen Collection Kit | IVD | General IVD(Others)
Abbott | Saudi | IVD |  | Afinion ACR | IVD | General IVD(Others)
Abbott | Saudi | IVD |  | Afinion CRP Control | IVD | General IVD(Others)
Abbott | Saudi | IVD |  | NycoCard CRP | IVD | General IVD(Others)
Abbott | Saudi | IVD |  | NycoCard HbA1c Control | IVD | General IVD(Others)
Abbott | Saudi | IVD |  | Afinion ACR Control | IVD | General IVD(Others)
Abbott | Saudi | IVD |  | Determine™ HBsAg 2 | IVD | Annex II List A
Abbott | Saudi | IVD |  | Determine™ HIV Early Detect | IVD | Annex II List A
Abbott | Saudi | MD |  | FreeGo | MD | Class IIa
Abbott | Saudi | MD |  | HI-TORQUE All Star Guide Wire | MD | Class III
Abbott | Saudi | MD |  | HI-TORQUE Floppy II Extra Support Guide Wire | MD | Class III
Abbott | Saudi | MD |  | HI-TORQUE Wiggle Guide Wire with Microglide Coating | MD | Class III
Abbott | Saudi | MD |  | HI-TORQUE Balance Guide Wire with Hydrocoat Hydrophilic Coating | MD | Class III
Abbott | Saudi | MD |  | HI-TORQUE Balance Middleweight Guide Wire with Hydrocoat Hydrophilic Coating | MD | Class III
Abbott | Saudi | MD |  | HI-TORQUE Balance Middleweight Elite Guide Wire | MD | Class III
Abbott | Saudi | MD |  | HI-TORQUE Floppy II Guide Wire with Hydrocoat Hydrophilic Coating | MD | Class III
Abbott | Saudi | MD |  | HI-TORQUE Whisper LS Guide Wire with Hydrophilic Coating | MD | Class III
Abbott | Saudi | MD |  | HI-TORQUE Whisper MS Guide Wire with Hydrophilic Coating | MD | Class III
Abbott | Saudi | MD |  | HI-TORQUE Cross-It 100XT Guide Wire with Hydrocoat Hydrophilic Coating | MD | Class III
Abbott | Saudi | MD |  | HI-TORQUE Cross-It 200XT Guide Wire with Hydrocoat Hydrophilic Coating | MD | Class III
Abbott | Saudi | MD |  | HI-TORQUE Cross-It 300XT Guide Wire with Hydrocoat Hydrophilic Coating | MD | Class III
Abbott | Saudi | MD |  | HI-TORQUE Cross-It 400XT Guide Wires with Hydrocoat Hydrophilic Coating | MD | Class III
Abbott | Saudi | MD |  | HI-TORQUE Balance Middleweight Universal Guide Wire with Hydrophilic Coating | MD | Class III
Abbott | Saudi | MD |  | HI-TORQUE Spartacore 14 Guide Wire | MD | Class III
Abbott | Saudi | MD |  | Hi-Torque Steelcore 18 Guide Wire With Microglide Coating& Hi-Torque Steelcore18 LT Guide Wire with | MD | Class III
Abbott | Saudi | MD |  | HI-TORQUE Balance Heavyweight Guide Wire with Hydrocoat Hydrophilic Coating | MD | Class III
Abbott | Saudi | MD |  | HI-TORQUE Pilot Guide Wire with Hydrophilic Coating | MD | Class III
Abbott | Saudi | MD |  | Hi-Torque Floppy II Guide Wire With Microglide Coating | MD | Class III
Abbott | Saudi | IVD |  | Alinity i HE4 Reagent Kit | IVD | General IVD(Others)
Abbott | Saudi | IVD |  | Alinity i HE4 Calibrators | IVD | General IVD(Others)
Abbott | Saudi | IVD |  | Alinity i CA 15-3 Reagent Kit | IVD | General IVD(Others)
Abbott | Saudi | IVD |  | Alinity i CA 15-3 Calibrators | IVD | General IVD(Others)
Abbott | Saudi | IVD |  | Alinity i HAVAb IgG Calibrator | IVD | General IVD(Others)
Abbott | Saudi | IVD |  | Alinity i CA 125 II Controls | IVD | General IVD(Others)
Abbott | Saudi | IVD |  | Alinity i CA 125 II Calibrators | IVD | General IVD(Others)
Abbott | Saudi | IVD |  | Alinity i BNP Controls | IVD | General IVD(Others)
Abbott | Saudi | IVD |  | Alinity c Lipid Multiconstituent Calibrator Kit | IVD | General IVD(Others)
Abbott | Saudi | MD |  | GuideRight™ Guidewires | MD | Class III
Abbott | Saudi | MD |  | HydroSteer™ Guidewires | MD | Class III
Abbott | Saudi | MD |  | HI-TORQUE Balance Guide Wire | MD | Class III
Abbott | Saudi | MD |  | HI-TORQUE Balance Middleweight Guide Wire | MD | Class III
Abbott | Saudi | MD |  | HI-TORQUE EXTRA S'PORT Guide Wire | MD | Class III
Abbott | Saudi | MD |  | HI-TORQUE Iron Man Guide Wire | MD | Class III
Abbott | Saudi | MD |  | HI-TORQUE Progress Guide Wire | MD | Class III
Abbott | Saudi | MD |  | HI-TORQUE Balance Middleweight Universal II Guide Wire | MD | Class III
Abbott | Saudi | MD |  | HI-TORQUE Floppy II Extra Support Guide Wire with Hydrocoat Hydrophilic Coating | MD | Class III
Abbott | Saudi | MD |  | HI-TORQUE Whisper Extra Support Guide Wire with Hydrophilic Coating | MD | Class III
Abbott | Saudi | MD |  | HI-TORQUE Winn Guide Wire | MD | Class III
Abbott | Saudi | MD |  | HI-TORQUE Supra Core 35 Guide Wire | MD | Class III
Abbott | Saudi | MD |  | HI-TORQUE TURNTRAC Guide Wires | MD | Class III
Abbott | Saudi | IVD |  | Alinity i CA 19-9XR Reagent Kit | IVD | General IVD(Others)
Abbott | Saudi | IVD |  | Alinity i CA 19-9XR Controls | IVD | General IVD(Others)
Abbott | Saudi | IVD |  | Alinity i CA 19-9XR Calibrators | IVD | General IVD(Others)
Abbott | Saudi | IVD |  | Alinity i HE4 Controls | IVD | General IVD(Others)
Abbott | Saudi | IVD |  | Alinity i HAVAb IgG Controls | IVD | General IVD(Others)
Abbott | Saudi | IVD |  | Alinity i CA 15-3 Controls | IVD | General IVD(Others)
Abbott | Saudi | IVD |  | Alinity i CA 125 II Reagent Kit | IVD | General IVD(Others)
Abbott | Saudi | IVD |  | Alinity i BNP Reagent Kit | IVD | General IVD(Others)
Abbott | Saudi | IVD |  | Alinity i BNP Calibrators | IVD | General IVD(Others)
Abbott | Saudi | IVD |  | Alinity s System | IVD | General IVD(Others)
Abbott | Saudi | IVD |  | Bioline™ HCV | IVD | Annex II List A
Abbott | Saudi | MD |  | FreeStyle Libre Flash Glucose Monitoring System Sensor | MD | Class IIb
Abbott | Saudi | IVD |  | ARCHITECT Toxo IgG Avidity Calibrator and Controls | IVD | Annex II List B
Abbott | Saudi | IVD |  | ARCHITECT Toxo IgM Calibrator | IVD | Annex II List B
Abbott | Saudi | IVD |  | ARCHITECT Toxo IgM Controls | IVD | Annex II List B
Abbott | Saudi | IVD |  | ARCHITECT Toxo IgG Reagent Kit | IVD | Annex II List B
Abbott | Saudi | IVD |  | ARCHITECT Toxo IgM Reagent kit | IVD | Annex II List B
Abbott | Saudi | IVD |  | Alinity i HIV Ag/Ab Combo Reagent Kit | IVD | Annex II List A
Abbott | Saudi | IVD |  | Alinity i HIV Ag/Ab Combo Controls | IVD | Annex II List A
Abbott | Saudi | IVD |  | Alinity i Anti-HBc IgM Reagent Kit | IVD | Annex II List A
Abbott | Saudi | IVD |  | Alinity i Anti-HBc IgM Calibrators | IVD | Annex II List A
Abbott | Saudi | IVD |  | Alinity i rHTLV-I/II Controls | IVD | Annex II List A
Abbott | Saudi | IVD |  | Alinity i HBeAg Controls | IVD | Annex II List A
Abbott | Saudi | IVD |  | Alinity i HBeAg Quantitative Calibrators | IVD | Annex II List A
Abbott | Saudi | IVD |  | Alinity m Specimen Dilution Kit I | IVD | General IVD(Others)
Abbott | Saudi | IVD |  | Alinity m Sample Prep Kit 2 | IVD | General IVD(Others)
Abbott | Saudi | IVD |  | Alinity m Sample Prep Kit 1 | IVD | General IVD(Others)
Abbott | Saudi | IVD |  | ARCHITECT HBsAg Calibrators | IVD | Annex II List A
Abbott | Saudi | IVD |  | ARCHITECT HBsAg Confirmatory V.1 Calibrators | IVD | Annex II List A
Abbott | Saudi | IVD |  | ARCHITECT Anti-HBs Reagent Kit | IVD | Annex II List A
Abbott | Saudi | IVD |  | ARCHITECT Anti-HBs Controls | IVD | Annex II List A
Abbott | Saudi | IVD |  | ARCHITECT HBsAg Qualitative II Calibrators | IVD | Annex II List A
Abbott | Saudi | IVD |  | ARCHITECT HBsAg Qualitative II Confirmatory Reagent kit | IVD | Annex II List A
Abbott | Saudi | IVD |  | Architect HBsAg Next Qualitative Calibrators | IVD | Annex II List A
Abbott | Saudi | IVD |  | ARCHITECT HBsAg Next Qualitative Reagent Kit | IVD | Annex II List A
Abbott | Saudi | IVD |  | Alinity m HR HPV AMP Kit | IVD | General IVD(Others)
Abbott | Saudi | IVD |  | Alinity m HR HPV CTRL Kit | IVD | General IVD(Others)
Abbott | Saudi | IVD |  | Alinity m Lysis Solution | IVD | General IVD(Others)
Abbott | Saudi | MD |  | FlexAbility™ Ablation Catheter, Sensor Enabled | MD | Class III
Abbott | Saudi | MD |  | FreeGo | MD | Class IIa
Abbott | Saudi | IVD |  | Bioline™ HIV 1/2 3.0 | IVD | Annex II List A
Abbott | Saudi | MD |  | FreeStyle Libre Flash Glucose Monitoring System Reader | MD | Class IIb
Abbott | Saudi | IVD |  | FreeStyle Optium β-Ketone Blood β-Ketone Test Strips | IVD | Self Test
Abbott | Saudi | IVD |  | ARCHITECT Toxo IgG Calibrators | IVD | Annex II List B
Abbott | Saudi | IVD |  | ARCHITECT Toxo IgG Controls | IVD | Annex II List B
Abbott | Saudi | IVD |  | ARCHITECT Toxo IgG Avidity Reagent Kit | IVD | Annex II List B
Abbott | Saudi | IVD |  | Alinity i Anti-HBe Reagent Kit | IVD | Annex II List A
Abbott | Saudi | IVD |  | Alinity i Anti-HBe Calibrator | IVD | Annex II List A
Abbott | Saudi | IVD |  | Alinity i Anti-HBe Controls | IVD | Annex II List A
Abbott | Saudi | IVD |  | Alinity i HIV Ag/Ab Combo Calibrator | IVD | Annex II List A
Abbott | Saudi | IVD |  | Alinity i Anti-HCV Reagent Kit | IVD | Annex II List A
Abbott | Saudi | IVD |  | Alinity i Anti-HCV Calibrator | IVD | Annex II List A
Abbott | Saudi | IVD |  | Alinity i Anti-HCV Controls | IVD | Annex II List A
Abbott | Saudi | IVD |  | Alinity i Anti-HBc IgM Controls | IVD | Annex II List A
Abbott | Saudi | IVD |  | Alinity i Anti-HBc II Reagent Kit | IVD | Annex II List A
Abbott | Saudi | IVD |  | Alinity i Anti-HBc II Calibrator | IVD | Annex II List A
Abbott | Saudi | IVD |  | Alinity i Anti-HBc II Controls | IVD | Annex II List A
Abbott | Saudi | IVD |  | Alinity i rHTLV-I/II Reagent Kit | IVD | Annex II List A
Abbott | Saudi | IVD |  | Alinity i rHTLV-I/II Calibrator | IVD | Annex II List A
Abbott | Saudi | IVD |  | Alinity i HBeAg Reagent Kit | IVD | Annex II List A
Abbott | Saudi | IVD |  | Alinity i HBeAg Calibrators | IVD | Annex II List A
Abbott | Saudi | IVD |  | Alinity i HBeAg Quantitative Controls | IVD | Annex II List A
Abbott | Saudi | IVD |  | Alinity m Ethanol Solution | IVD | General IVD(Others)
Abbott | Saudi | IVD |  | Alinity m Diluent Solution | IVD | General IVD(Others)
Abbott | Saudi | IVD |  | Alinity m Vapor Barrier Solution | IVD | General IVD(Others)
Abbott | Saudi | IVD |  | ARCHITECT HBsAg Reagent Kit | IVD | Annex II List A
Abbott | Saudi | IVD |  | ARCHITECT HBsAg Controls | IVD | Annex II List A
Abbott | Saudi | IVD |  | ARCHITECT HBsAg Confirmatory V.1 Reagent Kit | IVD | Annex II List A
Abbott | Saudi | IVD |  | ARCHITECT HBsAg Confirmatory V.1 Controls | IVD | Annex II List A
Abbott | Saudi | IVD |  | ARCHITECT Anti-HBs Calibrators | IVD | Annex II List A
Abbott | Saudi | IVD |  | ARCHITECT HBsAg Qualitative II Reagent Kit | IVD | Annex II List A
Abbott | Saudi | IVD |  | ARCHITECT HBsAg Qualitative II Controls | IVD | Annex II List A
Abbott | Saudi | IVD |  | Architect HBsAg Next Qualitative Controls | IVD | Annex II List A
Abbott | Saudi | IVD |  | ARCHITECT HBsAg Next Confirmatory Reagent Kit | IVD | Annex II List A
Abbott | Saudi | IVD |  | ID NOW COVID-19 | IVD | General IVD(Others)
Abbott | Saudi | IVD |  | SARS-CoV-2 IgG II Quant Reagent Kit | IVD | General IVD(Others)
Abbott | Saudi | IVD |  | ARCHITECT c4000 Processing Module (Integrated) | IVD | General IVD(Others)
Abbott | Saudi | IVD |  | SARS-CoV-2 IgG II Quant Calibrator Kit | IVD | General IVD(Others)
Abbott | Saudi | IVD |  | CELL-DYN Sapphire | IVD | General IVD(Others)
Abbott | Saudi | IVD |  | CELL-DYN Sapphire System WBC Reagent – PART B | IVD | General IVD(Others)
Abbott | Saudi | MD |  | Multi-Link Ultra RX Coronary Stent System | MD | Class III
Abbott | Saudi | IVD |  | FreeStyle Control Solution | IVD | Annex II List B
Abbott | Saudi | IVD |  | FreeStyle Freedom Lite Blood Glucose Monitoring System | IVD | Annex II List B
Abbott | Saudi | IVD |  | FreeStyle Lite Blood Glucose Test Strips | IVD | Annex II List B
Abbott | Saudi | IVD |  | Immunoglobulin M | IVD | General IVD(Others)
Abbott | Saudi | IVD |  | Creatinine2 | IVD | General IVD(Others)
Abbott | Saudi | IVD |  | Albumin BCP2 | IVD | General IVD(Others)
Abbott | Saudi | IVD |  | Complement C4 | IVD | General IVD(Others)
Abbott | Saudi | IVD |  | BinaxNOW™ Malaria Positive Control Kit | IVD | General IVD(Others)
Abbott | Saudi | IVD |  | BinaxNOW™ Streptococcus pneumoniae Antigen Card | IVD | General IVD(Others)
Abbott | Saudi | IVD |  | BinaxNOW® Legionella Urinary Antigen Card | IVD | General IVD(Others)
Abbott | Saudi | IVD |  | BinaxNOW™ LEGIONELLA CONTROL SWAB PACK | IVD | General IVD(Others)
Abbott | Saudi | IVD |  | BinaxNOW™ Nasopharyngeal Swab Pack | IVD | General IVD(Others)
Abbott | Saudi | IVD |  | BinaxNOW® G6PD | IVD | General IVD(Others)
Abbott | Saudi | IVD |  | BinaxNOW® Malaria | IVD | General IVD(Others)
Abbott | Saudi | IVD |  | BinaxNOW™STREPTOCOCCUS PNEUMONIAE CONTROL SWAB PACK | IVD | General IVD(Others)
Abbott | Saudi | IVD |  | Transferrin | IVD | General IVD(Others)
Abbott | Saudi | IVD |  | Complement C3 | IVD | General IVD(Others)
Abbott | Saudi | IVD |  | Complement C4 | IVD | General IVD(Others)
Abbott | Saudi | IVD |  | Immunoglobulin A | IVD | General IVD(Others)
Abbott | Saudi | IVD |  | Rheumatoid Factor | IVD | General IVD(Others)
Abbott | Saudi | IVD |  | Apolipoprotein B | IVD | General IVD(Others)
Abbott | Saudi | IVD |  | Cholesterol2 | IVD | General IVD(Others)
Abbott | Saudi | IVD |  | Alinity i STAT High Sensitive Troponin-I Reagent Kit | IVD | General IVD(Others)
Abbott | Saudi | IVD |  | Microalbumin | IVD | General IVD(Others)
Abbott | Saudi | IVD |  | Microalbumin Calibrators | IVD | General IVD(Others)
Abbott | Saudi | IVD |  | Microalbumin Controls | IVD | General IVD(Others)
Abbott | Saudi | IVD |  | Alinity m Resp-4-Plex AMP Kit | IVD | General IVD(Others)
Abbott | Saudi | IVD |  | Alinity m Resp-4-Plex CTRL Kit | IVD | General IVD(Others)
Abbott | Saudi | IVD |  | Alinity s Anti-HCV II Assay Control Kit | IVD | Annex II List A
Abbott | Saudi | IVD |  | Panbio™ COVID-19 Ag Rapid Test Device (Nasal) | IVD | General IVD(Others)
Abbott | Saudi | IVD |  | ARCHITECT HE4 Calibrators | IVD | General IVD(Others)
Abbott | Saudi | IVD |  | ARCHITECT HE4 Controls | IVD | General IVD(Others)
Abbott | Saudi | IVD |  | ARCHITECT HE4 Reagent Kit | IVD | General IVD(Others)
Abbott | Saudi | IVD |  | ARCHITECT® SHBG Calibrator | IVD | General IVD(Others)
Abbott | Saudi | IVD |  | Architect Galectin-3 Controls | IVD | General IVD(Others)
Abbott | Saudi | IVD |  | ARCHITECT Active-B12 (Holotranscobalamin) Reagent kit | IVD | General IVD(Others)
Abbott | Saudi | IVD |  | ARCHITECT® SHBG Controls | IVD | General IVD(Others)
Abbott | Saudi | IVD |  | ARCHITECT® DHEA-S Calibrators | IVD | General IVD(Others)
Abbott | Saudi | IVD |  | Architect 2nd Generation Testosterone Controls | IVD | General IVD(Others)
Abbott | Saudi | MD |  | LibreView | MD | Class IIa
Abbott | Saudi | IVD |  | ID NOW Influenza A & B 2 | IVD | General IVD(Others)
Abbott | Saudi | IVD |  | ID NOW Influenza A & B 2 Control Swab Kit | IVD | General IVD(Others)
Abbott | Saudi | IVD |  | ID NOW RSV Control Swab Kit | IVD | General IVD(Others)
Abbott | Saudi | IVD |  | ID NOW Strep A 2 | IVD | General IVD(Others)
Abbott | Saudi | IVD |  | ID NOW Instrument | IVD | General IVD(Others)
Abbott | Saudi | MD |  | MitraClip G4 Clip Delivery System | MD | Class III
Abbott | Saudi | IVD |  | TestPack Plus hCG Combo with OBC | IVD | General IVD(Others)
Abbott | Saudi | MD |  | Tendyne Mitral Valve | MD | Class III
Abbott | Saudi | IVD |  | SARS-CoV-2 IgG Reagent Kit | IVD | General IVD(Others)
Abbott | Saudi | IVD |  | SARS-CoV-2 IgG Calibrator Kit | IVD | General IVD(Others)
Abbott | Saudi | IVD |  | SARS-CoV-2 IgM Calibrator Kit | IVD | General IVD(Others)
Abbott | Saudi | IVD |  | SARS-CoV-2 IgM Control Kit | IVD | General IVD(Others)
Abbott | Saudi | IVD |  | ID NOW COVID-19 | IVD | General IVD(Others)
Abbott | Saudi | IVD |  | ID NOW COVID-19 Control Swab Kit | IVD | General IVD(Others)
Abbott | Saudi | MD |  | XIENCE Skypoint Everolimus Eluting Coronary Stent System | MD | Class III
Abbott | Saudi | IVD |  | SARS-CoV-2 IgG II Quant Reagent Kit | IVD | General IVD(Others)
Abbott | Saudi | IVD |  | i-STAT Printer Kit | IVD | General IVD(Others)
Abbott | Saudi | IVD |  | ARCHITECT C8000 processing module | IVD | Class I
Abbott | Saudi | IVD |  | ARCHITECT C16000 processing module | IVD | Class I
Abbott | Saudi | IVD |  | Alinity C Processing module | IVD | Class I
Abbott | Saudi | IVD |  | Alinity i Processing Module | IVD | Class I
Abbott | Saudi | IVD |  | Alinity ci-series Sample Cups | IVD | Class I
Abbott | Saudi | IVD |  | Alinity Reaction Vessels | IVD | Class I
Abbott | Saudi | IVD |  | Alinity c-series Reagent Cartridge, Black (Large) | IVD | Class I
Abbott | Saudi | IVD |  | Alinity Diagnostics Kit | IVD | Class I
Abbott | Saudi | IVD |  | Alinity c-Series Acid Wash | IVD | Class I
Abbott | Saudi | IVD |  | Alinity c-series Detergent A | IVD | Class I
Abbott | Saudi | IVD |  | Detergent A | IVD | Class I
Abbott | Saudi | IVD |  | Detergent B | IVD | Class I
Abbott | Saudi | IVD |  | Alinity i CA 125 II Calibrators | IVD | C
Abbott | Saudi | IVD |  | ARCHITECT Active-B12 (Holotranscobalamin) Reagent kit | IVD | C
Abbott | Saudi | IVD |  | Alinity i Active-B12 (Holotranscobalamin) Reagent Kit | IVD | C
Abbott | Saudi | IVD |  | ARCHITECT Anti-CCP Controls | IVD | C
Abbott | Saudi | IVD |  | Alinity i Anti-CCP Calibrators | IVD | C
Abbott | Saudi | IVD |  | Alinity i Anti-CCP Controls | IVD | C
Abbott | Saudi | IVD |  | ARCHITECT Folate Manual Diluent | IVD | B
Abbott | Saudi | IVD |  | Folate Lysis Reagent | IVD | B
Abbott | Saudi | IVD |  | Alinity i Folate Controls | IVD | B
Abbott | Saudi | IVD |  | Alinity i Folate Reagent Kit | IVD | B
Abbott | Saudi | IVD |  | ARCHITECT Folate Controls | IVD | B
Abbott | Saudi | MD |  | Hi-Torque INFILTRAC Guide Wire with Hydrophilic Coating | MD | Class III
Abbott | Saudi | MD |  | Hi-Torque INFILTRAC PLUS Guide Wire with Hydrophilic Coating | MD | Class III
Abbott | Saudi | MD |  | TriClip G4 Clip Delivery System | MD | Class III
Abbott | Saudi | MD |  | TriClip Steerable Guide Catheter | MD | Class III
Abbott | Saudi | IVD |  | Alinity i Anti-TPO Calibrators | IVD | B
Abbott | Saudi | IVD |  | Alinity i Anti-TPO Controls | IVD | B
Abbott | Saudi | IVD |  | Alinity i Anti-TPO Reagent Kit | IVD | B
Abbott | Saudi | IVD |  | ARCHITECT Anti-TPO Calibrators | IVD | B
Abbott | Saudi | IVD |  | ARCHITECT Anti-TPO Controls | IVD | B
Abbott | Saudi | IVD |  | ARCHITECT Anti-TPO Reagent Kit | IVD | B
Abbott | Saudi | IVD |  | ARCHITECT Cyclosporine Calibrators | IVD | C
Abbott | Saudi | IVD |  | Alinity i Cyclosporine Calibrators | IVD | C
Abbott | Saudi | IVD |  | Alinity i Cyclosporine Reagent Kit | IVD | C
Abbott | Saudi | IVD |  | Alinity i Cyclosporine whole blood preceipitent Reagent | IVD | C
Abbott | Saudi | IVD |  | Alinity i B∙R∙A∙H∙M∙S PCT Calibrators | IVD | C
Abbott | Saudi | IVD |  | Alinity i B∙R∙A∙H∙M∙S PCT Reagent Kit | IVD | C
Abbott | Saudi | MD |  | Navitor Transcatheter Heart Valve | MD | Class III
Abbott | Saudi | MD |  | OPTIS Mobile Next Imaging System | MD | Class IIa
Abbott | Saudi | MD |  | OPTIS Mobile Next Upgrade Kit | MD | Class IIa
Abbott | Saudi | MD |  | OPTIS Tableside Controller Next | MD | Class IIa
Abbott | Saudi | MD |  | OPTIS Mobile Installation Kit | MD | Class IIa
Abbott | Saudi | IVD |  | ARCHITECT CEA Calibrators | IVD | C
Abbott | Saudi | IVD |  | ARCHITECT CEA Controls | IVD | C
Abbott | Saudi | IVD |  | ARCHITECT CEA Reagent Kit | IVD | C
Abbott | Saudi | IVD |  | Alinity i CEA Calibrators | IVD | C
Abbott | Saudi | IVD |  | Alinity i CEA Controls | IVD | C
Abbott | Saudi | IVD |  | Alinity i CEA Reagent Kit | IVD | C
Abbott | Saudi | IVD |  | ARCHITECT Total PSA Controls | IVD | C
Abbott | Saudi | MD |  | Dragonfly OpStar imaging Catheter | MD | Class III
Abbott | Saudi | IVD |  | Alinity h-series HGB Reagent | IVD | General IVD(Others)
Abbott | Saudi | IVD |  | Alinity i Total B -hCG Reagent kit | IVD | General IVD(Others)
Abbott | Saudi | IVD |  | Alinity i Total β-hCG Controls | IVD | General IVD(Others)
Abbott | Saudi | IVD |  | Alinity i Prolactin Calibrators | IVD | General IVD(Others)
Abbott | Saudi | IVD |  | Alinity i STAT High Sensitive Troponin-I Reagent Kit | IVD | General IVD(Others)
Abbott | Saudi | IVD |  | Alinity i STAT High Sensitive Troponin-I Calibrators | IVD | General IVD(Others)
Abbott | Saudi | IVD |  | Alinity i STAT High Sensitive Troponin-I Controls | IVD | General IVD(Others)
Abbott | Saudi | IVD |  | Alinity i Total T4 Calibrators | IVD | General IVD(Others)
Abbott | Saudi | IVD |  | Alinity i Total T4 Controls | IVD | General IVD(Others)
Abbott | Saudi | IVD |  | Alinity i Free T3 Reagent Kit | IVD | General IVD(Others)
Abbott | Saudi | IVD |  | Alinity i Free T4 Reagent Kit | IVD | General IVD(Others)
Abbott | Saudi | IVD |  | Alinity i Free T3 Calibrators | IVD | General IVD(Others)
Abbott | Saudi | IVD |  | Alinity i Free T4 Calibrators | IVD | General IVD(Others)
Abbott | Saudi | IVD |  | Alinity i Free T4 Controls | IVD | General IVD(Others)
Abbott | Saudi | IVD |  | Alinity i Estradiol Controls | IVD | General IVD(Others)
Abbott | Saudi | IVD |  | Alinity i Estradiol Manual Diluent Kit | IVD | General IVD(Others)
Abbott | Saudi | IVD |  | Alinity i Total β-hCG Calibrators | IVD | General IVD(Others)
Abbott | Saudi | IVD |  | Alinity i 25-OH Vitamin D Reagent Kit | IVD | General IVD(Others)
Abbott | Saudi | IVD |  | Alinity i 25-OH Vitamin D Controls | IVD | General IVD(Others)
Abbott | Saudi | IVD |  | Alinity i TSH Reagent Kit | IVD | General IVD(Others)
Abbott | Saudi | IVD |  | Alinity i TSH Calibrators | IVD | General IVD(Others)
Abbott | Saudi | IVD |  | Alinity i Ferritin Calibrators | IVD | General IVD(Others)
Abbott | Saudi | IVD |  | Alinity h-series AutoClean Solution | IVD | General IVD(Others)
Abbott | Saudi | MD |  | Amplatzer Steerable Delivery Sheath | MD | Class III
Abbott | Saudi | MD |  | ULTIMUM™ EV HEMOSTASIS INTRODUCER | MD | Class IIa
Abbott | Saudi | IVD |  | Triglyceride2 | IVD | General IVD(Others)
Abbott | Saudi | IVD |  | Activated Alanine Aminotransferase | IVD | General IVD(Others)
Abbott | Saudi | IVD |  | NSE Calibrators | IVD | General IVD(Others)
Abbott | Saudi | IVD |  | NSE Reagent kit | IVD | General IVD(Others)
Abbott | Saudi | IVD |  | Alinity i Pepsinogen I Controls | IVD | General IVD(Others)
Abbott | Saudi | IVD |  | Alinity Active-B12 (Holotranscobalamin) Calibrators | IVD | General IVD(Others)
Abbott | Saudi | IVD |  | Alinity i Pepsinogen II Calibrators | IVD | General IVD(Others)
Abbott | Saudi | IVD |  | Alinity i Pepsinogen II Controls | IVD | General IVD(Others)
Abbott | Saudi | IVD |  | Alinity i Active-B12 (Holotranscobalamin) Controls | IVD | General IVD(Others)
Abbott | Saudi | IVD |  | Alinity i Methotrexate Controls | IVD | General IVD(Others)
Abbott | Saudi | IVD |  | Alinity i Active-B12 (Holotranscobalamin) Reagent Kit | IVD | General IVD(Others)
Abbott | Saudi | IVD |  | Alinity i Galectin-3 Reagent Kit | IVD | General IVD(Others)
Abbott | Saudi | IVD |  | Alinity i Galectin-3 Calibrators | IVD | General IVD(Others)
Abbott | Saudi | IVD |  | Alinity i Methotrexate Extended Range Controls | IVD | General IVD(Others)
Abbott | Saudi | IVD |  | ARCHITECT CA 125 II Calibrators | IVD | General IVD(Others)
Abbott | Saudi | IVD |  | ARCHITECT CA 125 II Controls | IVD | General IVD(Others)
Abbott | Saudi | IVD |  | ARCHITECT T-Uptake Reagent Kit | IVD | General IVD(Others)
Abbott | Saudi | IVD |  | ARCHITECT Cortisol Calibrators | IVD | General IVD(Others)
Abbott | Saudi | IVD |  | ARCHITECT BNP Calibrators | IVD | General IVD(Others)
Abbott | Saudi | IVD |  | ARCHITECT BNP Controls | IVD | General IVD(Others)
Abbott | Saudi | IVD |  | Architect Pre Trigger Solution | IVD | General IVD(Others)
Abbott | Saudi | IVD |  | ARCHITECT CEA Controls | IVD | General IVD(Others)
Abbott | Saudi | IVD |  | ARCHITECT Probe Conditioning Solution | IVD | General IVD(Others)
Abbott | Saudi | IVD |  | Alinity i STAT Myoglobin Controls | IVD | General IVD(Others)
Abbott | Saudi | IVD |  | Alinity i STAT CK-MB Calibrators | IVD | General IVD(Others)
Abbott | Saudi | IVD |  | Alinity i STAT CK-MB Controls | IVD | General IVD(Others)
Abbott | Saudi | IVD |  | Alinity i STAT CK-MB Reagent Kit | IVD | General IVD(Others)
Abbott | Saudi | IVD |  | CELL-DYN Emerald 22 AL | IVD | General IVD(Others)
Abbott | Saudi | IVD |  | CELL-DYN Emerald 22 DILUENT | IVD | General IVD(Others)
Abbott | Saudi | IVD |  | Alinity i HBsAg Manual Diluent | IVD | General IVD(Others)
Abbott | Saudi | IVD |  | Alinity i HBsAg Next Confirmatory Manual Diluent | IVD | General IVD(Others)
Abbott | Saudi | IVD |  | Architect HBsAg Next Confirmatory Manual Diluent | IVD | General IVD(Others)
Abbott | Saudi | IVD |  | ARCHITECT HBsAG Qualitative II Confirmatory Manual Diluent | IVD | General IVD(Others)
Abbott | Saudi | IVD |  | ARCHITECT HBsAg Manual Diluent | IVD | General IVD(Others)
Abbott | Saudi | IVD |  | ARCHITECT Anti-HBs Specimen Diluent | IVD | General IVD(Others)
Abbott | Saudi | IVD |  | ARCHITECT Thyroglobulin Calibrators | IVD | General IVD(Others)
Abbott | Saudi | IVD |  | i-STAT TBI PLASMA CARTRIDGE | IVD | General IVD(Others)
Abbott | Saudi | MD |  | Jot Dx Insertable Cardiac Monitor | MD | Class II
Abbott | Saudi | MD |  | Merlin 2 Patient Care System (PCS) | AIMD
Abbott | Saudi | IVD |  | NSE Controls | IVD | General IVD(Others)
Abbott | Saudi | IVD |  | Alinity I Pepsinogen I Calibrators | IVD | General IVD(Others)
Abbott | Saudi | IVD |  | Alinity i Pepsinogen I Reagent Kit | IVD | General IVD(Others)
Abbott | Saudi | IVD |  | Alinity i Pepsinogen II Reagent Kit | IVD | General IVD(Others)
Abbott | Saudi | IVD |  | Alinity i Galectin-3 Controls | IVD | General IVD(Others)
Abbott | Saudi | IVD |  | Alinity i Methotrexate Reagent Kit | IVD | General IVD(Others)
Abbott | Saudi | IVD |  | Alinity i Methotrexate Calibrators | IVD | General IVD(Others)
Abbott | Saudi | IVD |  | ARCHITECT Sirolimus Calibrators | IVD | General IVD(Others)
Abbott | Saudi | IVD |  | ARCHITECT Sirolimus Whole Blood Precipitation Reagent | IVD | General IVD(Others)
Abbott | Saudi | IVD |  | ARCHITECT STAT Troponin-I Reagent Kit | IVD | General IVD(Others)
Abbott | Saudi | IVD |  | TRAb Calibrators | IVD | General IVD(Others)
Abbott | Saudi | IVD |  | TRAb Controls | IVD | General IVD(Others)
Abbott | Saudi | IVD |  | i-STAT TBI Calibration Verification Levels 1-3 | IVD | General IVD(Others)
Abbott | Saudi | MD |  | TactiFlex™ Sensor Enabled™ Ablation Catheter | MD | Class III
Abbott | Saudi | IVD |  | ARCHITECT Sample Cups | IVD | Class I
Abbott | Saudi | IVD |  | Alinity i HBsAg Next Qualitative Calibrators | IVD | Annex II List A
Abbott | Saudi | IVD |  | Alinity i HBsAg Next Qualitative Reagent Kit | IVD | Annex II List A
Abbott | Saudi | IVD |  | Alinity i HBsAg Next Confirmatory Reagent Kit | IVD | Annex II List A
Abbott | Saudi | MD |  | Quadra Assura | AIMD
Abbott | Saudi | MD |  | Quadra Assura MP | AIMD
Abbott | Saudi | MD |  | Unify Assura | AIMD
Abbott | Saudi | MD |  | Ellipse DR | AIMD
Abbott | Saudi | IVD |  | ARCHITECT i1000sr Refurbished Integrated Module | IVD | General IVD(Others)
Abbott | Saudi | IVD |  | ARCHITECT c4000 Refurbished Processing Module (Integrated) | IVD | General IVD(Others)
Abbott | Saudi | IVD |  | Panbio™ COVID-19/Flu A&B Rapid Panel (Nasopharyngeal) | IVD | General IVD(Others)
Abbott | Saudi | IVD |  | POSITIVE CONTROLS FOR Panbio™ COVID˜19/FLU A&B RAPID PANEL | IVD | General IVD(Others)
Abbott | Saudi | IVD |  | TRAb Reagent Kit | IVD | General IVD(Others)
Abbott | Saudi | IVD |  | i-STAT TBI Control Level 1 | IVD | General IVD(Others)
Abbott | Saudi | IVD |  | i-STAT TBI Control Level 2 | IVD | General IVD(Others)
Abbott | Saudi | IVD |  | ARCHITECT Septum | IVD | Class I
Abbott | Saudi | IVD |  | ARCHITECT Replacement Caps | IVD | Class I
Abbott | Saudi | IVD |  | ARCHITECT Reaction Vessels | IVD | Class I
Abbott | Saudi | IVD |  | Alinity m CMV AMP Kit | IVD | C
Abbott | Saudi | IVD |  | Alinity m CMV CTRL Kit | IVD | C
Abbott | Saudi | IVD |  | Alinity m CMV CAL Kit | IVD | C
Abbott | Saudi | IVD |  | ARCHITECT i Gentamicin Reagent Kit | IVD | C
Abbott | Saudi | IVD |  | ARCHITECT i Carbamazepine Reagent Kit | IVD | C
Abbott | Saudi | IVD |  | Alinity c Complement C4 Reagent Kit | IVD | B
Abbott | Saudi | IVD |  | Alinity c Immunoglobulin M Reagent Kit | IVD | B
Abbott | Saudi | IVD |  | Complement C3 | IVD | B
Abbott | Saudi | IVD |  | Complement C4 | IVD | B
Abbott | Saudi | IVD |  | Alinity i HAVAb IgM Calibrator | IVD | B
Abbott | Saudi | IVD |  | Alinity i HAVAb IgM Controls | IVD | B
Abbott | Saudi | IVD |  | Alinity i HAVAb IgM Reagent Kit | IVD | B
Abbott | Saudi | IVD |  | Alinity i HAVAb IgG Calibrator | IVD | B
Abbott | Saudi | IVD |  | ARCHITECT HAVAb-IgG Calibrator | IVD | B
Abbott | Saudi | IVD |  | Alinity c Immunoglobulin G Reagent Kit | IVD | C
Abbott | Saudi | IVD |  | Immunoglobulin G | IVD | C
Abbott | Saudi | IVD |  | ARCHITECT HAVAb-lgG Reagent Kit | IVD | B
Abbott | Saudi | IVD |  | ARCHITECT HAVAb-lgM Calibrator | IVD | B
Abbott | Saudi | IVD |  | HSV-2 IgG Calibrator | IVD | C
Abbott | Saudi | IVD |  | HSV-2 IgG Controls | IVD | C
Abbott | Saudi | IVD |  | Alinity i Pepsinogen I Calibrators | IVD | B
Abbott | Saudi | IVD |  | Alinity i Pepsinogen I Controls | IVD | B
Abbott | Saudi | IVD |  | Alinity i Pepsinogen I Reagent Kit | IVD | B
Abbott | Saudi | IVD |  | Alinity i Pepsinogen II Calibrators | IVD | B
Abbott | Saudi | IVD |  | Alinity I Pepsinogen II Controls | IVD | B
Abbott | Saudi | IVD |  | Total Bilirubin2 | IVD | C
Abbott | Saudi | IVD |  | HSV-1 IgG Calibrator | IVD | C
Abbott | Saudi | IVD |  | HSV-1 IgG Controls | IVD | C
Abbott | Saudi | IVD |  | ARCHITECT Pepsinogen I Controls | IVD | B
Abbott | Saudi | IVD |  | ARCHITECT Pepsinogen I Reagent Kit | IVD | B
Abbott | Saudi | IVD |  | ARCHITECT Pepsinogen II Calibrator | IVD | B
Abbott | Saudi | IVD |  | ARCHITECT Pepsinogen II Controls | IVD | B
Abbott | Saudi | IVD |  | ARCHITECT Pepsinogen II Reagent Kit | IVD | B
Abbott | Saudi | IVD |  | Alinity i Anti-Tg reagent kit | IVD | B
Abbott | Saudi | IVD |  | GFAP Calibrators | IVD | C
Abbott | Saudi | IVD |  | GFAP Reagent Kit | IVD | C
Abbott | Saudi | IVD |  | UCH-L1 Controls | IVD | C
Abbott | Saudi | IVD |  | Abbott RealTime HIV-1 Calibrator Kit | IVD | D
Abbott | Saudi | IVD |  | Abbott RealTime HBV Control Kit | IVD | D
Abbott | Saudi | IVD |  | Abbott RealTime HBV Calibrator Kit | IVD | D
Abbott | Saudi | IVD |  | Abbott RealTime HCV Control Kit | IVD | D
Abbott | Saudi | IVD |  | Abbott RealTime HCV Calibrator Kit | IVD | D
Abbott | Saudi | IVD |  | Abbott RealTime HCV Genotype II Control Kit | IVD | D
Abbott | Saudi | IVD |  | Abbott RealTime HIV-1 Qualitative Control Kit | IVD | D
Abbott | Saudi | IVD |  | Immunoglobolin M | IVD | B
Abbott | Saudi | IVD |  | Apolipoprotein A1 | IVD | B
Abbott | Saudi | IVD |  | Alinity c Haptoglobin Reagent Kit | IVD | B
Abbott | Saudi | IVD |  | Immunoglobulin M | IVD | B
Abbott | Saudi | IVD |  | CELL-DYN Emerald Cleaner | IVD | A
Abbott | Saudi | IVD |  | CELL-DYN Emerald Diluent | IVD | A
Abbott | Saudi | IVD |  | CELL-DYN Emerald 22 Easy Cleaner | IVD | A
Abbott | Saudi | IVD |  | CELL-DYN Emerald 22 Lyse | IVD | A
Abbott | Saudi | IVD |  | Alinity h-series WBC Reagent | IVD | A
Abbott | Saudi | IVD |  | Alinity h-series HGB Reagent | IVD | A
Abbott | Saudi | IVD |  | Alinity h-series Phosphate Buffer | IVD | A
Abbott | Saudi | IVD |  | Alinity h-series Diluent | IVD | A
Abbott | Saudi | IVD |  | Alinity h-series Glass Slides | IVD | A
Abbott | Saudi | IVD |  | Complement C4 | IVD | B
Abbott | Saudi | IVD |  | AlinIQ AMS | IVD | A
Abbott | Saudi | IVD |  | Immunoglobulin G | IVD | C
Abbott | Saudi | IVD |  | ARCHITECT STAT High Sensitive Troponin-I Calibrators | IVD | C
Abbott | Saudi | IVD |  | ARCHITECT STAT High Sensitive Troponin-I Controls | IVD | C
Abbott | Saudi | IVD |  | Alinity i STAT High Sensitive Troponin-I Calibrators | IVD | C
Abbott | Saudi | IVD |  | CD-Ruby | IVD | A
Abbott | Saudi | IVD |  | CELL-DYN Ruby WBC LYSE | IVD | A
Abbott | Saudi | IVD |  | CELL-DYN RETICULOCYTE Reagent | IVD | A
Abbott | Saudi | MD |  | Hi-Torque Steelcore 18 LT Guide Wire with Microglide Coating | MD | B
Abbott | Saudi | MD |  | Hi-Torque Extra S'port Guide Wire with MICROGLIDE Coating | MD | D
Abbott | Saudi | IVD |  | Alinity i HBsAg Next Qualitative Controls | IVD | Annex II List A
Abbott | Saudi | MD |  | Hi-Torque Floppy II Guide Wire with Microglide Coating | MD | D
Abbott | Saudi | MD |  | HI-TORQUE Cross-It 100XT Guide Wire with Hydrocoat Hydrophilic Coating | MD | D
Abbott | Saudi | MD |  | HI-TORQUE Cross-It 200XT Guide Wire with Hydrocoat Hydrophilic Coating | MD | D
Abbott | Saudi | MD |  | HI-TORQUE Cross-It 300XT Guide Wire with Hydrocoat Hydrophilic Coating | MD | D
Abbott | Saudi | MD |  | HI-TORQUE Iron Man Guide Wire | MD | D
Abbott | Saudi | MD |  | Ellipse VR | AIMD
Abbott | Saudi | IVD |  | Alinity m EBV AMP Kit | IVD | C
Abbott | Saudi | IVD |  | Alinity m EBV CAL Kit | IVD | C
Abbott | Saudi | IVD |  | Alinity hq analyzer | IVD | A
Abbott | Saudi | MD |  | HI-TORQUE Progress Guide Wire with TURBOCOAT Hydrophilic Coating | MD | D
Abbott | Saudi | MD |  | HI-TORQUE Winn Guide Wire with Turbocoat Hydrophilic Coating | MD | D
Abbott | Saudi | MD |  | HI-TORQUE All Star Guide Wire with MICROGLIDE Coating | MD | D
Abbott | Saudi | MD |  | HI-TORQUE Whisper LS Guide Wire with Hydrophilic Coating | MD | D
Abbott | Saudi | MD |  | HI-TORQUE Whisper Extra Support Guide Wire with Hydrophilic Coating | MD | D
Abbott | Saudi | MD |  | Aveir™ Delivery Catheter | MD | D
Abbott | Saudi | MD |  | Amplatzer Talisman Delivery Sheath | MD | D
Abbott | Saudi | MD |  | HI-TORQUE Balance Middleweight Guide Wire with MICROGLIDE Coating | MD | D
Abbott | Saudi | MD |  | HI-TORQUE Balance Middleweight Elite Guide Wire with Hydrophilic Coating | MD | D
Abbott | Saudi | MD |  | HI-TORQUE Balance Middleweight Universal Guide Wire with Hydrophilic Coating | MD | D
Abbott | Saudi | MD |  | HI-TORQUE Balance Middleweight Universal II Guide Wire with TURBOCOAT Hydrophilic Coating | MD | D
Abbott | Saudi | MD |  | XIENCE Alpine™ Everolimus Eluting Coronary Stent System | MD | D
Abbott | Saudi | MD |  | XIENCE Sierra™ Everolimus Eluting Coronary Stent System | MD | D
Abbott | Saudi | MD |  | XIENCE Skypoint™ Everolimus Eluting Coronary Stent System | MD | D
Abbott | Saudi | IVD |  | ARCHITECT i Gentamicin Calibrators | IVD | C
Abbott | Saudi | IVD |  | ARCHITECT i Carbamazepine Calibrator | IVD | C
Abbott | Saudi | IVD |  | Alinity c Apolipoprotein A1 Reagent Kit | IVD | B
Abbott | Saudi | IVD |  | Alinity c Apolipoprotein B Reagent Kit | IVD | B
Abbott | Saudi | IVD |  | Alinity c Complement C3 Reagent Kit | IVD | B
Abbott | Saudi | IVD |  | Alinity c Immunoglobulin A Reagent Kit | IVD | B
Abbott | Saudi | IVD |  | Apolipoprotein A1 | IVD | B
Abbott | Saudi | IVD |  | Apolipoprotein B | IVD | B
Abbott | Saudi | IVD |  | Immunoglobulin A | IVD | B
Abbott | Saudi | IVD |  | Alinity i HAVAb IgG Controls | IVD | B
Abbott | Saudi | IVD |  | Alinity i HAVAb IgG Reagent Kit | IVD | B
Abbott | Saudi | IVD |  | Alinity c Lactate Dehydrogenase Reagent Kit | IVD | C
Abbott | Saudi | IVD |  | ARCHITECT HAVAb-lgG Controls | IVD | B
Abbott | Saudi | IVD |  | ARCHITECT HAVAb-lgM Controls | IVD | B
Abbott | Saudi | IVD |  | ARCHITECT HAVAb-lgM Reagent Kit | IVD | B
Abbott | Saudi | IVD |  | HSV-1 IgG Reagent Kit | IVD | C
Abbott | Saudi | IVD |  | HSV-2 IgG Reagent Kit | IVD | C
Abbott | Saudi | IVD |  | Lactate Dehydrogenase2 | IVD | C
Abbott | Saudi | IVD |  | Alinity i Pepsinogen II Reagent Kit | IVD | B
Abbott | Saudi | IVD |  | ARCHITECT Pepsinogen I Calibrator | IVD | B
Abbott | Saudi | IVD |  | Alinity i Anti-Tg calibrators | IVD | B
Abbott | Saudi | IVD |  | Alinity i Anti-Tg controls | IVD | B
Abbott | Saudi | IVD |  | Alinity hq analyzer | IVD | A
Abbott | Saudi | IVD |  | GFAP Controls | IVD | C
Abbott | Saudi | IVD |  | UCH-L1 Calibrators | IVD | C
Abbott | Saudi | IVD |  | UCH-L1 Reagent Kit | IVD | C
Abbott | Saudi | IVD |  | Alinity hs Slide Maker Stainer Module | IVD | A
Abbott | Saudi | IVD |  | Alinity m HCV CTRL Kit | IVD | D
Abbott | Saudi | IVD |  | Alinity m HBV AMP Kit | IVD | D
Abbott | Saudi | IVD |  | Alinity m HIV-1 CTRL Kit | IVD | D
Abbott | Saudi | IVD |  | Alinity m HIV-1 CAL Kit | IVD | D
Abbott | Saudi | IVD |  | Abbott RealTime HIV-1 Amplification Reagent Kit | IVD | D
Abbott | Saudi | IVD |  | Abbott RealTime HIV-1 Control Kit | IVD | D
Abbott | Saudi | IVD |  | Abbott RealTime HBV Amplification Reagent Kit | IVD | D
Abbott | Saudi | IVD |  | Abbott RealTime HCV Amplification Reagent Kit | IVD | D
Abbott | Saudi | IVD |  | Abbott RealTime HCV Genotype II Amplification Reagent Kit | IVD | D
Abbott | Saudi | IVD |  | Abbott RealTime HIV-1 Qualitative Amplification Reagent Kit | IVD | D
Abbott | Saudi | IVD |  | Lactic Acid2 | IVD | B
Abbott | Saudi | IVD |  | Immunoglobulin A | IVD | B
Abbott | Saudi | IVD |  | Apolipoprotein B | IVD | B
Abbott | Saudi | IVD |  | Transferrin | IVD | B
Abbott | Saudi | IVD |  | Creatinine | IVD | B
Abbott | Saudi | IVD |  | Triglyceride | IVD | B
Abbott | Saudi | IVD |  | Aspartate Aminotransferase | IVD | B
Abbott | Saudi | IVD |  | Activated Aspartate Aminotransferase | IVD | B
Abbott | Saudi | IVD |  | Alinity c Albumin BCG Reagent Kit | IVD | B
Abbott | Saudi | IVD |  | Alinity c Aspartate Aminotransferase Reagent Kit | IVD | B
Abbott | Saudi | IVD |  | Alinity c Activated Alanine Aminotransferase Reagent Kit | IVD | B
Abbott | Saudi | IVD |  | Alinity c Activated Aspertate Aminotransferase Reagent Kit | IVD | B
Abbott | Saudi | IVD |  | CELL-DYN Emerald | IVD | A
Abbott | Saudi | IVD |  | CELL-DYN Emerald CN-Free Lyse | IVD | A
Abbott | Saudi | IVD |  | CELL-DYN Emerald 22 | IVD | A
Abbott | Saudi | IVD |  | CELL-DYN Emerald 22 AL | IVD | A
Abbott | Saudi | IVD |  | CELL-DYN Emerald 22 Diluent | IVD | A
Abbott | Saudi | IVD |  | Lactate Dehydrogenase | IVD | C
Abbott | Saudi | IVD |  | Alinity h-series Retic Reagent | IVD | A
Abbott | Saudi | IVD |  | Alinity h-series AutoClean Solution | IVD | A
Abbott | Saudi | IVD |  | Alinity h-series Water Purification System | IVD | A
Abbott | Saudi | IVD |  | Alinity hs Slide Maker Stainer Module | IVD | A
Abbott | Saudi | IVD |  | Alinity h-series Smear Fix | IVD | A
Abbott | Saudi | IVD |  | Alinity h-series Wright-Giemsa Stain | IVD | A
Abbott | Saudi | IVD |  | Alinity h-series May-Grunwald-Giemsa Stain | IVD | A
Abbott | Saudi | IVD |  | Alinity h-series Slide label Cartridge | IVD | A
Abbott | Saudi | IVD |  | Alinity h-series Smear Tape Cartridge | IVD | A
Abbott | Saudi | IVD |  | Complement C3 | IVD | B
Abbott | Saudi | IVD |  | Haptoglobin | IVD | B
Abbott | Saudi | IVD |  | Activated Aspartate Aminotransferase | IVD | B
Abbott | Saudi | IVD |  | ARCHITECT STAT High Sensitive Troponin-I Reagent Kit | IVD | C
Abbott | Saudi | IVD |  | Alinity i STAT High Sensitive Troponin-I Controls | IVD | C
Abbott | Saudi | IVD |  | Alinity i STAT High Sensitive Troponin-I Reagent Kit | IVD | C
Abbott | Saudi | IVD |  | CELL-DYN Sapphire, CELL-DYN Ruby systems DILUENT/SHEATH | IVD | A
Abbott | Saudi | IVD |  | CN-FREE HGB / NOC LYSE Cell-Dyn Ruby | IVD | A
Abbott | Saudi | IVD |  | CELL-DYN Enzymatic Cleaner Concentrate | IVD | A
Abbott | Saudi | IVD |  | Alinity s System | IVD | A
Abbott | Saudi | IVD |  | Alinity s Sample Cups | IVD | A
Abbott | Saudi | IVD |  | Alinity s Maintenance cleaning kit | IVD | A
Abbott | Saudi | MD |  | Hi-Torque Spartacore 14 Guide Wire with Microglide Coating | MD | B
Abbott | Saudi | MD |  | Hi-Torque Supracore 35 Guide Wire with Microglide Coating | MD | B
Abbott | Saudi | MD |  | Hi-Torque Steelcore 18 Guide Wire with Microglide Coating | MD | B
Abbott | Saudi | IVD |  | Alinity i CA 19-9XR Controls | IVD | C
Abbott | Saudi | IVD |  | Alinity i CA 19-9XR Reagent Kit | IVD | C
Abbott | Saudi | IVD |  | ARCHITECT CA 19-9XR Calibrators | IVD | C
Abbott | Saudi | IVD |  | ARCHITECT CA 19-9XR Reagent Kit | IVD | C
Abbott | Saudi | MD |  | Hi-Torque Floppy II Extra Support Guide Wire | MD | D
Abbott | Saudi | MD |  | Hi-Torque Floppy II Extra Support Guide Wire with Hydrophilic Coating | MD | D
Abbott | Saudi | MD |  | Hi-Torque Floppy II Guide Wire with HYDROCOAT Hydrophilic Coating | MD | D
Abbott | Saudi | MD |  | HI-TORQUE Cross-It 400XT Guide Wires with Hydrocoat Hydrophilic Coating | MD | D
Abbott | Saudi | MD |  | HI-TORQUE Wiggle Guide Wire with Microglide Coating | MD | D
Abbott | Saudi | MD |  | GRAFTMASTER RX CORONARY STENT GRAFT SYSTEM | MD | D
Abbott | Saudi | IVD |  | Alinity i TSH Calibrators | IVD | B
Abbott | Saudi | IVD |  | Alinity i TSH Reagent Kit | IVD | B
Abbott | Saudi | IVD |  | Alinity i Total B-hCG Reagent Kit | IVD | B
Abbott | Saudi | IVD |  | ARCHITECT TSH Reagent Kit | IVD | B
Abbott | Saudi | IVD |  | ARCHITECT Total B-hCG Controls | IVD | B
Abbott | Saudi | IVD |  | ARCHITECT Total B-hCG Reagent Kit | IVD | B
Abbott | Saudi | IVD |  | Alinity m EBV CTRL Kit | IVD | C
Abbott | Saudi | MD |  | HI-TORQUE Pilot Guide Wire with Hydrophilic Coating | MD | D
Abbott | Saudi | MD |  | HI-TORQUE Whisper MS Guide Wire with Hydrophilic Coating | MD | D
Abbott | Saudi | MD |  | Aveir™ Leadless Pacemaker | MD | D
Abbott | Saudi | MD |  | Amplatzer Talisman PFO Occluder | MD | D
Abbott | Saudi | IVD |  | Alinity m SYSTEM | IVD | A
Abbott | Saudi | IVD |  | Alinity m Pipette Tips | IVD | A
Abbott | Saudi | IVD |  | Alinity m LRV Tube | IVD | A
Abbott | Saudi | IVD |  | Alinity m Transport Tube | IVD | A
Abbott | Saudi | IVD |  | Alinity m Aliquot Tube | IVD | A
Abbott | Saudi | MD |  | HI-TORQUE Balance Heavyweight Guide Wire with Hydrocoat Hydrophilic Coating | MD | D
Abbott | Saudi | MD |  | HI-TORQUE Balance Middleweight Guide Wire with Hydrocoat Hydrophilic Coating | MD | D
Abbott | Saudi | MD |  | HI-TORQUE TURNTRAC Guide Wire with Hydrophilic Coating | MD | D
Abbott | Saudi | MD |  | HI-TORQUE Balance Guide Wire with MICROGLIDE Coating | MD | D
Abbott | Saudi | MD |  | HI-TORQUE Balance Guide Wire with Hydrocoat Hydrophilic Coating | MD | D
Abbott | Saudi | IVD |  | Alkaline Phosphatase | IVD | B
Abbott | Saudi | MD |  | Perclose ProGlide Suture-Mediated Closure System | MD | C
Abbott | Saudi | MD |  | XIENCE Prime BTK™ Everolimus Eluting Peripheral Stent System | MD | D
Abbott | Saudi | MD |  | XIENCE Xpedition™ 48 Everolimus Eluting Coronary Stent System | MD | D
Abbott | Saudi | IVD |  | Alinity m STI AMP Kit | IVD | C
Abbott | Saudi | IVD |  | Alinity m STI CTRL Kit | IVD | C
Abbott | Saudi | IVD |  | Alinity m HCV AMP Kit | IVD | D
Abbott | Saudi | IVD |  | Alinity m HCV CAL Kit | IVD | D
Abbott | Saudi | IVD |  | Alinity m HBV CTRL Kit | IVD | D
Abbott | Saudi | IVD |  | Alinity m HBV CAL Kit | IVD | D
Abbott | Saudi | IVD |  | Alinity m HIV-1 AMP Kit | IVD | D
Abbott | Saudi | IVD |  | Ultra HDL | IVD | B
Abbott | Saudi | IVD |  | Albumin BCG | IVD | B
Abbott | Saudi | IVD |  | Activated Alanine Aminotransferase | IVD | B
Abbott | Saudi | IVD |  | Alinity c Ultra HDL Reagent Kit | IVD | B
Abbott | Saudi | IVD |  | Alinity c Triglyceride Reagent Kit | IVD | B
Abbott | Saudi | IVD |  | Alinity c Creatinine Reagent Kit | IVD | B
Abbott | Saudi | IVD |  | Alinity c Transferrin Reagent Kit | IVD | B
Abbott | Saudi | IVD |  | Activated Alanine Aminotransferase | IVD | B
Abbott | Saudi | IVD |  | Transferrin | IVD | B
Abbott | Saudi | IVD |  | Rheumatoid Factor | IVD | B
Abbott | Saudi | IVD |  | Alinity i CA 19-9XR Calibrators | IVD | C
Abbott | Saudi | IVD |  | ARCHITECT CA 19-9XR Controls | IVD | C
Abbott | Saudi | IVD |  | Alinity i TSH Controls | IVD | B
Abbott | Saudi | IVD |  | Alinity i Total B-hCG Calibrators | IVD | B
Abbott | Saudi | IVD |  | Alinity i Total B-hCG Controls | IVD | B
Abbott | Saudi | IVD |  | ARCHITECT TSH Calibrators | IVD | B
Abbott | Saudi | IVD |  | ARCHITECT TSH Controls | IVD | B
Abbott | Saudi | IVD |  | ARCHITECT Total β-hCG Calibrators | IVD | B
Abbott | Saudi | IVD |  | Alinity m Transport Tube Pierceable Capped | IVD | A
Abbott | Saudi | IVD |  | Alinity c Alkaline Phosphatase Reagent Kit | IVD | B
Abbott | Saudi | IVD |  | Determine™ Syphilis TP | IVD | General IVD(Others)
Abbott | Saudi | IVD |  | Abbott RealTime SARS-CoV-2 Control Kit | IVD | General IVD(Others)
Abbott | Saudi | MD |  | FreeStyle Libre 2 Flash Glucose Monitoring System Sensor | MD | Class IIb
Abbott | Saudi | MD |  | MitraClip G4 Clip Delivery System | MD | Class III
Abbott | Saudi | IVD |  | SARS-CoV-2 IgG Control Kit | IVD | General IVD(Others)
Abbott | Saudi | IVD |  | ARCHITECT Cyclosporine Calibrators | IVD | General IVD(Others)
Abbott | Saudi | IVD |  | Alinity i Cyclosporine Reagent Kit | IVD | General IVD(Others)
Abbott | Saudi | IVD |  | Alinity i Cyclosporine Calibrators | IVD | General IVD(Others)
Abbott | Saudi | MD |  | FreeStyle Libre Flash Glucose Monitoring System Reader | MD | Class IIb
Abbott | Saudi | IVD |  | TestPack Plus Strep A with OBC | IVD | General IVD(Others)
Abbott | Saudi | IVD |  | Prealbumin Calibrator | IVD | General IVD(Others)
Abbott | Saudi | IVD |  | Prealbumin | IVD | General IVD(Others)
Abbott | Saudi | IVD |  | Immunoglobulin G | IVD | General IVD(Others)
Abbott | Saudi | IVD |  | Immunoglobulin M | IVD | General IVD(Others)
Abbott | Saudi | IVD |  | Total Bilirubin | IVD | General IVD(Others)
Abbott | Saudi | MD |  | Amplatzer Valvular Plug Ill | MD | Class III
Abbott | Saudi | MD |  | Amplatzer™ Trevisio™ Intravascular Delivery System | MD | Class III
Abbott | Saudi | IVD |  | Alinity i Cyclosporine Whole Blood Precipitation Reagent Kit | IVD | General IVD(Others)
Abbott | Saudi | IVD |  | Panbio™ COVID-19 IgG/IgM Rapid Test Device (Fingerstick Whole Blood/ Venous Whole Blood/Serum/Plasma) | IVD | General IVD(Others)
Abbott | Saudi | IVD |  | SARS-CoV-2 IgG Calibrator Kit | IVD | General IVD(Others)
Abbott | Saudi | IVD |  | SARS-CoV-2 IgG Control Kit | IVD | General IVD(Others)
Abbott | Saudi | IVD |  | SARS-CoV-2 IgM Control Kit | IVD | General IVD(Others)
Abbott | Saudi | IVD |  | SARS-CoV-2 IgM Calibrator Kit | IVD | General IVD(Others)
Abbott | Saudi | IVD |  | Complement C3 | IVD | General IVD(Others)
Abbott | Saudi | IVD |  | Acid Phosphatase | IVD | General IVD(Others)
Abbott | Saudi | IVD |  | Activated Aspartate Aminotransferase | IVD | General IVD(Others)
Abbott | Saudi | IVD |  | Aspartate Aminotransferase | IVD | General IVD(Others)
Abbott | Saudi | IVD |  | Lipase | IVD | General IVD(Others)
Abbott | Saudi | IVD |  | Hemoglobin A1c | IVD | General IVD(Others)
Abbott | Saudi | IVD |  | Immunoglobulin G | IVD | General IVD(Others)
Abbott | Saudi | IVD |  | Immunoglobulin A | IVD | General IVD(Others)
Abbott | Saudi | IVD |  | Complement C4 | IVD | General IVD(Others)
Abbott | Saudi | IVD |  | Urine/CSF Protein | IVD | General IVD(Others)
Abbott | Saudi | IVD |  | Triglyceride | IVD | General IVD(Others)
Abbott | Saudi | IVD |  | Total Protein | IVD | General IVD(Others)
Abbott | Saudi | IVD |  | Phosphorus | IVD | General IVD(Others)
Abbott | Saudi | IVD |  | Creatine Kinase | IVD | General IVD(Others)
Abbott | Saudi | IVD |  | Amylase | IVD | General IVD(Others)
Abbott | Saudi | IVD |  | Albumin BCG | IVD | General IVD(Others)
Abbott | Saudi | IVD |  | Uric Acid | IVD | General IVD(Others)
Abbott | Saudi | IVD |  | Calcium | IVD | General IVD(Others)
Abbott | Saudi | IVD |  | ICT Sample Diluent | IVD | General IVD(Others)
Abbott | Saudi | IVD |  | Bilirubin Calibrator | IVD | General IVD(Others)
Abbott | Saudi | IVD |  | Multiconstituent Calibrator | IVD | General IVD(Others)
Abbott | Saudi | IVD |  | Transferrin | IVD | General IVD(Others)
Abbott | Saudi | IVD |  | Prealbumin | IVD | General IVD(Others)
Abbott | Saudi | IVD |  | Immunoglobulin M | IVD | General IVD(Others)
Abbott | Saudi | IVD |  | ICT Serum Calibrator | IVD | General IVD(Others)
Abbott | Saudi | IVD |  | ICT Reference Solution | IVD | General IVD(Others)
Abbott | Saudi | IVD |  | Specific Proteins Multiconstituent Calibrator | IVD | General IVD(Others)
Abbott | Saudi | IVD |  | Urine/CSF Protein Calibrator | IVD | General IVD(Others)
Abbott | Saudi | IVD |  | Iron/Magnesium Calibrator | IVD | General IVD(Others)
Abbott | Saudi | IVD |  | Alinity i Thyroglobulin Reagent Kit | IVD | General IVD(Others)
Abbott | Saudi | IVD |  | Alinity i Thyroglobulin Controls | IVD | General IVD(Others)
Abbott | Saudi | IVD |  | Panbio™ COVID-19 Ag Rapid Test Device (Nasopharyngeal) | IVD | General IVD(Others)
Abbott | Saudi | IVD |  | ARCHITECT Progesterone Calibrators | IVD | B
Abbott | Saudi | IVD |  | ARCHITECT Progesterone Manual Diluent | IVD | B
Abbott | Saudi | IVD |  | Alinity i Progesterone Calibrators | IVD | B
Abbott | Saudi | IVD |  | Alinity i Progesterone Controls | IVD | B
Abbott | Saudi | IVD |  | Alinity i Progesterone Manual Diluent | IVD | B
Abbott | Saudi | IVD |  | Alinity m SARS-CoV-2 CTRL Kit | IVD | General IVD(Others)
Abbott | Saudi | IVD |  | Vysis ALK Break Apart FISH Probe Kit | IVD | General IVD(Others)
Abbott | Saudi | IVD |  | Magnisium | IVD | General IVD(Others)
Abbott | Saudi | IVD |  | Urea Nitrogen2 | IVD | General IVD(Others)
Abbott | Saudi | IVD |  | Albumin BCG2 | IVD | General IVD(Others)
Abbott | Saudi | IVD |  | ARCHITECT Progesterone Reagent Kit | IVD | B
Abbott | Saudi | IVD |  | ARCHITECT Progesterone Control | IVD | B
Abbott | Saudi | IVD |  | Alinity i Progesterone Reagent Kit | IVD | B
Abbott | Saudi | MD |  | ENDURITY™ DR | AIMD
Abbott | Saudi | MD |  | ALLURE™ | AIMD
Abbott | Saudi | MD |  | ALLURE™ RF | AIMD
Abbott | Saudi | MD |  | Fast-Cath™ Hemostatis Introducer | MD | Class IIa
Abbott | Saudi | MD |  | ASSURITY™ SR | AIMD
Abbott | Saudi | MD |  | ENDURITY™ SR | AIMD
Abbott | Saudi | MD |  | Multilead Trial Cable | AIMD
Abbott | Saudi | MD |  | ASSURITY™ DR | AIMD
Abbott | Saudi | MD |  | ALLURE QUADRA™ RF | AIMD
Abbott | Saudi | MD |  | SCS Accessory Kit Sterile | AIMD
Abbott | Saudi | MD |  | Lead & Extension Insertion Tool | AIMD
Abbott | Saudi | MD |  | Inquiry Steerable Diagnostic Catheter | MD | Class III
Abbott | Saudi | MD |  | Inquiry™ Steerable Diagnostic Catheter | MD | Class III
Abbott | Saudi | MD |  | ULTIMUM™ EV HEMOSTASIS INTRODUCER | MD | Class IIa
Abbott | Saudi | MD |  | OPTIS™ Integrated System | MD | Class IIa
Abbott | Saudi | MD |  | OPTIS™ Mobile System Upgrade Kit | MD | Class IIa
Abbott | Saudi | MD |  | OPTIS™ Mobile System Installation Kit | MD | Class IIa
Abbott | Saudi | MD |  | FAST-CATH™ Trio Hemostasis Introducer | MD | Class III
Abbott | Saudi | MD |  | SJM™ Vessel Dilator | MD | Class IIa
Abbott | Saudi | MD |  | ARMADA 14 PTA Catheter | MD | Class IIa
Abbott | Saudi | MD |  | Armada 35 PTA Catheter | MD | Class IIa
Abbott | Saudi | MD |  | Armada 18 PTA Catheter | MD | Class IIa
Abbott | Saudi | MD |  | PERCLOSE PROGLIDE Suture-Mediated Closure System | MD | Class IIb
Abbott | Saudi | MD |  | Absorb Bioresorbable Vascular Scaffold System | MD | Class III
Abbott | Saudi | MD |  | MitraClip NT | MD | Class III
Abbott | Saudi | MD |  | Steerable Guide Catheter | MD | Class III
Abbott | Saudi | MD |  | MitraClip NTR | MD | Class III
Abbott | Saudi | MD |  | MitraClip XTR | MD | Class III
Abbott | Saudi | MD |  | Xience Xpedition Everolimus Eluting Coronary Stent System | MD | Class III
Abbott | Saudi | MD |  | Xience Xpedition SV Everolimus Eluting Coronary Stent System | MD | Class III
Abbott | Saudi | MD |  | Hi-Torque command 18 LT | MD | Class IIa
Abbott | Saudi | MD |  | Absolute Pro Peripheral Self-Expanding Stent System | MD | Class IIb
Abbott | Saudi | MD |  | Absolute Pro LL Peripheral Self-Expanding Stent System | MD | Class IIb
Abbott | Saudi | MD |  | RX Herculink Elite Peripheral Stent System | MD | Class IIb
Abbott | Saudi | MD |  | RX ACCULINK Carotid Stent System | MD | Class III
Abbott | Saudi | MD |  | Xience Alpine Everolimus Eluting Coronary Stent System | MD | Class III
Abbott | Saudi | MD |  | XIENCE Sierra Everolimus Eluting Coronary Stent System | MD | Class III
Abbott | Saudi | MD |  | GRAFTMASTER RX Coronary Stent Graft System | MD | Class III
Abbott | Saudi | MD |  | Hi- Torque Versacore Modified J Guide Wire System | MD | Class IIa
Abbott | Saudi | MD |  | Absorb GT1 Bioresorbable Vascular Scaffold System | MD | Class III
Abbott | Saudi | MD |  | Hi- Torque Command Guide Wire | MD | Class IIa
Abbott | Saudi | MD |  | Hi- Torque Versacore Modified J Guide Wire System | MD | Class IIa
Abbott | Saudi | MD |  | Hi- Torque Versacore Standard Guide Wire System | MD | Class IIa
Abbott | Saudi | MD |  | HI-TORQUE All Star Guide Wire | MD | Class III
Abbott | Saudi | MD |  | HI-TORQUE Balance Guide Wire | MD | Class III
Abbott | Saudi | MD |  | HI-TORQUE Balance Middleweight Guide Wire | MD | Class III
Abbott | Saudi | MD |  | HI-TORQUE EXTRA S'PORT Guide Wire | MD | Class III
Abbott | Saudi | MD |  | HI-TORQUE Floppy II Extra Support Guide Wire | MD | Class III
Abbott | Saudi | MD |  | HI-TORQUE Iron Man Guide Wire | MD | Class III
Abbott | Saudi | MD |  | HI-TORQUE Balance Guide Wire with Hydrocoat Hydrophilic Coating | MD | Class III
Abbott | Saudi | MD |  | HI-TORQUE Floppy II Guide Wire with Hydrocoat Hydrophilic Coating | MD | Class III
Abbott | Saudi | MD |  | HI-TORQUE Whisper LS Guide Wire with Hydrophilic Coating | MD | Class III
Abbott | Saudi | MD |  | HI-TORQUE Whisper MS Guide Wire with Hydrophilic Coating | MD | Class III
Abbott | Saudi | MD |  | HI-TORQUE Cross-It 100XT Guide Wire with Hydrocoat Hydrophilic Coating | MD | Class III
Abbott | Saudi | MD |  | HI-TORQUE Cross-It 300XT Guide Wire with Hydrocoat Hydrophilic Coating | MD | Class III
Abbott | Saudi | MD |  | HI-TORQUE Balance Middleweight Universal Guide Wire with Hydrophilic Coating | MD | Class III
Abbott | Saudi | MD |  | HI-TORQUE Winn Guide Wire | MD | Class III
Abbott | Saudi | MD |  | HI-TORQUE Spartacore 14 Guide Wire | MD | Class III
Abbott | Saudi | MD |  | HI-TORQUE Supra Core 35 Guide Wire | MD | Class III
Abbott | Saudi | MD |  | HI-TORQUE Jet Guide Wire | MD | Class III
Abbott | Saudi | MD |  | HI-TORQUE Balance Heavyweight Guide Wire with Hydrocoat Hydrophilic Coating | MD | Class III
Abbott | Saudi | MD |  | Xience Pro LL Everolimus Eluting Coronary Stent System | MD | Class III
Abbott | Saudi | MD |  | HI-TORQUE All Star Guide Wire | MD | Class III
Abbott | Saudi | MD |  | HI-TORQUE Balance Guide Wire | MD | Class III
Abbott | Saudi | MD |  | HI-TORQUE EXTRA S'PORT Guide Wire | MD | Class III
Abbott | Saudi | MD |  | HI-TORQUE Floppy II Extra Support Guide Wire | MD | Class III
Abbott | Saudi | MD |  | HI-TORQUE Standard Guide Wire | MD | Class III
Abbott | Saudi | MD |  | HI-TORQUE Iron Man Guide Wire | MD | Class III
Abbott | Saudi | MD |  | HI-TORQUE Progress Guide Wire | MD | Class III
Abbott | Saudi | MD |  | HI-TORQUE Balance Guide Wire with Hydrocoat Hydrophilic Coating | MD | Class III
Abbott | Saudi | MD |  | HI-TORQUE Balance Middleweight Guide Wire with Hydrocoat Hydrophilic Coating | MD | Class III
Abbott | Saudi | MD |  | HI-TORQUE Balance Middleweight Universal II Guide Wire | MD | Class III
Abbott | Saudi | MD |  | HI-TORQUE Traverse Guide Wire with Hydrocoat Hydrophilic Coating | MD | Class III
Abbott | Saudi | MD |  | HI-TORQUE Intermediate Guide Wire with Hydrocoat Hydrophilic Coating | MD | Class III
Abbott | Saudi | MD |  | HI-TORQUE Whisper Extra Support Guide Wire with Hydrophilic Coating | MD | Class III
Abbott | Saudi | MD |  | HI-TORQUE Whisper MS Guide Wire with Hydrophilic Coating | MD | Class III
Abbott | Saudi | MD |  | HI-TORQUE Cross-It 200XT Guide Wire with Hydrocoat Hydrophilic Coating | MD | Class III
Abbott | Saudi | MD |  | HI-TORQUE Cross-It 300XT Guide Wire with Hydrocoat Hydrophilic Coating | MD | Class III
Abbott | Saudi | MD |  | HI-TORQUE Cross-It 400XT Guide Wires with Hydrocoat Hydrophilic Coating | MD | Class III
Abbott | Saudi | MD |  | HI-TORQUE Pilot Guide Wire with Hydrophilic Coating | MD | Class III
Abbott | Saudi | MD |  | HI-TORQUE Standard Guide Wire with Hydrocoat Hydrophilic Coating | MD | Class III
Abbott | Saudi | MD |  | HI-TORQUE Balance Middleweight Universal Guide Wire with Hydrophilic Coating | MD | Class III
Abbott | Saudi | MD |  | HI-TORQUE Steelcore 18 & 18 LT Guide Wire | MD | Class III
Abbott | Saudi | MD |  | HI-TORQUE Supra Core 35 Guide Wire | MD | Class III
Abbott | Saudi | MD |  | HI-TORQUE Jet Guide Wire | MD | Class III
Abbott | Saudi | MD |  | HI-TORQUE Balance Heavyweight Guide Wire with Hydrocoat Hydrophilic Coating | MD | Class III
Abbott | Saudi | MD |  | MitraClip NT | MD | Class III
Abbott | Saudi | MD |  | MitraClip NT | MD | Class III
Abbott | Saudi | MD |  | Steerable Guide Catheter | MD | Class III
Abbott | Saudi | MD |  | Absolute Pro Peripheral Self-Expanding Stent System | MD | Class IIb
Abbott | Saudi | MD |  | Absolute Pro LL Peripheral Self-Expanding Stent System | MD | Class IIb
Abbott | Saudi | MD |  | Omnilink Elite Peripheral Stent System | MD | Class IIb
Abbott | Saudi | MD |  | RX Herculink Elite Peripheral Stent System | MD | Class IIb
Abbott | Saudi | MD |  | SUPERA Peripheral Stent System | MD | Class IIb
Abbott | Saudi | IVD |  | Alinity i Tacrolimus Reagent Kit | IVD | General IVD(Others)
Abbott | Saudi | IVD |  | Alinity i Tacrolimus Calibrators | IVD | General IVD(Others)
Abbott | Saudi | MD |  | Amplatzer Membranous VSD Occluder | MD | Class III
Abbott | Saudi | MD |  | Amplatzer Muscular VSD Occluder | MD | Class III
Abbott | Saudi | MD |  | Amplatzer MultiFenestrated Septal Occluder "Cribriform" | MD | Class III
Abbott | Saudi | MD |  | Amplatzer PFO Occluder | MD | Class III
Abbott | Saudi | MD |  | Amplatzer TorqVue Delivery System with Pusher Catheter | MD | Class III
Abbott | Saudi | MD |  | Amplatzer Vascular Plug III | MD | Class IIb
Abbott | Saudi | MD |  | Amplatzer Vascular Plug 4 | MD | Class IIb
Abbott | Saudi | MD |  | AMPLATZER™ TorqVue™ 45X45 Delivery Sheath | MD | Class III
Abbott | Saudi | MD |  | AMPLATZER™ AMULET™ DELIVERY SHEATH | MD | Class III
Abbott | Saudi | MD |  | Amplatzer Duct Occluder | MD | Class III
Abbott | Saudi | MD |  | Amplatzer Duct Occluder II Additional Sizes | MD | Class III
Abbott | Saudi | MD |  | Amplatzer Piccolo Occluder Duct Occluder | MD | Class III
Abbott | Saudi | IVD |  | Abbott RealTime MTB Amplification Reagent Kit | IVD | General IVD(Others)
Abbott | Saudi | IVD |  | Abbott RealTime MTB Control Kit | IVD | General IVD(Others)
Abbott | Saudi | IVD |  | Abbott RealTime MTB RIF/INH Resistance Amplification Reagent Kit | IVD | General IVD(Others)
Abbott | Saudi | IVD |  | Alinity i Toxo IgG Calibrators | IVD | Annex II List B
Abbott | Saudi | IVD |  | Alinity i Toxo IgG Controls | IVD | Annex II List B
Abbott | Saudi | IVD |  | Alinity i Toxo IgM Reagent Kit | IVD | Annex II List B
Abbott | Saudi | IVD |  | Alinity i Toxo IgM Calibrator | IVD | Annex II List B
Abbott | Saudi | IVD |  | Alinity i Toxo IgM Controls | IVD | Annex II List B
Abbott | Saudi | IVD |  | Alinity i Toxo IgG Avidity Reagent Kit | IVD | Annex II List B
Abbott | Saudi | IVD |  | Alinity i Toxo IgG Avidity Controls | IVD | Annex II List B
Abbott | Saudi | MD |  | Sensor Enabled™ Ablation Connection Cable | MD | Class I
Abbott | Saudi | MD |  | Sensor Enabled™ Diagnostic Catheter Cable | MD | Class I
Abbott | Saudi | IVD |  | ARCHITECT 25-0H Vitamin D Calibrators | IVD | General IVD(Others)
Abbott | Saudi | IVD |  | ARCHITECT 25-OH Vitamin D Controls | IVD | General IVD(Others)
Abbott | Saudi | IVD |  | ARCHITECT® Anti-HBe Controls | IVD | Annex II List A
Abbott | Saudi | IVD |  | ARCHITECT HBeAg Reagent Kit | IVD | Annex II List A
Abbott | Saudi | IVD |  | ARCHITECT Anti-HBc II Reagent Kit | IVD | Annex II List A
Abbott | Saudi | IVD |  | ARCHITECT Anti-HBc II Controls | IVD | Annex II List A
Abbott | Saudi | IVD |  | ARCHITECT Anti-HCV Controls | IVD | Annex II List A
Abbott | Saudi | IVD |  | ARCHITECT HCV Ag Calibrators | IVD | Annex II List A
Abbott | Saudi | IVD |  | ARCHITECT HCV Ag Controls | IVD | Annex II List A
Abbott | Saudi | IVD |  | ARCHITECT rHTLV-I/II Reagent Kit | IVD | Annex II List A
Abbott | Saudi | IVD |  | ARCHITECT rHTLV-I/II Controls | IVD | Annex II List A
Abbott | Saudi | IVD |  | ARCHITECT HIV Ag/Ab Combo Reagent Kit | IVD | Annex II List A
Abbott | Saudi | IVD |  | ARCHITECT Methotrexate Calibrators | IVD | General IVD(Others)
Abbott | Saudi | IVD |  | ARCHITECT Methotrexate Extended Range Controls | IVD | General IVD(Others)
Abbott | Saudi | IVD |  | ARCHITECT PIVKA-II Controls | IVD | General IVD(Others)
Abbott | Saudi | IVD |  | i-STAT Total β-hCG Control Level 1 | IVD | Class II
Abbott | Saudi | IVD |  | i-STAT Total β-hCG Cartridge | IVD | Class II
Abbott | Saudi | IVD |  | i-STAT Total β-hCG Control Level 3 | IVD | Class II
Abbott | Saudi | IVD |  | FreeStyle Optium Neo Blood Glucose and Ketone Monitoring System | IVD | Annex II List B
Abbott | Saudi | IVD |  | FreeStyle Optium Blood Glucose Test Strips | IVD | Annex II List B
Abbott | Saudi | IVD |  | MediSense Glucose & Ketone Control Solutions | IVD | Annex II List B
Abbott | Saudi | IVD |  | ARCHITECT TSH Calibrators | IVD | General IVD(Others)
Abbott | Saudi | IVD |  | ARCHITECT Ferritin Calibrators | IVD | General IVD(Others)
Abbott | Saudi | IVD |  | ARCHITECT Ferritin Controls | IVD | General IVD(Others)
Abbott | Saudi | IVD |  | ARCHITECT Total T3 Reagent Kit | IVD | General IVD(Others)
Abbott | Saudi | IVD |  | ARCHITECT Total T3 Calibrators | IVD | General IVD(Others)
Abbott | Saudi | IVD |  | ARCHITECT Free T3 Controls | IVD | General IVD(Others)
Abbott | Saudi | IVD |  | ARCHITECT Prolactin Calibrators | IVD | General IVD(Others)
Abbott | Saudi | IVD |  | ARCHITECT Testosterone Calibrators | IVD | General IVD(Others)
Abbott | Saudi | IVD |  | ARCHITECT Testosterone Controls | IVD | General IVD(Others)
Abbott | Saudi | IVD |  | ARCHITECT Testosterone Manual Diluent | IVD | General IVD(Others)
Abbott | Saudi | IVD |  | ARCHITECT Free T4 Controls | IVD | General IVD(Others)
Abbott | Saudi | IVD |  | ARCHITECT Total β‑hCG Reagent Kit | IVD | General IVD(Others)
Abbott | Saudi | IVD |  | ARCHITECT Total β-hCG Calibrators | IVD | General IVD(Others)
Abbott | Saudi | IVD |  | ARCHITECT Progesterone Reagent Kit | IVD | General IVD(Others)
Abbott | Saudi | IVD |  | ARCHITECT Progesterone Calibrators | IVD | General IVD(Others)
Abbott | Saudi | IVD |  | ARCHITECT Progesterone Manual Diluent | IVD | General IVD(Others)
Abbott | Saudi | IVD |  | ARCHITECT Estradiol Controls | IVD | General IVD(Others)
Abbott | Saudi | IVD |  | ARCHITECT Estradiol Manual Diluent | IVD | General IVD(Others)
Abbott | Saudi | IVD |  | Architect Total T4 Reagent Kit | IVD | General IVD(Others)
Abbott | Saudi | IVD |  | ARCHITECT Total T4 Calibrators | IVD | General IVD(Others)
Abbott | Saudi | IVD |  | ARCHITECT FSH Calibrators | IVD | General IVD(Others)
Abbott | Saudi | IVD |  | ARCHITECT FSH Controls | IVD | General IVD(Others)
Abbott | Saudi | IVD |  | ARCHITECT B12 Reagent Kit | IVD | General IVD(Others)
Abbott | Saudi | IVD |  | ARCHITECT STAT High Sensitive Troponin I Reagent Kit | IVD | General IVD(Others)
Abbott | Saudi | IVD |  | Architect STAT High Sensitive Troponin I Calibrators | IVD | General IVD(Others)
Abbott | Saudi | IVD |  | ARCHITECT STAT High Sensitive Troponin-I Controls | IVD | General IVD(Others)
Abbott | Saudi | MD |  | FreeStyle Libre Flash Glucose Monitoring System Sensor | MD | Class IIb
Abbott | Saudi | MD |  | Thin Lancets | MD | Class IIa
Abbott | Saudi | MD |  | FreeStyle Libre Software | MD | Class I
Abbott | Saudi | IVD |  | ARCHITECT Free PSA Reagent Kit | IVD | Annex II List B
Abbott | Saudi | IVD |  | ARCHITECT Folate Calibrators | IVD | General IVD(Others)
Abbott | Saudi | IVD |  | ARCHITECT Folate Controls | IVD | General IVD(Others)
Abbott | Saudi | IVD |  | ARCHITECT Folate RBC Lysis Diluent | IVD | General IVD(Others)
Abbott | Saudi | IVD |  | ARCHITECT Free PSA Controls | IVD | Annex II List B
Abbott | Saudi | IVD |  | ARCHITECT CMV IgG Avidity Reagent Kit | IVD | Annex II List B
Abbott | Saudi | IVD |  | ARCHITECT CMV IgG Reagent Kit | IVD | Annex II List B
Abbott | Saudi | IVD |  | ARCHITECT CMV IgM Calibrator | IVD | Annex II List B
Abbott | Saudi | IVD |  | ARCHITECT CMV IgM Controls | IVD | Annex II List B
Abbott | Saudi | IVD |  | ARCHITECT CMV IgG Calibrators | IVD | Annex II List B
Abbott | Saudi | IVD |  | ARCHITECT Rubella IgG Controls | IVD | Annex II List B
Abbott | Saudi | IVD |  | ARCHITECT Rubella IgG Reagent Kit | IVD | Annex II List B
Abbott | Saudi | IVD |  | ARCHITECT Sirolimus Reagent Kit | IVD | General IVD(Others)
Abbott | Saudi | IVD |  | ARCHITECT STAT Troponin-I Calibrators | IVD | General IVD(Others)
Abbott | Saudi | IVD |  | ARCHITECT STAT Troponin-I Controls | IVD | General IVD(Others)
Abbott | Saudi | IVD |  | ARCHITECT STAT CK-MB Controls | IVD | General IVD(Others)
Abbott | Saudi | IVD |  | ARCHITECT STAT Myoglobin Calibrators | IVD | General IVD(Others)
Abbott | Saudi | IVD |  | ARCHITECT CA 15-3 Calibrators | IVD | General IVD(Others)
Abbott | Saudi | IVD |  | ARCHITECT CA 125 II Reagent Kit | IVD | General IVD(Others)
Abbott | Saudi | IVD |  | ARCHITECT T-Uptake Calibrators | IVD | General IVD(Others)
Abbott | Saudi | IVD |  | ARCHITECT T-Uptake Controls | IVD | General IVD(Others)
Abbott | Saudi | IVD |  | ARCHITECT CA 19-9XR Reagent Kit | IVD | General IVD(Others)
Abbott | Saudi | IVD |  | Lipid Multiconstituent Calibrator | IVD | General IVD(Others)
Abbott | Saudi | IVD |  | ARCHITECT Cortisol Reagent Kit | IVD | General IVD(Others)
Abbott | Saudi | IVD |  | ARCHITECT BNP Reagent Kit | IVD | General IVD(Others)
Abbott | Saudi | IVD |  | Rheumatoid Factor Calibrator | IVD | General IVD(Others)
Abbott | Saudi | IVD |  | Detergent B | IVD | General IVD(Others)
Abbott | Saudi | IVD |  | ARCHITECT STAT Myoglobin Reagent Kit | IVD | General IVD(Others)
Abbott | Saudi | IVD |  | CELL-DYN 22 Plus Calibrator | IVD | General IVD(Others)
Abbott | Saudi | IVD |  | CELL-DYN Emerald 22 Easy Cleaner | IVD | General IVD(Others)
Abbott | Saudi | IVD |  | CELL-DYN Emerald 22 Lyse | IVD | General IVD(Others)
Abbott | Saudi | IVD |  | ARCHITECT Ferritin Reagent Kit | IVD | General IVD(Others)
Abbott | Saudi | IVD |  | ARCHITECT Total T3 Reagent Kit | IVD | General IVD(Others)
Abbott | Saudi | IVD |  | ARCHITECT Total T3 Calibrators | IVD | General IVD(Others)
Abbott | Saudi | IVD |  | Architect Free T3 Reagent Kit | IVD | General IVD(Others)
Abbott | Saudi | IVD |  | ARCHITECT Free T3 Calibrators | IVD | General IVD(Others)
Abbott | Saudi | IVD |  | ARCHITECT Free T3 Controls | IVD | General IVD(Others)
Abbott | Saudi | IVD |  | ARCHITECT Prolactin Reagent Kit | IVD | General IVD(Others)
Abbott | Saudi | IVD |  | ARCHITECT Prolactin Controls | IVD | General IVD(Others)
Abbott | Saudi | IVD |  | ARCHITECT Testosterone Calibrators | IVD | General IVD(Others)
Abbott | Saudi | IVD |  | ARCHITECT Testosterone Controls | IVD | General IVD(Others)
Abbott | Saudi | IVD |  | ARCHITECT Testosterone Manual Diluent | IVD | General IVD(Others)
Abbott | Saudi | IVD |  | Architect Free T4 Reagent Kit | IVD | General IVD(Others)
Abbott | Saudi | IVD |  | ARCHITECT Total β-hCG Calibrators | IVD | General IVD(Others)
Abbott | Saudi | IVD |  | ARCHITECT Total β-hCG Controls | IVD | General IVD(Others)
Abbott | Saudi | IVD |  | ARCHITECT Progesterone Calibrators | IVD | General IVD(Others)
Abbott | Saudi | IVD |  | Architect Total T4 Reagent Kit | IVD | General IVD(Others)
Abbott | Saudi | IVD |  | ARCHITECT FSH Reagent Kit | IVD | General IVD(Others)
Abbott | Saudi | IVD |  | ARCHITECT FSH Controls | IVD | General IVD(Others)
Abbott | Saudi | IVD |  | ARCHITECT B12 Reagent Kit | IVD | General IVD(Others)
Abbott | Saudi | IVD |  | ARCHITECT LH Calibrators | IVD | General IVD(Others)
Abbott | Saudi | IVD |  | Folate Lysis Reagent | IVD | General IVD(Others)
Abbott | Saudi | IVD |  | i-STAT Printer kit | IVD | General IVD(Others)
Abbott | Saudi | IVD |  | i-STAT 1 9V NiMH Battery | IVD | General IVD(Others)
Abbott | Saudi | IVD |  | ARCHITECT Urine NGAL Reagent Kit | IVD | General IVD(Others)
Abbott | Saudi | IVD |  | ARCHITECT Urine NGAL Calibrators | IVD | General IVD(Others)
Abbott | Saudi | IVD |  | ARCHITECT Urine NGAL Controls | IVD | General IVD(Others)
Abbott | Saudi | IVD |  | ARCHITECT Folate Calibrators | IVD | General IVD(Others)
Abbott | Saudi | IVD |  | ARCHITECT Folate RBC Lysis Diluent | IVD | General IVD(Others)
Abbott | Saudi | IVD |  | ARCHITECT LH Reagent Kit | IVD | General IVD(Others)
Abbott | Saudi | IVD |  | i-STAT E3+ Cartridge | IVD | General IVD(Others)
Abbott | Saudi | IVD |  | i-STAT EC8+ Cartridge | IVD | General IVD(Others)
Abbott | Saudi | IVD |  | i-STAT EG7+ Cartridge | IVD | General IVD(Others)
Abbott | Saudi | IVD |  | i-STAT CREA Cartridge | IVD | General IVD(Others)
Abbott | Saudi | IVD |  | i-STAT CG4+ Cartridge | IVD | General IVD(Others)
Abbott | Saudi | IVD |  | i-STAT Celite ACT Cartridge | IVD | General IVD(Others)
Abbott | Saudi | IVD |  | i-STAT cTnI Cartridge | IVD | General IVD(Others)
Abbott | Saudi | IVD |  | i-STAT CK-MB Cartridge | IVD | General IVD(Others)
Abbott | Saudi | IVD |  | i-STAT BNP Catridge | IVD | General IVD(Others)
Abbott | Saudi | IVD |  | i-STAT®CTNL CALIBRATION VERIFICATION 1-3 | IVD | General IVD(Others)
Abbott | Saudi | IVD |  | i-STAT ACT Controls | IVD | General IVD(Others)
Abbott | Saudi | IVD |  | i-STAT® Cardiac Markers Control | IVD | General IVD(Others)
Abbott | Saudi | IVD |  | i-STAT ® CHEM8+ Controls level | IVD | General IVD(Others)
Abbott | Saudi | IVD |  | i-STAT®1 Wireless Analyzer | IVD | General IVD(Others)
Abbott | Saudi | IVD |  | ARCHITECT AFP Controls | IVD | General IVD(Others)
Abbott | Saudi | IVD |  | ARCHITECT CEA Reagent Kit | IVD | General IVD(Others)
Abbott | Saudi | IVD |  | ARCHITECT CEA Controls | IVD | General IVD(Others)
Abbott | Saudi | IVD |  | ARCHITECT Trigger Solution | IVD | General IVD(Others)
Abbott | Saudi | IVD |  | Axsym Solution 2 Ion Capture | IVD | General IVD(Others)
Abbott | Saudi | IVD |  | Axsym CA 19-9 Specimen diluent | IVD | General IVD(Others)
Abbott | Saudi | IVD |  | AxSYM AFP Specimen Diluent | IVD | General IVD(Others)
Abbott | Saudi | IVD |  | AxSYM AFP Reagent Pack | IVD | General IVD(Others)
Abbott | Saudi | IVD |  | AxSYM AFP Controls | IVD | General IVD(Others)
Abbott | Saudi | IVD |  | AxSYM CA 125 Standard Calibrators | IVD | General IVD(Others)
Abbott | Saudi | IVD |  | AxSYM CA 15-3 Specimen Diluent | IVD | General IVD(Others)
Abbott | Saudi | IVD |  | AxSYM CA 15-3 Controls | IVD | General IVD(Others)
Abbott | Saudi | IVD |  | Axsym Solution 4 Line Diluent | IVD | General IVD(Others)
Abbott | Saudi | IVD |  | Axsym Solution 1 MUP | IVD | General IVD(Others)
Abbott | Saudi | IVD |  | AxSYM CA 19-9 Controls | IVD | General IVD(Others)
Abbott | Saudi | IVD |  | ARCHITECT HBsAG Qualitative II Confirmatory Manual Diluent | IVD | General IVD(Others)
Abbott | Saudi | IVD |  | ARCHITECT HBsAg Qualitative Confirmatory Manual Diluent | IVD | General IVD(Others)
Abbott | Saudi | IVD |  | ARCHITECT HBsAg Manual Diluent | IVD | General IVD(Others)
Abbott | Saudi | IVD |  | FreeStyle Optium H Blood Glucose Test Strips | IVD | General IVD(Others)
Abbott | Saudi | IVD |  | FreeStyle Optium H Blood Glucose Monitoring System | IVD | General IVD(Others)
Abbott | Saudi | IVD |  | CELL-DYN Emerald CN-FREE LYSE | IVD | General IVD(Others)
Abbott | Saudi | IVD |  | CELL-DYN 18 Plus Control | IVD | General IVD(Others)
Abbott | Saudi | IVD |  | CELL-DYN Emerald Cleaner | IVD | General IVD(Others)
Abbott | Saudi | IVD |  | CELL-DYN Enzymatic Cleaner Concentrate | IVD | General IVD(Others)
Abbott | Saudi | IVD |  | CELL-DYN RETICULOCYTE REAGENT | IVD | General IVD(Others)
Abbott | Saudi | IVD |  | CELL-DYN 26 Plus Control | IVD | General IVD(Others)
Abbott | Saudi | IVD |  | ARCHITECT TSH Controls | IVD | General IVD(Others)
Abbott | Saudi | IVD |  | ARCHITECT Ferritin Calibrators | IVD | General IVD(Others)
Abbott | Saudi | IVD |  | ARCHITECT Ferritin Controls | IVD | General IVD(Others)
Abbott | Saudi | IVD |  | ARCHITECT Total T3 Calibrators | IVD | General IVD(Others)
Abbott | Saudi | IVD |  | ARCHITECT Total T3 Manual Diluent | IVD | General IVD(Others)
Abbott | Saudi | IVD |  | Architect Free T3 Reagent Kit | IVD | General IVD(Others)
Abbott | Saudi | IVD |  | ARCHITECT Free T3 Calibrators | IVD | General IVD(Others)
Abbott | Saudi | IVD |  | CELL-DYN Sapphire, CELL-DYN Ruby systems DILUENT/SHEATH | IVD | General IVD(Others)
Abbott | Saudi | IVD |  | CELL-DYN 3700 System DILUENT | IVD | General IVD(Others)
Abbott | Saudi | IVD |  | FreeStyle Optium Blood Glucose Test Strips | IVD | Annex II List B
Abbott | Saudi | IVD |  | FreeStyle Optium Neo Blood Glucose and Ketone Monitoring System | IVD | Annex II List B
Abbott | Saudi | IVD |  | ARCHITECT TSH Calibrators | IVD | General IVD(Others)
Abbott | Saudi | IVD |  | ARCHITECT Prolactin Reagent Kit | IVD | General IVD(Others)
Abbott | Saudi | IVD |  | ARCHITECT Testosterone Reagent Kit | IVD | General IVD(Others)
Abbott | Saudi | IVD |  | ARCHITECT Testosterone Manual Diluent | IVD | General IVD(Others)
Abbott | Saudi | IVD |  | Architect Free T4 Reagent Kit | IVD | General IVD(Others)
Abbott | Saudi | IVD |  | ARCHITECT Free T4 Calibrators | IVD | General IVD(Others)
Abbott | Saudi | IVD |  | ARCHITECT Free T4 Controls | IVD | General IVD(Others)
Abbott | Saudi | IVD |  | ARCHITECT Total β‑hCG Reagent Kit | IVD | General IVD(Others)
Abbott | Saudi | IVD |  | ARCHITECT Total β-hCG Calibrators | IVD | General IVD(Others)
Abbott | Saudi | IVD |  | ARCHITECT Total β-hCG Controls | IVD | General IVD(Others)
Abbott | Saudi | IVD |  | ARCHITECT Progesterone Calibrators | IVD | General IVD(Others)
Abbott | Saudi | IVD |  | ARCHITECT Progesterone Controls | IVD | General IVD(Others)
Abbott | Saudi | IVD |  | ARCHITECT Estradiol Reagent Kit | IVD | General IVD(Others)
Abbott | Saudi | IVD |  | ARCHITECT Estradiol Calibrators | IVD | General IVD(Others)
Abbott | Saudi | IVD |  | ARCHITECT FSH Reagent Kit | IVD | General IVD(Others)
Abbott | Saudi | IVD |  | ARCHITECT FSH Calibrators | IVD | General IVD(Others)
Abbott | Saudi | IVD |  | ARCHITECT FSH Controls | IVD | General IVD(Others)
Abbott | Saudi | IVD |  | ARCHITECT B12 Calibrators | IVD | General IVD(Others)
Abbott | Saudi | IVD |  | ARCHITECT B12 Controls | IVD | General IVD(Others)
Abbott | Saudi | IVD |  | ARCHITECT Urine NGAL Calibrators | IVD | General IVD(Others)
Abbott | Saudi | IVD |  | ARCHITECT Folate Reagent Kit | IVD | General IVD(Others)
Abbott | Saudi | IVD |  | ARCHITECT Folate Manual Diluent | IVD | General IVD(Others)
Abbott | Saudi | IVD |  | ARCHITECT Folate RBC Lysis Diluent | IVD | General IVD(Others)
Abbott | Saudi | IVD |  | Folate Lysis Reagent | IVD | General IVD(Others)
Abbott | Saudi | IVD |  | ARCHITECT STAT High Sensitive Troponin I Reagent Kit | IVD | General IVD(Others)
Abbott | Saudi | IVD |  | ARCHITECT Methotrexate Reagent Kit | IVD | General IVD(Others)
Abbott | Saudi | IVD |  | ARCHITECT Methotrexate Calibrators | IVD | General IVD(Others)
Abbott | Saudi | IVD |  | ARCHITECT Methotrexate Controls | IVD | General IVD(Others)
Abbott | Saudi | IVD |  | ARCHITECT PIVKA-II Controls | IVD | General IVD(Others)
Abbott | Saudi | IVD |  | ARCHITECT PIVKA-II | IVD | General IVD(Others)
Abbott | Saudi | IVD |  | ARCHITECT B·R·A·H·M·S PCT Controls | IVD | General IVD(Others)
Abbott | Saudi | IVD |  | Alinity i HBsAg Controls | IVD | Annex II List A
Abbott | Saudi | IVD |  | Alinity i T-Uptake Controls | IVD | General IVD(Others)
Abbott | Saudi | IVD |  | Alinity i Cortisol Reagent Kit | IVD | General IVD(Others)
Abbott | Saudi | IVD |  | Alinity i Cortisol Calibrators | IVD | General IVD(Others)
Abbott | Saudi | IVD |  | Alinity i CEA Reagent Kit | IVD | General IVD(Others)
Abbott | Saudi | IVD |  | Alinity i CEA Calibrators | IVD | General IVD(Others)
Abbott | Saudi | IVD |  | Alinity i CEA Controls | IVD | General IVD(Others)
Abbott | Saudi | IVD |  | Alinity i AFP Reagent Kit | IVD | General IVD(Others)
Abbott | Saudi | IVD |  | Alinity i AFP Calibrators | IVD | General IVD(Others)
Abbott | Saudi | IVD |  | Alinity i HBsAg Confirmatory v.1 Reagent Kit | IVD | Annex II List A
Abbott | Saudi | IVD |  | Alinity i HBsAg Confirmatory v.1 Calibrators | IVD | Annex II List A
Abbott | Saudi | IVD |  | Alinity i HBsAg Confirmatory v.1 Controls | IVD | Annex II List A
Abbott | Saudi | IVD |  | Alinity i HBsAg Qualitative II Calibrators | IVD | Annex II List A
Abbott | Saudi | IVD |  | Alinity i HBsAg Qualitative II Confirmatory Reagent Kit | IVD | Annex II List A
Abbott | Saudi | IVD |  | Alinity i Anti-HBs Reagent Kit | IVD | Annex II List A
Abbott | Saudi | IVD |  | Alinity i Anti-HBs Calibrators | IVD | Annex II List A
Abbott | Saudi | IVD |  | Alinity i Anti-HBs controls | IVD | Annex II List A
Abbott | Saudi | IVD |  | Alinity i AFP Controls | IVD | General IVD(Others)
Abbott | Saudi | IVD |  | Alinity i HBsAg Manual Diluent | IVD | General IVD(Others)
Abbott | Saudi | IVD |  | Alinity i Multi-Assay Manual Diluent | IVD | General IVD(Others)
Abbott | Saudi | IVD |  | Alinity s Optics Verifier Kit | IVD | General IVD(Others)
Abbott | Saudi | IVD |  | Alinity i-series Probe Conditioning Solution | IVD | General IVD(Others)
Abbott | Saudi | IVD |  | Alinity i-series Concentrated Wash Buffer | IVD | General IVD(Others)
Abbott | Saudi | IVD |  | Alinity s Concentrated Wash Buffer | IVD | General IVD(Others)
Abbott | Saudi | IVD |  | Alinity Trigger Solution | IVD | General IVD(Others)
Abbott | Saudi | IVD |  | Alinity i HAVAb IgM Calibrator | IVD | General IVD(Others)
Abbott | Saudi | IVD |  | Alinity i Syphilis TP Reagent Kit | IVD | General IVD(Others)
Abbott | Saudi | IVD |  | Alinity i Syphilis TP Controls | IVD | General IVD(Others)
Abbott | Saudi | IVD |  | Alinity i Syphilis TP Calibrator | IVD | General IVD(Others)
Abbott | Saudi | IVD |  | Alinity i HAVAb IgG Reagent Kit | IVD | General IVD(Others)
Abbott | Saudi | IVD |  | Alinity i HAVAb IgG Controls | IVD | General IVD(Others)
Abbott | Saudi | IVD |  | Alinity i HAVAb IgG Calibrator | IVD | General IVD(Others)
Abbott | Saudi | IVD |  | Alinity c-series Detergent A | IVD | General IVD(Others)
Abbott | Saudi | IVD |  | Alinity ci-series Sample Cups | IVD | General IVD(Others)
Abbott | Saudi | IVD |  | Alinity ci-series Calibrator/Control Replacement Caps | IVD | General IVD(Others)
Abbott | Saudi | IVD |  | Alinity Reaction Vessels | IVD | General IVD(Others)
Abbott | Saudi | IVD |  | m2000rt Optical Calibration Kit | IVD | General IVD(Others)
Abbott | Saudi | IVD |  | Vysis MDM2/CEP 12 FISH Probe Kit | IVD | General IVD(Others)
Abbott | Saudi | IVD |  | Vysis Cervical FISH Probe Kit | IVD | General IVD(Others)
Abbott | Saudi | IVD |  | Vysis Paraffin Pretreatment IV & Post-Hybridization Wash Buffer Kit | IVD | General IVD(Others)
Abbott | Saudi | IVD |  | Vysis LSI ATM (11q22.3) SpectrumOrange Probe | IVD | General IVD(Others)
Abbott | Saudi | IVD |  | Vysis EGFR/CEP 7 FISH Probe Kit | IVD | General IVD(Others)
Abbott | Saudi | IVD |  | Vysis Melanoma FISH Probe Kit | IVD | General IVD(Others)
Abbott | Saudi | IVD |  | Vysis DDIT3 Break Apart FISH Probe Kit | IVD | General IVD(Others)
Abbott | Saudi | IVD |  | Vysis FUS Break Apart FISH Probe Kit | IVD | General IVD(Others)
Abbott | Saudi | IVD |  | Vysis FOXO1 Break Apart FISH Probe Kit | IVD | General IVD(Others)
Abbott | Saudi | IVD |  | Vysis MYC SpectrumOrange FISH Probe Kit | IVD | General IVD(Others)
Abbott | Saudi | IVD |  | Vysis CCND1/CEP 11 FISH Probe Kit | IVD | General IVD(Others)
Abbott | Saudi | IVD |  | Vysis ETV6 Break Apart FISH Probe Kit | IVD | General IVD(Others)
Abbott | Saudi | IVD |  | Vysis Esophageal FISH Probe Kit | IVD | General IVD(Others)
Abbott | Saudi | IVD |  | Vysis CDKN2A/CEP 9 FISH Probe Kit | IVD | General IVD(Others)
Abbott | Saudi | IVD |  | Vysis PTEN/CEP 10 FISH Probe Kit | IVD | General IVD(Others)
Abbott | Saudi | IVD |  | ProbeChek Prenatal Positive Control Slides | IVD | General IVD(Others)
Abbott | Saudi | IVD |  | Vysis D7S522/CEP 7 FISH Probe Kit | IVD | General IVD(Others)
Abbott | Saudi | IVD |  | Vysis ZNF217 SpectrumGold FISH Probe Kit | IVD | General IVD(Others)
Abbott | Saudi | IVD |  | Vysis ZNF217 SpectrumRed FISH Probe Kit | IVD | General IVD(Others)
Abbott | Saudi | IVD |  | Vysis IGH/CCND1 XT DF FISH Probe Kit | IVD | General IVD(Others)
Abbott | Saudi | IVD |  | Vysis 13q34 SpectrumGreen FISH Probe Kit | IVD | General IVD(Others)
Abbott | Saudi | IVD |  | Vysis CCND1 Break Apart FISH Probe Kit | IVD | General IVD(Others)
Abbott | Saudi | IVD |  | Vysis TRA/D Break Apart FISH Probe Kit | IVD | General IVD(Others)
Abbott | Saudi | IVD |  | Vysis RARA Break Apart FISH Probe Kit | IVD | General IVD(Others)
Abbott | Saudi | IVD |  | Vysis IGH/MALT1 DF FISH Probe Kit | IVD | General IVD(Others)
Abbott | Saudi | IVD |  | Vysis MALT1 Break Apart FISH Probe Kit | IVD | General IVD(Others)
Abbott | Saudi | IVD |  | Vysis BIRC3/MALT1 DF FISH Probe Kit | IVD | General IVD(Others)
Abbott | Saudi | IVD |  | Vysis BCL2 Break Apart FISH Probe Kit | IVD | General IVD(Others)
Abbott | Saudi | IVD |  | Vysis 9q34 SpectrumAqua FISH Probe Kit | IVD | General IVD(Others)
Abbott | Saudi | IVD |  | Vysis BCR/ABL1/ASS1 Tri-Color DF FISH Probe Kit | IVD | General IVD(Others)
Abbott | Saudi | IVD |  | Vysis TP53/CEP 17 FISH Probe Kit | IVD | General IVD(Others)
Abbott | Saudi | IVD |  | Vysis ETV6/RUNX1 DF FISH Probe Kit | IVD | General IVD(Others)
Abbott | Saudi | IVD |  | Vysis MET SpectrumRed FISH Probe Kit | IVD | General IVD(Others)
Abbott | Saudi | IVD |  | Vysis PIK3CA SpectrumGreen FISH Probe Kit | IVD | General IVD(Others)
Abbott | Saudi | IVD |  | Vysis Prader-Willi/Angelman Region SNRPN/CEP 15/PML FISH Probe Kit | IVD | General IVD(Others)
Abbott | Saudi | IVD |  | Vysis SRY/CEP X FISH Probe Kit | IVD | General IVD(Others)
Abbott | Saudi | IVD |  | ProbeChek AL K Negative Control Slides | IVD | General IVD(Others)
Abbott | Saudi | IVD |  | ProbeChek ALK Positive Control Slides | IVD | General IVD(Others)
Abbott | Saudi | IVD |  | Vysis CEP X SpectrumOrange CEP Y SpectrumGreen DNA Probe Kit | IVD | General IVD(Others)
Abbott | Saudi | IVD |  | ProbeChek Low Level Female 5% XX/95% XY | IVD | General IVD(Others)
Abbott | Saudi | IVD |  | Vysis IGH/CCND1 DF FISH Probe Kit | IVD | General IVD(Others)
Abbott | Saudi | IVD |  | Vysis LSI IGH/BCL2 Dual Color, Dual Fusion Translocation Probe Set | IVD | General IVD(Others)
Abbott | Saudi | IVD |  | Vysis MultiVysion PB Multi-color FISH Probe Kit | IVD | General IVD(Others)
Abbott | Saudi | IVD |  | Vysis LSI IGH Dual Color, Break Apart Rearrangement Probe | IVD | General IVD(Others)
Abbott | Saudi | IVD |  | Vysis LSI TP53 (17p13.1) SpectrumOrange Probe | IVD | General IVD(Others)
Abbott | Saudi | IVD |  | Vysis LSI RB1 (13q14) SpectrumOrange Probe | IVD | General IVD(Others)
Abbott | Saudi | IVD |  | Vysis LSI ETV6 (TEL)/ RUNX1 (AML1) ES Dual Color Translocation Probe Set | IVD | General IVD(Others)
Abbott | Saudi | IVD |  | Vysis LSI 13 (13q14) SpectrumGreen Probe | IVD | General IVD(Others)
Abbott | Saudi | IVD |  | Vysis LSI EGR1/D5S23, D5S721 Dual Color Probe Set | IVD | General IVD(Others)
Abbott | Saudi | IVD |  | CEP 12 SpectrumOrange DNA Probe Kit with Control Slides | IVD | General IVD(Others)
Abbott | Saudi | IVD |  | Vysis LSI BCR/ABL, Dual Color, Dual Fusion Translocation Probe Set | IVD | General IVD(Others)
Abbott | Saudi | IVD |  | Vysis LSI BCR/ABL Dual Color, Dual Fusion Translocation Probe Set | IVD | General IVD(Others)
Abbott | Saudi | IVD |  | Vysis ToTelVysion Multi-Color FISH Probe Kit | IVD | General IVD(Others)
Abbott | Saudi | IVD |  | Vysis LSI p53/LSI ATM and LSI D13S319/LSI 13q34/CEP 12 Multi-Color Probe Set | IVD | General IVD(Others)
Abbott | Saudi | IVD |  | Vysis LSI 21 SpectrumOrange Probe | IVD | General IVD(Others)
Abbott | Saudi | IVD |  | Vysis LSI MLL Dual Color, Break Apart Rearrangement Probe | IVD | General IVD(Others)
Abbott | Saudi | IVD |  | Vysis MultiVysion PGT Multi-color FISH Probe Kit | IVD | General IVD(Others)
Abbott | Saudi | IVD |  | Vysis RUNX1/RUNX1T1 DF FISH Probe Kit | IVD | General IVD(Others)
Abbott | Saudi | IVD |  | ANEUVYSION DNA Probe Kit | IVD | General IVD(Others)
Abbott | Saudi | IVD |  | Vysis ALK Break Apart FISH Probe Kit | IVD | General IVD(Others)
Abbott | Saudi | IVD |  | PATHVYSION HER-2 DNA Probe Kit II | IVD | General IVD(Others)
Abbott | Saudi | IVD |  | i-STAT Chem8+ Cartridge | IVD | General IVD(Others)
Abbott | Saudi | IVD |  | ARCHITECT i Phenytoin Reagent Kit | IVD | General IVD(Others)
Abbott | Saudi | IVD |  | ARCHITECT i Valproic Acid Calibrators | IVD | General IVD(Others)
Abbott | Saudi | IVD |  | ARCHITECT Anti-Tg Reagent Kit | IVD | General IVD(Others)
Abbott | Saudi | IVD |  | ARCHITECT BNP Calibrators | IVD | General IVD(Others)
Abbott | Saudi | IVD |  | ARCHITECT STAT Myoglobin Reagent Kit | IVD | General IVD(Others)
Abbott | Saudi | IVD |  | ARCHITECT CA 19-9XR Calibrators | IVD | General IVD(Others)
Abbott | Saudi | IVD |  | ARCHITECT Cortisol Calibrators | IVD | General IVD(Others)
Abbott | Saudi | IVD |  | ARCHITECT Cyclosporine Whole Blood Precipitation Reagent Kit | IVD | General IVD(Others)
Abbott | Saudi | IVD |  | ARCHITECT Sirolimus Calibrators | IVD | General IVD(Others)
Abbott | Saudi | IVD |  | ARCHITECT Tacrolimus Reagent Kit | IVD | General IVD(Others)
Abbott | Saudi | IVD |  | ARCHITECT C-Peptide Calibrators | IVD | General IVD(Others)
Abbott | Saudi | IVD |  | ARCHITECT C-Peptide Controls | IVD | General IVD(Others)
Abbott | Saudi | IVD |  | ARCHITECT Insulin Calibrators | IVD | General IVD(Others)
Abbott | Saudi | IVD |  | ARCHITECT CA 125 II Calibrators | IVD | General IVD(Others)
Abbott | Saudi | IVD |  | ARCHITECT CA 19-9XR Reagent Kit | IVD | General IVD(Others)
Abbott | Saudi | IVD |  | ARCHITECT Tacrolimus Calibrators | IVD | General IVD(Others)
Abbott | Saudi | IVD |  | ARCHITECT Tacrolimus Whole Blood Precipitation Reagent | IVD | General IVD(Others)
Abbott | Saudi | IVD |  | ARCHITECT i Digoxin Reagent Kit | IVD | General IVD(Others)
Abbott | Saudi | IVD |  | ARCHITECT i Phenobarbital Reagent Kit | IVD | General IVD(Others)
Abbott | Saudi | IVD |  | ARCHITECT T-Uptake Reagent Kit | IVD | General IVD(Others)
Abbott | Saudi | IVD |  | AxSYM Methadone Reagent Pack | IVD | General IVD(Others)
Abbott | Saudi | IVD |  | AxSYM Opiates Reagent Pack | IVD | General IVD(Others)
Abbott | Saudi | IVD |  | AxSYM Barbiturates II U Reagent Pack | IVD | General IVD(Others)
Abbott | Saudi | IVD |  | XSYSTEMS Barbiturates II U Calibrators | IVD | General IVD(Others)
Abbott | Saudi | IVD |  | XSYSTEMS Benzodiazepines Calibrators | IVD | General IVD(Others)
Abbott | Saudi | IVD |  | XSYSTEMS Multiconstituent Controls | IVD | General IVD(Others)
Abbott | Saudi | IVD |  | Axsym Amphetamine/Methamphetamine II Calibrators | IVD | General IVD(Others)
Abbott | Saudi | IVD |  | XSYSTEMS Acetaminophen Controls | IVD | General IVD(Others)
Abbott | Saudi | IVD |  | AxSYM Benzodiazepines Reagent Pack | IVD | General IVD(Others)
Abbott | Saudi | IVD |  | AxSYM Cannabinoids Reagent Pack | IVD | General IVD(Others)
Abbott | Saudi | IVD |  | AxSYM Tricyclic Antidepressants Reagent Pack | IVD | General IVD(Others)
Abbott | Saudi | IVD |  | XSYSTEMS Salicylate Calibrators | IVD | General IVD(Others)
Abbott | Saudi | IVD |  | AxSYM REA Ethanol Reagent Pack | IVD | General IVD(Others)
Abbott | Saudi | IVD |  | AxSYM Phenobarbital Standard Calibrators | IVD | General IVD(Others)
Abbott | Saudi | IVD |  | AxSYM Phenobarbital Controls | IVD | General IVD(Others)
Abbott | Saudi | IVD |  | AxSYM Digoxin III Calibrators | IVD | General IVD(Others)
Abbott | Saudi | IVD |  | AxSYM Digoxin III Controls | IVD | General IVD(Others)
Abbott | Saudi | IVD |  | Digoxin Controls | IVD | General IVD(Others)
Abbott | Saudi | IVD |  | Axsym LH Reagent Pack | IVD | General IVD(Others)
Abbott | Saudi | IVD |  | AxSYM LH Standard Calibrators | IVD | General IVD(Others)
Abbott | Saudi | IVD |  | AxSYM Prolactin Reagent Pack | IVD | General IVD(Others)
Abbott | Saudi | IVD |  | Prolactin Calibrators | IVD | General IVD(Others)
Abbott | Saudi | IVD |  | Prolactin Controls | IVD | General IVD(Others)
Abbott | Saudi | IVD |  | FSH Controls | IVD | General IVD(Others)
Abbott | Saudi | IVD |  | AxSYM Valproic Acid Reagent Pack | IVD | General IVD(Others)
Abbott | Saudi | IVD |  | XSYSTEMS Opiates Calibrators | IVD | General IVD(Others)
Abbott | Saudi | IVD |  | XSYSTEMS Methadone Calibrators | IVD | General IVD(Others)
Abbott | Saudi | IVD |  | XSYSTEMS REA Ethanol Calibrators | IVD | General IVD(Others)
Abbott | Saudi | IVD |  | XSYSTEMS REA Ethanol Whole Blood Controls | IVD | General IVD(Others)
Abbott | Saudi | IVD |  | XSYSTEMS Cocaine Metabolite Calibrators | IVD | General IVD(Others)
Abbott | Saudi | IVD |  | AxSYM Valproic Acid Controls | IVD | General IVD(Others)
Abbott | Saudi | IVD |  | AxSYM Phenytoin Reagent Pack | IVD | General IVD(Others)
Abbott | Saudi | IVD |  | AxSYM Phenytoin Controls | IVD | General IVD(Others)
Abbott | Saudi | IVD |  | AxSYM Progesterone Specimen Diluent | IVD | General IVD(Others)
Abbott | Saudi | IVD |  | Axsym Cortisol Reagent Pack | IVD | General IVD(Others)
Abbott | Saudi | IVD |  | Clinical Chemistry ICT Reference Solution | IVD | General IVD(Others)
Abbott | Saudi | IVD |  | Clinical Chemistry ICT Cleaning Fluid | IVD | General IVD(Others)
Abbott | Saudi | IVD |  | AxSYM Total T4 Reagent Pack | IVD | General IVD(Others)
Abbott | Saudi | IVD |  | AxSYM Total T4 Controls | IVD | General IVD(Others)
Abbott | Saudi | IVD |  | AxSYM Total T3 Reagent Pack | IVD | General IVD(Others)
Abbott | Saudi | IVD |  | AxSYM Gentamicin Standard Calibrators | IVD | General IVD(Others)
Abbott | Saudi | IVD |  | AxSYM Gentamicin Controls | IVD | General IVD(Others)
Abbott | Saudi | IVD |  | Abbott Clinical Chemistry Iron/Mg Cal | IVD | General IVD(Others)
Abbott | Saudi | IVD |  | Abbott Clinical Chemistry Urine/CSF Protein Calibrator | IVD | General IVD(Others)
Abbott | Saudi | IVD |  | Detergent A | IVD | General IVD(Others)
Abbott | Saudi | IVD |  | Abbott Clinical Chemistry Lipase Calibrator | IVD | General IVD(Others)
Abbott | Saudi | IVD |  | Clinical Chemistry Apo A1/B Cal | IVD | General IVD(Others)
Abbott | Saudi | IVD |  | Clinical Chemistry Theophylline Calibrator | IVD | General IVD(Others)
Abbott | Saudi | IVD |  | Clinical Chemistry Phenytoin Calibrator | IVD | General IVD(Others)
Abbott | Saudi | IVD |  | Clinical Chemistry Immunoglobulin M | IVD | General IVD(Others)
Abbott | Saudi | IVD |  | Clinical Chemistry Prealbumin | IVD | General IVD(Others)
Abbott | Saudi | IVD |  | Clinical Chemistry Phenytoin | IVD | General IVD(Others)
Abbott | Saudi | IVD |  | Clinical Chemistry Carbamazepine | IVD | General IVD(Others)
Abbott | Saudi | IVD |  | Clinical Chemistry Calcium | IVD | General IVD(Others)
Abbott | Saudi | IVD |  | Clinical Chemistry Uric Acid | IVD | General IVD(Others)
Abbott | Saudi | IVD |  | Clinical Chemistry Total Bilirubin | IVD | General IVD(Others)
Abbott | Saudi | IVD |  | Clinical Chemistry Albumin BCG | IVD | General IVD(Others)
Abbott | Saudi | IVD |  | Clinical Chemistry Alkaline Phosphatase | IVD | General IVD(Others)
Abbott | Saudi | IVD |  | Clinical Chemistry Alanine Aminotransferase | IVD | General IVD(Others)
Abbott | Saudi | IVD |  | Clinical Chemistry Cholesterol | IVD | General IVD(Others)
Abbott | Saudi | IVD |  | Clinical Chemistry Creatine Kinase | IVD | General IVD(Others)
Abbott | Saudi | IVD |  | Clinical Chemistry Phosphorus | IVD | General IVD(Others)
Abbott | Saudi | IVD |  | Clinical Chemistry Urea Nitrogen | IVD | General IVD(Others)
Abbott | Saudi | IVD |  | Clinical Chemistry Urine/CSF Protein | IVD | General IVD(Others)
Abbott | Saudi | IVD |  | Clinical Chemistry Aspartate Aminotransferase | IVD | General IVD(Others)
Abbott | Saudi | IVD |  | Clinical Chemistry Direct Bilirubin | IVD | General IVD(Others)
Abbott | Saudi | IVD |  | Clinical Chemistry Rheumatoid Factor | IVD | General IVD(Others)
Abbott | Saudi | IVD |  | Clinical Chemistry Activated Alanine Aminotransferase | IVD | General IVD(Others)
Abbott | Saudi | IVD |  | Clinical Chemistry Apolipoprotein A1 | IVD | General IVD(Others)
Abbott | Saudi | IVD |  | Clinical Chemistry Complement C4 | IVD | General IVD(Others)
Abbott | Saudi | IVD |  | Clinical Chemistry Immunoglobulin A | IVD | General IVD(Others)
Abbott | Saudi | IVD |  | FreeStyle Auto Assist | IVD | General IVD(Others)
Abbott | Saudi | IVD |  | ARCHITECT STAT Troponin-I Controls | IVD | General IVD(Others)
Abbott | Saudi | IVD |  | Axsym CEA Reagent Pack | IVD | General IVD(Others)
Abbott | Saudi | IVD |  | Hemoglobin A1c | IVD | General IVD(Others)
Abbott | Saudi | IVD |  | AXSYM TUBING DECONTAMINATION SOLUTION | IVD | General IVD(Others)
Abbott | Saudi | IVD |  | Hemoglobin A1c Controls | IVD | General IVD(Others)
Abbott | Saudi | IVD |  | ARCHITECT STAT CK-MB Calibrators | IVD | General IVD(Others)
Abbott | Saudi | IVD |  | ARCHITECT STAT Myoglobin Calibrators | IVD | General IVD(Others)
Abbott | Saudi | IVD |  | ARCHITECT CA 15-3 Calibrators | IVD | General IVD(Others)
Abbott | Saudi | IVD |  | ARCHITECT CA 15-3 Reagent Kit | IVD | General IVD(Others)
Abbott | Saudi | IVD |  | ARCHITECT CA 125 II Reagent Kit | IVD | General IVD(Others)
Abbott | Saudi | IVD |  | Abbott RealTime CT Amplification Reagent Kit | IVD | Annex II List B
Abbott | Saudi | IVD |  | IRIDICA Fungal Assay | IVD | General IVD(Others)
Abbott | Saudi | IVD |  | IRIDICA Negative Control Kit | IVD | General IVD(Others)
Abbott | Saudi | IVD |  | IRIDICA DNA Prep Kit | IVD | General IVD(Others)
Abbott | Saudi | IVD |  | IRIDICA DS Reagent Kit | IVD | General IVD(Others)
Abbott | Saudi | IVD |  | IRIDICA MS Reagent Kit | IVD | General IVD(Others)
Abbott | Saudi | IVD |  | IRIDICA BAC SFT Assay | IVD | General IVD(Others)
Abbott | Saudi | IVD |  | IRIDICA BB | IVD | General IVD(Others)
Abbott | Saudi | IVD |  | IRIDICA TC | IVD | General IVD(Others)
Abbott | Saudi | IVD |  | IRIDICA AC | IVD | General IVD(Others)
Abbott | Saudi | IVD |  | IRIDICA MS 1 | IVD | General IVD(Others)
Abbott | Saudi | IVD |  | IRIDICA MS 2 | IVD | General IVD(Others)
Abbott | Saudi | IVD |  | IRIDICA Viral IC Assay | IVD | Annex II List B
Abbott | Saudi | IVD |  | FreeStyle Optium H β-Ketone blood β-ketone test strips | IVD | General IVD(Others)
Abbott | Saudi | IVD |  | FreeStyle Optium Neo H Blood Glucose Test Strips | IVD | General IVD(Others)
Abbott | Saudi | IVD |  | ARCHITECT Methotrexate Calibrators | IVD | General IVD(Others)
Abbott | Saudi | IVD |  | Abbott RealTime CMV Amplification Reagent kit | IVD | Annex II List B
Abbott | Saudi | IVD |  | Abbott RealTime CMV Control Kit | IVD | Annex II List B
Abbott | Saudi | IVD |  | Abbott Real Time CMV Calibrator Kit | IVD | Annex II List B
Abbott | Saudi | IVD |  | ARCHITECT T-Uptake Controls | IVD | General IVD(Others)
Abbott | Saudi | IVD |  | ARCHITECT Cortisol Reagent Kit | IVD | General IVD(Others)
Abbott | Saudi | IVD |  | FreeStyle Optium Neo H Blood Glucose and Ketone Monitoring System | IVD | General IVD(Others)
Abbott | Saudi | IVD |  | ARCHITECT Sirolimus Reagent Kit | IVD | General IVD(Others)
Abbott | Saudi | IVD |  | ARCHITECT STAT Troponin-I Controls | IVD | General IVD(Others)
Abbott | Saudi | IVD |  | ARCHITECT STAT Myoglobin Calibrators | IVD | General IVD(Others)
Abbott | Saudi | IVD |  | ARCHITECT CA 15-3 Calibrators | IVD | General IVD(Others)
Abbott | Saudi | IVD |  | ARCHITECT CA 125 II Reagent Kit | IVD | General IVD(Others)
Abbott | Saudi | IVD |  | ARCHITECT Anti-TPO Controls | IVD | General IVD(Others)
Abbott | Saudi | IVD |  | ARCHITECT T-Uptake Controls | IVD | General IVD(Others)
Abbott | Saudi | IVD |  | Lipid Multiconstituent Calibrator | IVD | General IVD(Others)
Abbott | Saudi | IVD |  | ARCHITECT Cortisol Reagent Kit | IVD | General IVD(Others)
Abbott | Saudi | IVD |  | ARCHITECT BNP Reagent Kit | IVD | General IVD(Others)
Abbott | Saudi | IVD |  | ARCHITECT Anti-TPO Controls | IVD | General IVD(Others)
Abbott | Saudi | IVD |  | ARCHITECT Anti-TPO Reagent Kit | IVD | General IVD(Others)
Abbott | Saudi | IVD |  | ARCHITECT T-Uptake Controls | IVD | General IVD(Others)
Abbott | Saudi | IVD |  | ARCHITECT CA 19-9XR Reagent Kit | IVD | General IVD(Others)
Abbott | Saudi | IVD |  | Lipid Multiconstituent Calibrator | IVD | General IVD(Others)
Abbott | Saudi | IVD |  | ARCHITECT Cortisol Reagent Kit | IVD | General IVD(Others)
Abbott | Saudi | IVD |  | Rheumatoid Factor Calibrator | IVD | General IVD(Others)
Abbott | Saudi | IVD |  | Detergent B | IVD | General IVD(Others)
Abbott | Saudi | IVD |  | ARCHITECT STAT Myoglobin Reagent Kit | IVD | General IVD(Others)
Abbott | Saudi | IVD |  | ARCHITECT CA 15-3 Reagent Kit | IVD | General IVD(Others)
Abbott | Saudi | IVD |  | Carbon Dioxide Calibrator | IVD | General IVD(Others)
Abbott | Saudi | IVD |  | ARCHITECT STAT Troponin-I Calibrators | IVD | General IVD(Others)
Abbott | Saudi | IVD |  | ARCHITECT STAT CK-MB Controls | IVD | General IVD(Others)
Abbott | Saudi | IVD |  | ARCHITECT STAT Myoglobin Calibrators | IVD | General IVD(Others)
Abbott | Saudi | IVD |  | Detergent B | IVD | General IVD(Others)
Abbott | Saudi | IVD |  | ARCHITECT STAT Myoglobin Reagent Kit | IVD | General IVD(Others)
Abbott | Saudi | IVD |  | ARCHITECT Free PSA Reagent Kit | IVD | Annex II List B
Abbott | Saudi | IVD |  | ARCHITECT Free PSA Calibrators | IVD | Annex II List B
Abbott | Saudi | IVD |  | ARCHITECT Free PSA Controls | IVD | Annex II List B
Abbott | Saudi | IVD |  | ARCHITECT Total PSA Reagent Kit | IVD | Annex II List B
Abbott | Saudi | IVD |  | ARCHITECT Total PSA Calibrators | IVD | Annex II List B
Abbott | Saudi | IVD |  | ARCHITECT CMV IgG Avidity Reagent Kit | IVD | Annex II List B
Abbott | Saudi | IVD |  | ARCHITECT CMV IgG Avidity Calibrator and Controls | IVD | Annex II List B
Abbott | Saudi | IVD |  | ARCHITECT CMV IgG Reagent Kit | IVD | Annex II List B
Abbott | Saudi | IVD |  | ARCHITECT CMV IgM Reagent Kit | IVD | Annex II List B
Abbott | Saudi | IVD |  | ARCHITECT CMV IgM Calibrator | IVD | Annex II List B
Abbott | Saudi | IVD |  | ARCHITECT Rubella IgM Reagent Kit | IVD | Annex II List B
Abbott | Saudi | IVD |  | ARCHITECT Rubella IgG Controls | IVD | Annex II List B
Abbott | Saudi | IVD |  | ARCHITECT Rubella IgG Reagent Kit | IVD | Annex II List B
Abbott | Saudi | MD |  | FreeStyle Libre Flash Glucose Monitoring System Reader | MD | Class IIb
Abbott | Saudi | IVD |  | ARCHITECT Methotrexate Controls | IVD | General IVD(Others)
Abbott | Saudi | IVD |  | ARCHITECT Methotrexate Extended Range Controls | IVD | General IVD(Others)
Abbott | Saudi | IVD |  | ARCHITECT B∙R∙A∙H∙M∙S PCT Reagent Kit | IVD | General IVD(Others)
Abbott | Saudi | IVD |  | ARCHITECT CA 19-9XR Calibrators | IVD | General IVD(Others)
Abbott | Saudi | IVD |  | ARCHITECT CA 19-9XR Controls | IVD | General IVD(Others)
Abbott | Saudi | IVD |  | FreeStyle Optium Neo H Blood Glucose and Ketone Monitoring System | IVD | General IVD(Others)
Abbott | Saudi | IVD |  | FreeStyle Optium Neo H Blood Glucose Test Strips | IVD | General IVD(Others)
Abbott | Saudi | IVD |  | ARCHITECT i Phenytoin Reagent Kit | IVD | General IVD(Others)
Abbott | Saudi | IVD |  | ARCHITECT i Phenytoin Calibrators | IVD | General IVD(Others)
Abbott | Saudi | IVD |  | ARCHITECT i Valproic Acid Reagent Kit | IVD | General IVD(Others)
Abbott | Saudi | IVD |  | ARCHITECT i Valproic Acid Calibrators | IVD | General IVD(Others)
Abbott | Saudi | IVD |  | ARCHITECT Anti-Tg Calibrators | IVD | General IVD(Others)
Abbott | Saudi | IVD |  | ARCHITECT Anti-Tg Controls | IVD | General IVD(Others)
Abbott | Saudi | IVD |  | ARCHITECT Anti-TPO Reagent Kit | IVD | General IVD(Others)
Abbott | Saudi | IVD |  | ARCHITECT BNP Calibrators | IVD | General IVD(Others)
Abbott | Saudi | IVD |  | ARCHITECT C-Peptide Reagent Kit | IVD | General IVD(Others)
Abbott | Saudi | IVD |  | ARCHITECT C-Peptide Calibrators | IVD | General IVD(Others)
Abbott | Saudi | IVD |  | ARCHITECT C-Peptide Controls | IVD | General IVD(Others)
Abbott | Saudi | IVD |  | ARCHITECT Insulin Calibrators | IVD | General IVD(Others)
Abbott | Saudi | IVD |  | ARCHITECT Insulin Controls | IVD | General IVD(Others)
Abbott | Saudi | IVD |  | ARCHITECT CA 125 II Controls | IVD | General IVD(Others)
Abbott | Saudi | IVD |  | ARCHITECT CA 15-3 Reagent Kit | IVD | General IVD(Others)
Abbott | Saudi | IVD |  | ARCHITECT CA 19-9XR Reagent Kit | IVD | General IVD(Others)
Abbott | Saudi | IVD |  | ARCHITECT CA 19-9XR Calibrators | IVD | General IVD(Others)
Abbott | Saudi | IVD |  | ARCHITECT i Phenobarbital Reagent Kit | IVD | General IVD(Others)
Abbott | Saudi | IVD |  | ARCHITECT i Phenobarbital Calibrators | IVD | General IVD(Others)
Abbott | Saudi | IVD |  | ARCHITECT STAT Troponin-I Reagent Kit | IVD | General IVD(Others)
Abbott | Saudi | IVD |  | FSH Controls | IVD | General IVD(Others)
Abbott | Saudi | IVD |  | ICT Urine Calibrator | IVD | General IVD(Others)
Abbott | Saudi | IVD |  | ICT Reference Solution | IVD | General IVD(Others)
Abbott | Saudi | IVD |  | ICT Cleaning Fluid | IVD | General IVD(Others)
Abbott | Saudi | IVD |  | Multiconstituent Calibrator | IVD | General IVD(Others)
Abbott | Saudi | IVD |  | ARCHITECT Sirolimus Calibrators | IVD | General IVD(Others)
Abbott | Saudi | IVD |  | ARCHITECT Tacrolimus Reagent Kit | IVD | General IVD(Others)
Abbott | Saudi | IVD |  | ARCHITECT Tacrolimus Calibrators | IVD | General IVD(Others)
Abbott | Saudi | IVD |  | ARCHITECT Tacrolimus Whole Blood Precipitation Reagent | IVD | General IVD(Others)
Abbott | Saudi | IVD |  | ARCHITECT i Digoxin Reagent Kit | IVD | General IVD(Others)
Abbott | Saudi | IVD |  | Urine/CSF Protein Calibrator | IVD | General IVD(Others)
Abbott | Saudi | IVD |  | SProt Multi Cal | IVD | General IVD(Others)
Abbott | Saudi | IVD |  | Lipase Calibrator | IVD | General IVD(Others)
Abbott | Saudi | IVD |  | Clinical Chemistry Phenobarbital Calibrator | IVD | General IVD(Others)
Abbott | Saudi | IVD |  | Apolipoprotein A1/B Calibrator | IVD | General IVD(Others)
Abbott | Saudi | IVD |  | Prealbumin Calibrator | IVD | General IVD(Others)
Abbott | Saudi | IVD |  | Clinical Chemistry Theophylline Calibrator | IVD | General IVD(Others)
Abbott | Saudi | IVD |  | Clinical Chemistry Carbamazepine Calibrator | IVD | General IVD(Others)
Abbott | Saudi | IVD |  | Clinical Chemistry Phenytoin Calibrator | IVD | General IVD(Others)
Abbott | Saudi | IVD |  | Acid Wash | IVD | General IVD(Others)
Abbott | Saudi | IVD |  | Water Bath Additive | IVD | General IVD(Others)
Abbott | Saudi | IVD |  | Immunoglobulin M | IVD | General IVD(Others)
Abbott | Saudi | IVD |  | Prealbumin | IVD | General IVD(Others)
Abbott | Saudi | IVD |  | Transferrin | IVD | General IVD(Others)
Abbott | Saudi | IVD |  | Phenytoin | IVD | General IVD(Others)
Abbott | Saudi | IVD |  | Phenobarbital | IVD | General IVD(Others)
Abbott | Saudi | IVD |  | Theophylline | IVD | General IVD(Others)
Abbott | Saudi | IVD |  | ICT Sample Diluent (ICTD5) | IVD | General IVD(Others)
Abbott | Saudi | IVD |  | Calcium | IVD | General IVD(Others)
Abbott | Saudi | IVD |  | Carbon Dioxide | IVD | General IVD(Others)
Abbott | Saudi | IVD |  | Glucose | IVD | General IVD(Others)
Abbott | Saudi | IVD |  | Uric Acid | IVD | General IVD(Others)
Abbott | Saudi | IVD |  | Albumin BCG | IVD | General IVD(Others)
Abbott | Saudi | IVD |  | Albumin BCP | IVD | General IVD(Others)
Abbott | Saudi | IVD |  | Alkaline Phosphatase | IVD | General IVD(Others)
Abbott | Saudi | IVD |  | Creatine Kinase | IVD | General IVD(Others)
Abbott | Saudi | IVD |  | Acid Phosphatase | IVD | General IVD(Others)
Abbott | Saudi | IVD |  | APOLIPOPROTEIN B | IVD | General IVD(Others)
Abbott | Saudi | IVD |  | Immunoglobulin G | IVD | General IVD(Others)
Abbott | Saudi | IVD |  | Phosphorus | IVD | General IVD(Others)
Abbott | Saudi | IVD |  | Total Protein | IVD | General IVD(Others)
Abbott | Saudi | IVD |  | Triglyceride | IVD | General IVD(Others)
Abbott | Saudi | IVD |  | Urea Nitrogen | IVD | General IVD(Others)
Abbott | Saudi | IVD |  | Urine/CSF Protein | IVD | General IVD(Others)
Abbott | Saudi | IVD |  | Aspartate Aminotransferase | IVD | General IVD(Others)
Abbott | Saudi | IVD |  | Direct Bilirubin | IVD | General IVD(Others)
Abbott | Saudi | IVD |  | Magnesium | IVD | General IVD(Others)
Abbott | Saudi | IVD |  | Alinity i HAVAb IgM Calibrator | IVD | General IVD(Others)
Abbott | Saudi | IVD |  | Alinity i Syphilis TP Calibrator | IVD | General IVD(Others)
Abbott | Saudi | IVD |  | Alinity i HAVAb IgG Controls | IVD | General IVD(Others)
Abbott | Saudi | IVD |  | Alinity i HAVAb IgG Calibrator | IVD | General IVD(Others)
Abbott | Saudi | IVD |  | Alinity c-series Detergent A | IVD | General IVD(Others)
Abbott | Saudi | IVD |  | Alinity c-series Maintenance Solutions | IVD | General IVD(Others)
Abbott | Saudi | IVD |  | Alinity C Processing module | IVD | General IVD(Others)
Abbott | Saudi | IVD |  | ICT Module | IVD | General IVD(Others)
Abbott | Saudi | IVD |  | Alinity i CA 19-9XR Controls | IVD | General IVD(Others)
Abbott | Saudi | IVD |  | Alinity i HE4 Reagent Kit | IVD | General IVD(Others)
Abbott | Saudi | IVD |  | Alinity i HE4 Calibrators | IVD | General IVD(Others)
Abbott | Saudi | IVD |  | Alinity i CA 15-3 Reagent Kit | IVD | General IVD(Others)
Abbott | Saudi | IVD |  | Alinity i CA 15-3 Controls | IVD | General IVD(Others)
Abbott | Saudi | IVD |  | Alinity i CA 125 II Reagent Kit | IVD | General IVD(Others)
Abbott | Saudi | IVD |  | Alinity i BNP Reagent Kit | IVD | General IVD(Others)
Abbott | Saudi | IVD |  | Alinity i BNP Calibrators | IVD | General IVD(Others)
Abbott | Saudi | IVD |  | Alinity c Lipid Multiconstituent Calibrator Kit | IVD | General IVD(Others)
Abbott | Saudi | IVD |  | Alinity i Total B -hCG Reagent kit | IVD | General IVD(Others)
Abbott | Saudi | IVD |  | Alinity i Total β-hCG Controls | IVD | General IVD(Others)
Abbott | Saudi | IVD |  | Alinity i Total β-hCG Calibrators | IVD | General IVD(Others)
Abbott | Saudi | IVD |  | Alinity i 25-OH Vitamin D Reagent Kit | IVD | General IVD(Others)
Abbott | Saudi | IVD |  | Alinity i Ferritin Reagent Kit | IVD | General IVD(Others)
Abbott | Saudi | IVD |  | Alinity i Prolactin Calibrators | IVD | General IVD(Others)
Abbott | Saudi | IVD |  | Alinity i Prolactin Controls | IVD | General IVD(Others)
Abbott | Saudi | IVD |  | Alinity i STAT High Sensitive Troponin-I Calibrators | IVD | General IVD(Others)
Abbott | Saudi | IVD |  | Alinity i Total T4 Reagent Kit | IVD | General IVD(Others)
Abbott | Saudi | IVD |  | Alinity i Total T4 Controls | IVD | General IVD(Others)
Abbott | Saudi | IVD |  | Alinity c ICT Sample Diluent | IVD | General IVD(Others)
Abbott | Saudi | IVD |  | Alinity c Calcium Reagent Kit | IVD | General IVD(Others)
Abbott | Saudi | IVD |  | Alinity c Lactate Dehydrogenase Reagent Kit | IVD | General IVD(Others)
Abbott | Saudi | IVD |  | Alinity c Lactic Acid Reagent Kit | IVD | General IVD(Others)
Abbott | Saudi | IVD |  | Alinity c Activated Aspartate Aminotransferase Reagent Kit | IVD | General IVD(Others)
Abbott | Saudi | IVD |  | Alinity c Transferrin Reagent Kit | IVD | General IVD(Others)
Abbott | Saudi | IVD |  | Alinity c Phosphorus Reagent Kit | IVD | General IVD(Others)
Abbott | Saudi | IVD |  | Alinity c Uric Acid Reagent Kit | IVD | General IVD(Others)
Abbott | Saudi | IVD |  | Alinity c Alanine Aminotransferase Reagent Kit | IVD | General IVD(Others)
Abbott | Saudi | IVD |  | Alinity c ICT Urine Calibrator Kit | IVD | General IVD(Others)
Abbott | Saudi | IVD |  | Alinity c-series ICT Reference Solution | IVD | General IVD(Others)
Abbott | Saudi | IVD |  | Alinity s Anti-HBc Assay Control Kit | IVD | Annex II List A
Abbott | Saudi | IVD |  | Alinity s HIV Ag/Ab Combo Calibrator Kit | IVD | Annex II List A
Abbott | Saudi | IVD |  | Alinity s HIV Ag/Ab Combo Release Control Kit | IVD | Annex II List A
Abbott | Saudi | IVD |  | Alinity s Anti-HCV Reagent Kit | IVD | Annex II List A
Abbott | Saudi | IVD |  | Alinity s Anti-HCV Release Control Kit | IVD | Annex II List A
Abbott | Saudi | IVD |  | Alinity c Transferrin Calibrator Kit | IVD | General IVD(Others)
Abbott | Saudi | IVD |  | Alinity hq Analyzer | IVD | General IVD(Others)
Abbott | Saudi | IVD |  | Alinity h-series AutoClean Solution | IVD | General IVD(Others)
Abbott | Saudi | IVD |  | Alinity h-series Diluent | IVD | General IVD(Others)
Abbott | Saudi | IVD |  | Alinity s Anti-HBc Calibrator Kit | IVD | Annex II List A
Abbott | Saudi | IVD |  | Alinity i Rubella IgG Calibrators | IVD | Annex II List B
Abbott | Saudi | IVD |  | Alinity i Rubella IgM Reagent Kit | IVD | Annex II List B
Abbott | Saudi | IVD |  | Alinity i Rubella IgM Calibrator | IVD | Annex II List B
Abbott | Saudi | IVD |  | Alinity i CMV IgG Avidity Reagent Kit | IVD | Annex II List B
Abbott | Saudi | IVD |  | Alinity i CMV IgG Avidity Controls | IVD | Annex II List B
Abbott | Saudi | IVD |  | Alinity s CMV IgG Qualitative Reagent Kit | IVD | Annex II List B
Abbott | Saudi | IVD |  | Alinity s CMV IgG Qualitative Calibrator Kit | IVD | Annex II List B
Abbott | Saudi | IVD |  | Alinity s HTLV I/II Reagent Kit | IVD | Annex II List A
Abbott | Saudi | IVD |  | Alinity s HTLV I/II Calibrator Kit | IVD | Annex II List A
Abbott | Saudi | IVD |  | Alinity i CMV IgG Controls | IVD | Annex II List B
Abbott | Saudi | IVD |  | Alinity i CMV IgM Calibrator | IVD | Annex II List B
Abbott | Saudi | IVD |  | Alinity h-series Retic Reagent | IVD | General IVD(Others)
Abbott | Saudi | IVD |  | Alinity c Albumin BCG Reagent Kit | IVD | General IVD(Others)
Abbott | Saudi | IVD |  | Alinity c Cholesterol Reagent Kit | IVD | General IVD(Others)
Abbott | Saudi | IVD |  | Alinity c Magnesium Reagent Kit | IVD | General IVD(Others)
Abbott | Saudi | IVD |  | Alinity i 2nd Generation Testosterone Calibrators | IVD | General IVD(Others)
Abbott | Saudi | IVD |  | Alinity i Free PSA Reagent Kit | IVD | Annex II List B
Abbott | Saudi | IVD |  | Alinity i Free PSA Calibrators | IVD | Annex II List B
Abbott | Saudi | IVD |  | Alinity i Free PSA Controls | IVD | Annex II List B
Abbott | Saudi | IVD |  | Alinity s HBsAg Confirmatory Reagent Kit | IVD | Annex II List A
Abbott | Saudi | IVD |  | Alinity i 2nd Generation Testosterone Controls | IVD | General IVD(Others)
Abbott | Saudi | IVD |  | Alinity c Carbon Dioxide Calibrator Kit | IVD | General IVD(Others)
Abbott | Saudi | IVD |  | i-STAT cTnI Control Level 1 | IVD | General IVD(Others)
Abbott | Saudi | IVD |  | i-STAT CK-MB Control Level 1 | IVD | General IVD(Others)
Abbott | Saudi | IVD |  | i-STAT cTnI Control Level 2 | IVD | General IVD(Others)
Abbott | Saudi | IVD |  | i-STAT BNP Control Level 2 | IVD | General IVD(Others)
Abbott | Saudi | IVD |  | i-STAT BNP Control Level 3 | IVD | General IVD(Others)
Abbott | Saudi | IVD |  | i-STAT CK-MB Control Level 3 | IVD | General IVD(Others)
Abbott | Saudi | IVD |  | CELL-DYN 22 Plus Calibrator | IVD | General IVD(Others)
Abbott | Saudi | IVD |  | CELL-DYN 22 Plus Control | IVD | General IVD(Others)
Abbott | Saudi | IVD |  | CELL-DYN Emerald 22 Easy Cleaner | IVD | General IVD(Others)
Abbott | Saudi | IVD |  | CELL-DYN Emerald 22 Lyse | IVD | General IVD(Others)
Abbott | Saudi | IVD |  | ARCHITECT TSH Calibrators | IVD | General IVD(Others)
Abbott | Saudi | IVD |  | ARCHITECT TSH Controls | IVD | General IVD(Others)
Abbott | Saudi | IVD |  | ARCHITECT Ferritin Reagent Kit | IVD | General IVD(Others)
Abbott | Saudi | IVD |  | ARCHITECT Ferritin Controls | IVD | General IVD(Others)
Abbott | Saudi | IVD |  | ARCHITECT Total T3 Reagent Kit | IVD | General IVD(Others)
Abbott | Saudi | IVD |  | ARCHITECT Free T3 Calibrators | IVD | General IVD(Others)
Abbott | Saudi | IVD |  | ARCHITECT Free T3 Controls | IVD | General IVD(Others)
Abbott | Saudi | IVD |  | ARCHITECT Total β-hCG Calibrators | IVD | General IVD(Others)
Abbott | Saudi | IVD |  | ARCHITECT Total β-hCG Controls | IVD | General IVD(Others)
Abbott | Saudi | IVD |  | ARCHITECT Progesterone Reagent Kit | IVD | General IVD(Others)
Abbott | Saudi | IVD |  | ARCHITECT Progesterone Calibrators | IVD | General IVD(Others)
Abbott | Saudi | IVD |  | ARCHITECT Progesterone Manual Diluent | IVD | General IVD(Others)
Abbott | Saudi | IVD |  | ARCHITECT Estradiol Reagent Kit | IVD | General IVD(Others)
Abbott | Saudi | IVD |  | ARCHITECT Estradiol Calibrators | IVD | General IVD(Others)
Abbott | Saudi | IVD |  | ARCHITECT Estradiol Controls | IVD | General IVD(Others)
Abbott | Saudi | IVD |  | ARCHITECT Prolactin Controls | IVD | General IVD(Others)
Abbott | Saudi | IVD |  | ARCHITECT Free T4 Calibrators | IVD | General IVD(Others)
Abbott | Saudi | IVD |  | ARCHITECT Free T4 Controls | IVD | General IVD(Others)
Abbott | Saudi | IVD |  | ARCHITECT Estradiol Manual Diluent | IVD | General IVD(Others)
Abbott | Saudi | IVD |  | ARCHITECT Total T4 Calibrators | IVD | General IVD(Others)
Abbott | Saudi | IVD |  | ARCHITECT FSH Calibrators | IVD | General IVD(Others)
Abbott | Saudi | IVD |  | ARCHITECT FSH Controls | IVD | General IVD(Others)
Abbott | Saudi | IVD |  | ARCHITECT B12 Controls | IVD | General IVD(Others)
Abbott | Saudi | IVD |  | Vysis LSI D13S319 (13q14.3) SpectrumOrange Probe | IVD | General IVD(Others)
Abbott | Saudi | IVD |  | Vysis LSI PML/RARA Dual Color, Dual Fusion Translocation Probe Set | IVD | General IVD(Others)
Abbott | Saudi | IVD |  | Vysis Melanoma FISH Probe Kit | IVD | General IVD(Others)
Abbott | Saudi | IVD |  | ARCHITECT Urine NGAL Reagent Kit | IVD | General IVD(Others)
Abbott | Saudi | IVD |  | ARCHITECT Urine NGAL Calibrators | IVD | General IVD(Others)
Abbott | Saudi | IVD |  | ARCHITECT Urine NGAL Controls | IVD | General IVD(Others)
Abbott | Saudi | IVD |  | ARCHITECT Folate Controls | IVD | General IVD(Others)
Abbott | Saudi | IVD |  | ARCHITECT Folate Manual Diluent | IVD | General IVD(Others)
Abbott | Saudi | IVD |  | ARCHITECT Folate RBC Lysis Diluent | IVD | General IVD(Others)
Abbott | Saudi | IVD |  | ARCHITECT LH Calibrators | IVD | General IVD(Others)
Abbott | Saudi | IVD |  | ARCHITECT STAT High Sensitive Troponin I Reagent Kit | IVD | General IVD(Others)
Abbott | Saudi | IVD |  | Architect STAT High Sensitive Troponin I Calibrators | IVD | General IVD(Others)
Abbott | Saudi | MD |  | FreeStyle Libre Flash Glucose Monitoring System Reader | MD | Class IIb
Abbott | Saudi | IVD |  | Vysis MDM2/CEP 12 FISH Probe Kit | IVD | General IVD(Others)
Abbott | Saudi | IVD |  | Vysis DDIT3 Break Apart FISH Probe Kit | IVD | General IVD(Others)
Abbott | Saudi | IVD |  | Vysis EWSR1 Break Apart FISH Probe Kit | IVD | General IVD(Others)
Abbott | Saudi | IVD |  | Vysis TOP2A/HER-2/CEP 17 FISH Probe Kit | IVD | General IVD(Others)
Abbott | Saudi | IVD |  | Vysis IGH/MYC/CEP 8 Tri-Color DF FISH Probe Kit | IVD | General IVD(Others)
Abbott | Saudi | IVD |  | Vysis 1p36/1q25 and 19q13/19p13 FISH Probe Kit | IVD | General IVD(Others)
Abbott | Saudi | IVD |  | Vysis CDKN2A/CEP 9 FISH Probe Kit | IVD | General IVD(Others)
Abbott | Saudi | IVD |  | Vysis PTEN/CEP 10 FISH Probe Kit | IVD | General IVD(Others)
Abbott | Saudi | IVD |  | Vysis D13S319/13q34 FISH Probe Kit | IVD | General IVD(Others)
Abbott | Saudi | IVD |  | Vysis TRA/D Break Apart FISH Probe Kit | IVD | General IVD(Others)
Abbott | Saudi | IVD |  | Vysis PML/RARA SF FISH Probe Kit | IVD | General IVD(Others)
Abbott | Saudi | IVD |  | Vysis RARA Break Apart FISH Probe Kit | IVD | General IVD(Others)
Abbott | Saudi | IVD |  | Vysis CSF1R/D5S23, D5S721 FISH Probe Kit | IVD | General IVD(Others)
Abbott | Saudi | IVD |  | Vysis D7S486/CEP 7 FISH Probe Kit | IVD | General IVD(Others)
Abbott | Saudi | IVD |  | Vysis ZNF217 SpectrumGold FISH Probe Kit | IVD | General IVD(Others)
Abbott | Saudi | IVD |  | Vysis ZNF217 SpectrumRed FISH Probe Kit | IVD | General IVD(Others)
Abbott | Saudi | IVD |  | Vysis 13q34 SpectrumGreen FISH Probe Kit | IVD | General IVD(Others)
Abbott | Saudi | IVD |  | Alinity i 25-OH Vitamin D Reagent Kit | IVD | General IVD(Others)
Abbott | Saudi | IVD |  | Alinity i 25-OH Vitamin D Controls | IVD | General IVD(Others)
Abbott | Saudi | IVD |  | Alinity i TSH Reagent Kit | IVD | General IVD(Others)
Abbott | Saudi | IVD |  | Alinity i TSH Controls | IVD | General IVD(Others)
Abbott | Saudi | IVD |  | Alinity i Ferritin Reagent Kit | IVD | General IVD(Others)
Abbott | Saudi | IVD |  | Alinity i STAT High Sensitive Troponin-I Controls | IVD | General IVD(Others)
Abbott | Saudi | IVD |  | Alinity i Total T3 Reagent Kit | IVD | General IVD(Others)
Abbott | Saudi | IVD |  | Alinity i Free T3 Reagent Kit | IVD | General IVD(Others)
Abbott | Saudi | IVD |  | Alinity i Free T4 Reagent Kit | IVD | General IVD(Others)
Abbott | Saudi | IVD |  | Alinity i Free T3 Calibrators | IVD | General IVD(Others)
Abbott | Saudi | IVD |  | Alinity i Free T3 Controls | IVD | General IVD(Others)
Abbott | Saudi | IVD |  | Alinity i Total T3 Calibrators | IVD | General IVD(Others)
Abbott | Saudi | IVD |  | Alinity i Total T3 Manual Diluent | IVD | General IVD(Others)
Abbott | Saudi | IVD |  | Alinity i Estradiol Calibrators | IVD | General IVD(Others)
Abbott | Saudi | IVD |  | Alinity i Estradiol Manual Diluent Kit | IVD | General IVD(Others)
Abbott | Saudi | IVD |  | Alinity i CMV IgG Reagent Kit | IVD | Annex II List B
Abbott | Saudi | IVD |  | Alinity i CMV IgG Calibrators | IVD | Annex II List B
Abbott | Saudi | IVD |  | Alinity i CMV IgG Controls | IVD | Annex II List B
Abbott | Saudi | IVD |  | Alinity i CMV IgM Reagent Kit | IVD | Annex II List B
Abbott | Saudi | IVD |  | Alinity i CMV IgM Controls | IVD | Annex II List B
Abbott | Saudi | IVD |  | Alinity i Rubella IgG Reagent Kit | IVD | Annex II List B
Abbott | Saudi | IVD |  | Alinity i Rubella IgG Controls | IVD | Annex II List B
Abbott | Saudi | IVD |  | Alinity i Rubella IgM Reagent Kit | IVD | Annex II List B
Abbott | Saudi | IVD |  | Alinity i Free PSA Controls | IVD | Annex II List B
Abbott | Saudi | IVD |  | Allinity i Total PSA Controls | IVD | Annex II List B
Abbott | Saudi | IVD |  | ARCHITECT Methotrexate Reagent Kit | IVD | General IVD(Others)
Abbott | Saudi | IVD |  | Alinity i Rubella IgM Calibrator | IVD | Annex II List B
Abbott | Saudi | IVD |  | Alinity s CMV IgG Qualitative Reagent Kit | IVD | Annex II List B
Abbott | Saudi | IVD |  | Alinity s CMV IgG Qualitative Assay Control Kit | IVD | Annex II List B
Abbott | Saudi | IVD |  | Alinity i Free PSA Reagent Kit | IVD | Annex II List B
Abbott | Saudi | IVD |  | Alinity i Free PSA Calibrators | IVD | Annex II List B
Abbott | Saudi | IVD |  | ARCHITECT CA 19-9XR Reagent Kit | IVD | General IVD(Others)
Abbott | Saudi | IVD |  | ARCHITECT CA 19-9XR Controls | IVD | General IVD(Others)
Abbott | Saudi | IVD |  | i-STAT Alinity Electronic Simulator | IVD | General IVD(Others)
Abbott | Saudi | IVD |  | Alinity s Chagas Reagent Kit | IVD | General IVD(Others)
Abbott | Saudi | IVD |  | Alinity s Chagas Calibrator Kit | IVD | General IVD(Others)
Abbott | Saudi | IVD |  | Alinity s Chagas Release Control Kit | IVD | General IVD(Others)
Abbott | Saudi | IVD |  | Alinity s Syphilis Calibrator Kit | IVD | General IVD(Others)
Abbott | Saudi | IVD |  | Alinity s Syphilis Assay Control Kit | IVD | General IVD(Others)
Abbott | Saudi | IVD |  | Alinity s Syphilis Release Control Kit | IVD | General IVD(Others)
Abbott | Saudi | IVD |  | ARCHITECT Homocysteine Calibrators | IVD | General IVD(Others)
Abbott | Saudi | IVD |  | ARCHITECT i Theophylline Calibrators | IVD | General IVD(Others)
Abbott | Saudi | IVD |  | ARCHITECT i Theophylline Reagent Kit | IVD | General IVD(Others)
Abbott | Saudi | IVD |  | ARCHITECT i Vancomycin Calibrators | IVD | General IVD(Others)
Abbott | Saudi | IVD |  | ARCHITECT i Vancomycin Reagent Kit | IVD | General IVD(Others)
Abbott | Saudi | IVD |  | ARCHITECT i Gentamicin Calibrators | IVD | General IVD(Others)
Abbott | Saudi | IVD |  | ARCHITECT i Carbamazepine Calibrator | IVD | General IVD(Others)
Abbott | Saudi | IVD |  | ARCHITECT i Carbamazepine Reagent Kit | IVD | General IVD(Others)
Abbott | Saudi | IVD |  | ARCHITECT ProGRP Calibrators | IVD | General IVD(Others)
Abbott | Saudi | IVD |  | ARCHITECT ProGRP Reagent | IVD | General IVD(Others)
Abbott | Saudi | IVD |  | ARCHITECT ProGRP Controls | IVD | General IVD(Others)
Abbott | Saudi | IVD |  | ARCHITECT Anti-CCP Reagent Kit | IVD | General IVD(Others)
Abbott | Saudi | IVD |  | ARCHITECT Chagas Controls | IVD | General IVD(Others)
Abbott | Saudi | IVD |  | ARCHITECT Chagas Reagent | IVD | General IVD(Others)
Abbott | Saudi | IVD |  | ARCHITECT HE4 Calibrators | IVD | General IVD(Others)
Abbott | Saudi | IVD |  | ARCHITECT HE4 Controls | IVD | General IVD(Others)
Abbott | Saudi | IVD |  | ARCHITECT CYFRA 21-1 Calibrators | IVD | General IVD(Others)
Abbott | Saudi | IVD |  | ARCHITECT CYFRA 21-1 Controls | IVD | General IVD(Others)
Abbott | Saudi | IVD |  | ARCHITECT 25-OH Vitamin D Calibrators | IVD | General IVD(Others)
Abbott | Saudi | IVD |  | ARCHITECT Active-B12 (Holotranscobalamin) Controls | IVD | General IVD(Others)
Abbott | Saudi | IVD |  | ARCHITECT Active-B12 (Holotranscobalamin) Reagent kit | IVD | General IVD(Others)
Abbott | Saudi | IVD |  | ARCHITECT® HAVAb-IgG Calibrator | IVD | General IVD(Others)
Abbott | Saudi | IVD |  | ARCHITECT® HAVAb-IgG Controls | IVD | General IVD(Others)
Abbott | Saudi | IVD |  | ARCHITECT® HAVAb-IgM Calibrator | IVD | General IVD(Others)
Abbott | Saudi | IVD |  | ARCHITECT Syphilis TP Calibrators | IVD | General IVD(Others)
Abbott | Saudi | IVD |  | ARCHITECT Syphilis TP Controls | IVD | General IVD(Others)
Abbott | Saudi | IVD |  | ARCHITECT Pepsinogen II Calibrators | IVD | General IVD(Others)
Abbott | Saudi | IVD |  | ARCHITECT Pepsinogen II Controls | IVD | General IVD(Others)
Abbott | Saudi | IVD |  | ARCHITECT SCC Calibrators | IVD | General IVD(Others)
Abbott | Saudi | IVD |  | ARCHITECT SCC Controls | IVD | General IVD(Others)
Abbott | Saudi | IVD |  | ARCHITECT SCC Reagent Kit | IVD | General IVD(Others)
Abbott | Saudi | IVD |  | ARCHITECT® Intact PTH Calibrators | IVD | General IVD(Others)
Abbott | Saudi | IVD |  | ARCHITECT® SHBG Calibrators | IVD | General IVD(Others)
Abbott | Saudi | IVD |  | ARCHITECT® SHBG Controls | IVD | General IVD(Others)
Abbott | Saudi | IVD |  | ARCHITECT® DHEA-S Controls | IVD | General IVD(Others)
Abbott | Saudi | IVD |  | Architect EBV VCA IgG Reagent Kit | IVD | General IVD(Others)
Abbott | Saudi | IVD |  | Architect EBV VCA IgM Reagent Kit | IVD | General IVD(Others)
Abbott | Saudi | IVD |  | Architect Galectin-3 Reagent Kit | IVD | General IVD(Others)
Abbott | Saudi | IVD |  | Architect Galectin-3 Calibrators | IVD | General IVD(Others)
Abbott | Saudi | IVD |  | Architect Galectin-3 Controls | IVD | General IVD(Others)
Abbott | Saudi | IVD |  | Alinity c Hemoglobin A1c Calibrators | IVD | General IVD(Others)
Abbott | Saudi | IVD |  | Alinity c Hemoglobin A1c Controls | IVD | General IVD(Others)
Abbott | Saudi | IVD |  | Alinity c Microalbumin Controls | IVD | General IVD(Others)
Abbott | Saudi | IVD |  | Architect HbA1c Reagent Kit | IVD | General IVD(Others)
Abbott | Saudi | IVD |  | Architect HbA1c Calibrators | IVD | General IVD(Others)
Abbott | Saudi | IVD |  | Architect 2nd Generation Testosterone Reagent Kit | IVD | General IVD(Others)
Abbott | Saudi | IVD |  | Architect 2nd Generation Testosterone Calibrators | IVD | General IVD(Others)
Abbott | Saudi | IVD |  | Alinity c Aspartate Aminotransferase Reagent Kit | IVD | General IVD(Others)
Abbott | Saudi | IVD |  | Alinity c Activated Alanine Aminotransferase Reagent Kit | IVD | General IVD(Others)
Abbott | Saudi | IVD |  | Alinity i Intact PTH Controls | IVD | General IVD(Others)
Abbott | Saudi | IVD |  | Alinity c Bilirubin Calibrator Kit | IVD | General IVD(Others)
Abbott | Saudi | IVD |  | Alinity hs Slide Maker Stainer Module | IVD | General IVD(Others)
Abbott | Saudi | IVD |  | Alinity h-series Smear Fix | IVD | General IVD(Others)
Abbott | Saudi | IVD |  | Alinity h-series Smear Tape Cartridge | IVD | General IVD(Others)
Abbott | Saudi | IVD |  | Abbott Real Time CMV Calibrator Kit | IVD | Annex II List B
Abbott | Saudi | IVD |  | Abbott RealTime CT/NG Control Kit | IVD | Annex II List B
Abbott | Saudi | IVD |  | Abbott RealTime CT Amplification Reagent Kit | IVD | Annex II List B
Abbott | Saudi | IVD |  | Abbott RealTime CT/NG Amplification Reagent Kit | IVD | Annex II List B
Abbott | Saudi | IVD |  | ARCHITECT Methotrexate Calibrators | IVD | General IVD(Others)
Abbott | Saudi | IVD |  | Alinity i CEA Reagent Kit | IVD | General IVD(Others)
Abbott | Saudi | IVD |  | Alinity i CEA Calibrators | IVD | General IVD(Others)
Abbott | Saudi | IVD |  | Alinity i CEA Controls | IVD | General IVD(Others)
Abbott | Saudi | IVD |  | Alinity i AFP Calibrators | IVD | General IVD(Others)
Abbott | Saudi | IVD |  | Alinity i AFP Controls | IVD | General IVD(Others)
Abbott | Saudi | IVD |  | Alinity i Multi-Assay Manual Diluent | IVD | General IVD(Others)
Abbott | Saudi | IVD |  | Alinity s Optics Verifier Kit | IVD | General IVD(Others)
Abbott | Saudi | IVD |  | Alinity Trigger Solution | IVD | General IVD(Others)
Abbott | Saudi | IVD |  | Alinity Pre-Trigger Solution | IVD | General IVD(Others)
Abbott | Saudi | IVD |  | Alinity i HBsAg Qualitative II Confirmatory Manual Diluent | IVD | General IVD(Others)
Abbott | Saudi | IVD |  | Alinity i Anti-Tg Reagent Kit | IVD | General IVD(Others)
Abbott | Saudi | IVD |  | ARCHITECT CA 19-9XR Controls | IVD | General IVD(Others)
Abbott | Saudi | IVD |  | Microalbumin Calibrators | IVD | General IVD(Others)
Abbott | Saudi | IVD |  | Microalbumin | IVD | General IVD(Others)
Abbott | Saudi | IVD |  | ViroSeq HIV-1 Genotyping System v2.0 | IVD | Annex II List A
Abbott | Saudi | IVD |  | Alinity i T-Uptake Calibrators | IVD | General IVD(Others)
Abbott | Saudi | IVD |  | Alinity i T-Uptake Controls | IVD | General IVD(Others)
Abbott | Saudi | IVD |  | ARCHITECT PIVKA-II Controls | IVD | General IVD(Others)
Abbott | Saudi | IVD |  | ARCHITECT PIVKA-II Reagent Kit | IVD | General IVD(Others)
Abbott | Saudi | IVD |  | ARCHITECT B·R·A·H·M·S PCT Controls | IVD | General IVD(Others)
Abbott | Saudi | IVD |  | ARCHITECT CA 19-9XR Reagent Kit | IVD | General IVD(Others)
Abbott | Saudi | IVD |  | ARCHITECT CA 19-9XR Calibrators | IVD | General IVD(Others)
Abbott | Saudi | IVD |  | ARCHITECT T-Uptake Calibrators | IVD | General IVD(Others)
Abbott | Saudi | IVD |  | ARCHITECT CA 19-9XR Reagent Kit | IVD | General IVD(Others)
Abbott | Saudi | IVD |  | ARCHITECT STAT Myoglobin Reagent Kit | IVD | General IVD(Others)
Abbott | Saudi | IVD |  | ARCHITECT CA 15-3 Reagent Kit | IVD | General IVD(Others)
Abbott | Saudi | IVD |  | ARCHITECT CA 125 II Reagent Kit | IVD | General IVD(Others)
Abbott | Saudi | IVD |  | ARCHITECT BNP Reagent Kit | IVD | General IVD(Others)
Abbott | Saudi | IVD |  | Abbott RealTime HIV-1 Amplification Reagent Kit | IVD | Annex II List A
Abbott | Saudi | IVD |  | Alinity s Chagas Assay Control Kit | IVD | General IVD(Others)
Abbott | Saudi | IVD |  | Alinity s Chagas Release Control Kit | IVD | General IVD(Others)
Abbott | Saudi | IVD |  | Alinity s Syphilis Reagent Kit | IVD | General IVD(Others)
Abbott | Saudi | IVD |  | Alinity s Syphilis Assay Control Kit | IVD | General IVD(Others)
Abbott | Saudi | IVD |  | Alinity s Syphilis Release Control Kit | IVD | General IVD(Others)
Abbott | Saudi | IVD |  | Alinity s Sample Cups | IVD | General IVD(Others)
Abbott | Saudi | IVD |  | Alinity h-series WBC Reagent | IVD | General IVD(Others)
Abbott | Saudi | IVD |  | i-STAT G3+ Cartridge | IVD | General IVD(Others)
Abbott | Saudi | IVD |  | i-STAT cTnI Cartridge | IVD | General IVD(Others)
Abbott | Saudi | IVD |  | Carbon Dioxide Calibrator | IVD | General IVD(Others)
Abbott | Saudi | IVD |  | ARCHITECT Sirolimus Reagent Kit | IVD | General IVD(Others)
Abbott | Saudi | IVD |  | ARCHITECT STAT Troponin-I Calibrators | IVD | General IVD(Others)
Abbott | Saudi | IVD |  | ARCHITECT STAT CK-MB Calibrators | IVD | General IVD(Others)
Abbott | Saudi | IVD |  | Alinity h-series HGB Reagent | IVD | General IVD(Others)
Abbott | Saudi | IVD |  | Alinity h-series Phosphate Buffer | IVD | General IVD(Others)
Abbott | Saudi | IVD |  | ARCHITECT i Phenytoin Reagent Kit | IVD | General IVD(Others)
Abbott | Saudi | IVD |  | ARCHITECT i Valproic Acid Reagent Kit | IVD | General IVD(Others)
Abbott | Saudi | IVD |  | ARCHITECT i Valproic Acid Calibrators | IVD | General IVD(Others)
Abbott | Saudi | IVD |  | Transplant Pretreatment Tubes | IVD | General IVD(Others)
Abbott | Saudi | IVD |  | ARCHITECT Cyclosporine Reagent Kit | IVD | General IVD(Others)
Abbott | Saudi | IVD |  | ARCHITECT Tacrolimus Calibrators | IVD | General IVD(Others)
Abbott | Saudi | IVD |  | ARCHITECT Tacrolimus Whole Blood Precipitation Reagent | IVD | General IVD(Others)
Abbott | Saudi | IVD |  | ARCHITECT Anti-Tg Controls | IVD | General IVD(Others)
Abbott | Saudi | IVD |  | ARCHITECT i Phenobarbital Calibrators | IVD | General IVD(Others)
Abbott | Saudi | IVD |  | Acid Wash | IVD | General IVD(Others)
Abbott | Saudi | IVD |  | Water Bath Additive | IVD | General IVD(Others)
Abbott | Saudi | IVD |  | Alkaline Wash | IVD | General IVD(Others)
Abbott | Saudi | IVD |  | Refurbished ARCHITECT i1000sr Processing Module | IVD | General IVD(Others)
Abbott | Saudi | IVD |  | Refurbished ARCHITECT i2000sr Processing Module | IVD | General IVD(Others)
Abbott | Saudi | MD |  | AlinIQ AMS | MD | Class I
Abbott | Saudi | IVD |  | ARCHITECT Anti-HBe Reagent Kit | IVD | Annex II List A
Abbott | Saudi | IVD |  | ARCHITECT® HBeAg Controls | IVD | Annex II List A
Abbott | Saudi | IVD |  | ARCHITECT Anti-HBc IgM Reagent Kit | IVD | Annex II List A
Abbott | Saudi | IVD |  | ARCHITECT® Anti-HBc IgM Calibrators | IVD | Annex II List A
Abbott | Saudi | IVD |  | ARCHITECT Anti-HBc II Reagent Kit | IVD | Annex II List A
Abbott | Saudi | IVD |  | ARCHITECT Anti-HBc II Calibrator | IVD | Annex II List A
Abbott | Saudi | IVD |  | ARCHITECT Anti-HCV Calibrator | IVD | Annex II List A
Abbott | Saudi | IVD |  | ARCHITECT HCV Ag Reagent Kit | IVD | Annex II List A
Abbott | Saudi | IVD |  | ARCHITECT Anti-HCV Controls | IVD | Annex II List A
Abbott | Saudi | IVD |  | ARCHITECT rHTLV-I/II Reagent Kit | IVD | Annex II List A
Abbott | Saudi | IVD |  | ARCHITECT rHTLV-I/II Calibrator | IVD | Annex II List A
Abbott | Saudi | IVD |  | ARCHITECT rHTLV-I/II Controls | IVD | Annex II List A
Abbott | Saudi | IVD |  | ARCHITECT HIV Ag/Ab Combo Calibrator | IVD | Annex II List A
Abbott | Saudi | IVD |  | ARCHITECT HIVAg/Ab Combo Controls | IVD | Annex II List A
Abbott | Saudi | IVD |  | ARCHITECT Anti-HCV Reagent Kit | IVD | Annex II List A
Abbott | Saudi | IVD |  | ARCHITECT HBeAg Quantitative Calibrators | IVD | Annex II List A
Abbott | Saudi | IVD |  | ARCHITECT Methotrexate Reagent Kit | IVD | General IVD(Others)
Abbott | Saudi | IVD |  | ARCHITECT Methotrexate Calibrators | IVD | General IVD(Others)
Abbott | Saudi | IVD |  | ARCHITECT Methotrexate Extended Range Controls | IVD | General IVD(Others)
Abbott | Saudi | IVD |  | ARCHITECT PIVKA-II Calibrators | IVD | General IVD(Others)
Abbott | Saudi | IVD |  | ARCHITECT PIVKA-II Reagent Kit | IVD | General IVD(Others)
Abbott | Saudi | IVD |  | ARCHITECT B∙R∙A∙H∙M∙S PCT Calibrators | IVD | General IVD(Others)
Abbott | Saudi | IVD |  | ARCHITECT B∙R∙A∙H∙M∙S PCT Reagent Kit | IVD | General IVD(Others)
Abbott | Saudi | IVD |  | ARCHITECT CA 19-9XR Reagent Kit | IVD | General IVD(Others)
Abbott | Saudi | IVD |  | ARCHITECT CA 19-9XR Calibrators | IVD | General IVD(Others)
Abbott | Saudi | IVD |  | Microalbumin Calibrators | IVD | General IVD(Others)
Abbott | Saudi | IVD |  | Microalbumin Controls | IVD | General IVD(Others)
Abbott | Saudi | IVD |  | Microalbumin | IVD | General IVD(Others)
Abbott | Saudi | IVD |  | ARCHITECT CA 125 II Controls | IVD | General IVD(Others)
Abbott | Saudi | IVD |  | ARCHITECT BNP Reagent Kit | IVD | General IVD(Others)
Abbott | Saudi | IVD |  | HEMOGLOBIN A1c CALIBRATORS | IVD | General IVD(Others)
Abbott | Saudi | IVD |  | Alkaline Phosphatase | IVD | General IVD(Others)
Abbott | Saudi | IVD |  | Alinity i Chagas Reagent Kit | IVD | General IVD(Others)
Abbott | Saudi | IVD |  | Alinity i Chagas Calibrator | IVD | General IVD(Others)
Abbott | Saudi | IVD |  | Alinity i Chagas Controls | IVD | General IVD(Others)
Abbott | Saudi | IVD |  | Alinity c Complement C3 Reagent Kit | IVD | General IVD(Others)
Abbott | Saudi | IVD |  | Alinity c Complement C4 Reagent Kit | IVD | General IVD(Others)
Abbott | Saudi | IVD |  | Alinity i EBV VCA IgG Reagent Kit | IVD | General IVD(Others)
Abbott | Saudi | IVD |  | Alinity i EBV EBNA-1 IgG Reagent Kit | IVD | General IVD(Others)
Abbott | Saudi | IVD |  | Alinity c Total Bilirubin Reagent Kit | IVD | General IVD(Others)
Abbott | Saudi | IVD |  | Alinity c Hemoglobin A1c Controls | IVD | General IVD(Others)
Abbott | Saudi | IVD |  | Alinity c Microalbumin Reagent Kit | IVD | General IVD(Others)
Abbott | Saudi | IVD |  | Alinity c Activated Alanine Aminotransferase Reagent Kit | IVD | General IVD(Others)
Abbott | Saudi | IVD |  | Alinity i Intact PTH Reagent Kit | IVD | General IVD(Others)
Abbott | Saudi | IVD |  | Alinity i Intact PTH Calibrators | IVD | General IVD(Others)
Abbott | Saudi | IVD |  | Alinity i EBV VCA IgG Calibrator | IVD | General IVD(Others)
Abbott | Saudi | MD |  | FreeStyle Libre Flash Glucose Monitoring System Reader | MD | Class IIb
Abbott | Saudi | IVD |  | ARCHITECT i Theophylline Calibrators | IVD | General IVD(Others)
Abbott | Saudi | IVD |  | ARCHITECT i Theophylline Reagent Kit | IVD | General IVD(Others)
Abbott | Saudi | IVD |  | ARCHITECT i Vancomycin Calibrators | IVD | General IVD(Others)
Abbott | Saudi | IVD |  | ARCHITECT i Vancomycin Reagent Kit | IVD | General IVD(Others)
Abbott | Saudi | IVD |  | ARCHITECT i Gentamicin Calibrators | IVD | General IVD(Others)
Abbott | Saudi | IVD |  | ARCHITECT i Carbamazepine Calibrator | IVD | General IVD(Others)
Abbott | Saudi | IVD |  | ARCHITECT i Carbamazepine Reagent Kit | IVD | General IVD(Others)
Abbott | Saudi | IVD |  | ARCHITECT ProGRP Calibrators | IVD | General IVD(Others)
Abbott | Saudi | IVD |  | ARCHITECT ProGRP Reagent | IVD | General IVD(Others)
Abbott | Saudi | IVD |  | ARCHITECT ProGRP Controls | IVD | General IVD(Others)
Abbott | Saudi | IVD |  | ARCHITECT Anti-CCP Calibrators | IVD | General IVD(Others)
Abbott | Saudi | IVD |  | ARCHITECT Chagas Calibrator | IVD | General IVD(Others)
Abbott | Saudi | IVD |  | ARCHITECT Chagas Reagent | IVD | General IVD(Others)
Abbott | Saudi | IVD |  | ARCHITECT Pepsinogen II Calibrators | IVD | General IVD(Others)
Abbott | Saudi | IVD |  | ARCHITECT Pepsinogen I (PG I) Reagent Kit | IVD | General IVD(Others)
Abbott | Saudi | IVD |  | ARCHITECT Pepsinogen I Calibrators | IVD | General IVD(Others)
Abbott | Saudi | IVD |  | ARCHITECT Pepsinogen I Controls | IVD | General IVD(Others)
Abbott | Saudi | IVD |  | ARCHITECT SCC Calibrators | IVD | General IVD(Others)
Abbott | Saudi | IVD |  | ARCHITECT SCC Reagent Kit | IVD | General IVD(Others)
Abbott | Saudi | IVD |  | ARCHITECT® Intact PTH Calibrators | IVD | General IVD(Others)
Abbott | Saudi | IVD |  | ARCHITECT® Intact PTH Controls | IVD | General IVD(Others)
Abbott | Saudi | IVD |  | ARCHITECT CYFRA 21-1 Controls | IVD | General IVD(Others)
Abbott | Saudi | IVD |  | ARCHITECT CYFRA 21-1 Reagent Kit | IVD | General IVD(Others)
Abbott | Saudi | IVD |  | ARCHITECT 25-OH Vitamin D Controls | IVD | General IVD(Others)
Abbott | Saudi | IVD |  | ARCHITECT 25-OH Vitamin D Reagent Kit | IVD | General IVD(Others)
Abbott | Saudi | IVD |  | ARCHITECT Active-B12 (Holotranscobalamin) Reagent kit | IVD | General IVD(Others)
Abbott | Saudi | IVD |  | ARCHITECT® HAVAb-IgG Calibrator | IVD | General IVD(Others)
Abbott | Saudi | IVD |  | ARCHITECT® HAVAb-IgG Controls | IVD | General IVD(Others)
Abbott | Saudi | IVD |  | ARCHITECT® HAVAb-IgM Calibrator | IVD | General IVD(Others)
Abbott | Saudi | IVD |  | ARCHITECT® HAVAb-IgM Controls | IVD | General IVD(Others)
Abbott | Saudi | IVD |  | ARCHITECT Syphilis TP Reagent Kit | IVD | General IVD(Others)
Abbott | Saudi | IVD |  | ARCHITECT Intact PTH Reagent Kit | IVD | General IVD(Others)
Abbott | Saudi | IVD |  | ARCHITECT® SHBG Calibrators | IVD | General IVD(Others)
Abbott | Saudi | IVD |  | ARCHITECT SHBG Reagent Kit | IVD | General IVD(Others)
Abbott | Saudi | IVD |  | ARCHITECT® DHEA-S Calibrators | IVD | General IVD(Others)
Abbott | Saudi | IVD |  | ARCHITECT DHEA-S Reagent Kit | IVD | General IVD(Others)
Abbott | Saudi | IVD |  | ARCHITECT® DHEA-S Controls | IVD | General IVD(Others)
Abbott | Saudi | IVD |  | ARCHITECT i System Assay CD-ROM– WW(excluding US)– Addition F Version 3.0 | IVD | General IVD(Others)
Abbott | Saudi | IVD |  | Architect EBV VCA IgG Reagent Kit | IVD | General IVD(Others)
Abbott | Saudi | IVD |  | Architect EBV VCA IgG Controls | IVD | General IVD(Others)
Abbott | Saudi | IVD |  | Architect EBV EBNA-1 IgG Calibrators | IVD | General IVD(Others)
Abbott | Saudi | IVD |  | Architect EBV EBNA-1 IgG Controls | IVD | General IVD(Others)
Abbott | Saudi | IVD |  | Architect HbA1c Reagent Kit | IVD | General IVD(Others)
Abbott | Saudi | IVD |  | Architect HbA1c Calibrators | IVD | General IVD(Others)
Abbott | Saudi | IVD |  | Architect 2nd Generation Testosterone Reagent Kit | IVD | General IVD(Others)
Abbott | Saudi | IVD |  | Alinity i CEA Reagent Kit | IVD | General IVD(Others)
Abbott | Saudi | IVD |  | Alinity i CEA Calibrators | IVD | General IVD(Others)
Abbott | Saudi | IVD |  | Alinity i CEA Controls | IVD | General IVD(Others)
Abbott | Saudi | IVD |  | Alinity i AFP Reagent Kit | IVD | General IVD(Others)
Abbott | Saudi | IVD |  | Alinity i AFP Calibrators | IVD | General IVD(Others)
Abbott | Saudi | IVD |  | Alinity i HBsAg Manual Diluent | IVD | General IVD(Others)
Abbott | Saudi | IVD |  | Alinity i Multi-Assay Manual Diluent | IVD | General IVD(Others)
Abbott | Saudi | IVD |  | Alinity s Optics Verifier Kit | IVD | General IVD(Others)
Abbott | Saudi | IVD |  | Architect 2nd Generation Testosterone Controls | IVD | General IVD(Others)
Abbott | Saudi | IVD |  | Architect Galectin-3 Controls | IVD | General IVD(Others)
Abbott | Saudi | IVD |  | Alinity i T-Uptake Reagent Kit | IVD | General IVD(Others)
Abbott | Saudi | IVD |  | Alinity i T-Uptake Controls | IVD | General IVD(Others)
Abbott | Saudi | IVD |  | Alinity i Cortisol Reagent Kit | IVD | General IVD(Others)
Abbott | Saudi | IVD |  | Alinity i Cortisol Calibrators | IVD | General IVD(Others)
Abbott | Saudi | IVD |  | Alinity i-series Concentrated Wash Buffer | IVD | General IVD(Others)
Abbott | Saudi | IVD |  | Alinity Trigger Solution | IVD | General IVD(Others)
Abbott | Saudi | IVD |  | Alinity i HBsAg Qualitative II Confirmatory Manual Diluent | IVD | General IVD(Others)
Abbott | Saudi | IVD |  | Alinity i Anti-Tg Reagent Kit | IVD | General IVD(Others)
Abbott | Saudi | IVD |  | Alinity i Anti-Tg Calibrators | IVD | General IVD(Others)
Abbott | Saudi | IVD |  | Alinity i Anti-Tg Controls | IVD | General IVD(Others)
Abbott | Saudi | IVD |  | Alinity c Immunoglobulin A Reagent Kit | IVD | General IVD(Others)
Abbott | Saudi | IVD |  | Alinity c Immunoglobulin M Reagent Kit | IVD | General IVD(Others)
Abbott | Saudi | IVD |  | Alinity c Prealbumin Reagent Kit | IVD | General IVD(Others)
Abbott | Saudi | IVD |  | Alinity i SHBG Reagent Kit | IVD | General IVD(Others)
Abbott | Saudi | IVD |  | Alinity i SHBG Controls | IVD | General IVD(Others)
Abbott | Saudi | IVD |  | Alinity i PIVKA-II Calibrators | IVD | General IVD(Others)
Abbott | Saudi | IVD |  | Alinity i ProGRP Reagent Kit | IVD | General IVD(Others)
Abbott | Saudi | IVD |  | Alinity i ProGRP Calibrators | IVD | General IVD(Others)
Abbott | Saudi | IVD |  | Alinity i SCC Calibrators | IVD | General IVD(Others)
Abbott | Saudi | IVD |  | Alinity i SCC Controls | IVD | General IVD(Others)
Abbott | Saudi | IVD |  | Alinity c Specific Proteins Multiconstituent Calibrator Kit | IVD | General IVD(Others)
Abbott | Saudi | IVD |  | Alinity i DHEA-S Controls | IVD | General IVD(Others)
Abbott | Saudi | IVD |  | Alinity i Urine NGAL Reagent Kit | IVD | General IVD(Others)
Abbott | Saudi | IVD |  | Alinity i FSH Reagent Kit | IVD | General IVD(Others)
Abbott | Saudi | IVD |  | Alinity i FSH Calibrators | IVD | General IVD(Others)
Abbott | Saudi | IVD |  | Alinity i FSH Controls | IVD | General IVD(Others)
Abbott | Saudi | IVD |  | Alinity i LH Reagent Kit | IVD | General IVD(Others)
Abbott | Saudi | IVD |  | Alinity i LH Calibrators | IVD | General IVD(Others)
Abbott | Saudi | IVD |  | Alinity i Anti-CCP Calibrators | IVD | General IVD(Others)
Abbott | Saudi | IVD |  | Alinity i Anti-CCP Controls | IVD | General IVD(Others)
Abbott | Saudi | IVD |  | Alinity i Homocysteine Reagent Kit | IVD | General IVD(Others)
Abbott | Saudi | IVD |  | Alinity i Homocysteine Calibrators | IVD | General IVD(Others)
Abbott | Saudi | IVD |  | Alinity i C-Peptide Controls | IVD | General IVD(Others)
Abbott | Saudi | IVD |  | Alinity i Progesterone Reagent Kit | IVD | General IVD(Others)
Abbott | Saudi | IVD |  | Alinity i Progesterone Controls | IVD | General IVD(Others)
Abbott | Saudi | IVD |  | Alinity i Progesterone Manual Diluent | IVD | General IVD(Others)
Abbott | Saudi | IVD |  | Alinity i Folate Reagent Kit | IVD | General IVD(Others)
Abbott | Saudi | IVD |  | Alinity i Folate Controls | IVD | General IVD(Others)
Abbott | Saudi | IVD |  | Alinity i Folate RBC Lysis Diluent | IVD | General IVD(Others)
Abbott | Saudi | IVD |  | Alinity i Folate Lysis Reagent | IVD | General IVD(Others)
Abbott | Saudi | IVD |  | Alinity i B12 Reagent Kit | IVD | General IVD(Others)
Abbott | Saudi | IVD |  | Alinity i B12 Calibrators | IVD | General IVD(Others)
Abbott | Saudi | IVD |  | Alinity c Calcium Reagent Kit | IVD | General IVD(Others)
Abbott | Saudi | IVD |  | Alinity c Urine/CSF Protein Reagent Kit | IVD | General IVD(Others)
Abbott | Saudi | IVD |  | Alinity c Lactate Dehydrogenase Reagent Kit | IVD | General IVD(Others)
Abbott | Saudi | IVD |  | Alinity c Activated Aspartate Aminotransferase Reagent Kit | IVD | General IVD(Others)
Abbott | Saudi | IVD |  | Alinity c Phosphorus Reagent Kit | IVD | General IVD(Others)
Abbott | Saudi | IVD |  | Alinity i 25-OH Vitamin D Controls | IVD | General IVD(Others)
Abbott | Saudi | IVD |  | Alinity i TSH Reagent Kit | IVD | General IVD(Others)
Abbott | Saudi | IVD |  | Alinity i TSH Controls | IVD | General IVD(Others)
Abbott | Saudi | IVD |  | Alinity i Ferritin Controls | IVD | General IVD(Others)
Abbott | Saudi | IVD |  | Alinity i Prolactin Calibrators | IVD | General IVD(Others)
Abbott | Saudi | IVD |  | Alinity c ICT Serum Calibrator Kit | IVD | General IVD(Others)
Abbott | Saudi | IVD |  | Alinity c Urine/CSF Protein Calibrator Kit | IVD | General IVD(Others)
Abbott | Saudi | IVD |  | Alinity c Amylase Reagent Kit | IVD | General IVD(Others)
Abbott | Saudi | IVD |  | Alinity c Ultra HDL Reagent Kit | IVD | General IVD(Others)
Abbott | Saudi | IVD |  | Alinity c ICT Urine Calibrator Kit | IVD | General IVD(Others)
Abbott | Saudi | IVD |  | Alinity c-series Acid Wash | IVD | General IVD(Others)
Abbott | Saudi | IVD |  | Alinity c Prealbumin Calibrator Kit | IVD | General IVD(Others)
Abbott | Saudi | IVD |  | Alinity c-series Alkaline Wash | IVD | General IVD(Others)
Abbott | Saudi | IVD |  | Alinity i Total B -hCG Reagent kit | IVD | General IVD(Others)
Abbott | Saudi | IVD |  | Alinity i Total β-hCG Calibrators | IVD | General IVD(Others)
Abbott | Saudi | IVD |  | Alinity i Anti-TPO Controls | IVD | General IVD(Others)
Abbott | Saudi | IVD |  | Alinity i B·R·A·H·M·S PCT Calibrators | IVD | General IVD(Others)
Abbott | Saudi | IVD |  | Alinity i B∙R∙A∙H∙M∙S PCT Controls | IVD | General IVD(Others)
Abbott | Saudi | IVD |  | Alinity i Anti-TPO Reagent Kit | IVD | General IVD(Others)
Abbott | Saudi | IVD |  | Alinity i B∙R∙A∙H∙M∙S PCT Reagent Kit | IVD | General IVD(Others)
Abbott | Saudi | IVD |  | Alinity i CYFRA 21-1 Reagent Kit | IVD | General IVD(Others)
Abbott | Saudi | IVD |  | Alinity c Apolipoprotein B Reagent Kit | IVD | General IVD(Others)
Abbott | Saudi | IVD |  | Alinity i STAT High Sensitive Troponin-I Reagent Kit | IVD | General IVD(Others)
Abbott | Saudi | IVD |  | Alinity i STAT High Sensitive Troponin-I Calibrators | IVD | General IVD(Others)
Abbott | Saudi | IVD |  | Alinity i STAT High Sensitive Troponin-I Controls | IVD | General IVD(Others)
Abbott | Saudi | IVD |  | Alinity i Total T4 Reagent Kit | IVD | General IVD(Others)
Abbott | Saudi | IVD |  | Alinity i Free T4 Reagent Kit | IVD | General IVD(Others)
Abbott | Saudi | IVD |  | Alinity i Total T3 Calibrators | IVD | General IVD(Others)
Abbott | Saudi | IVD |  | Alinity i Total T3 Manual Diluent | IVD | General IVD(Others)
Abbott | Saudi | IVD |  | Alinity i Free T4 Calibrators | IVD | General IVD(Others)
Abbott | Saudi | IVD |  | Alinity i Estradiol Calibrators | IVD | General IVD(Others)
Abbott | Saudi | IVD |  | Alinity i Estradiol Controls | IVD | General IVD(Others)
Abbott | Saudi | IVD |  | Alinity i Estradiol Reagent Kit | IVD | General IVD(Others)
Abbott | Saudi | IVD |  | Alinity i Estradiol Manual Diluent Kit | IVD | General IVD(Others)
Abbott | Saudi | IVD |  | Alinity c Albumin BCP Reagent Kit | IVD | General IVD(Others)
Abbott | Saudi | IVD |  | Alinity c Triglyceride Reagent Kit | IVD | General IVD(Others)
Abbott | Saudi | IVD |  | Alinity i 2nd Generation Testosterone Reagent Kit | IVD | General IVD(Others)
Abbott | Saudi | IVD |  | Alinity i 2nd Generation Testosterone Controls | IVD | General IVD(Others)
Abbott | Saudi | IVD |  | Alinity c Multiconstituent Calibrator Kit | IVD | General IVD(Others)
Abbott | Saudi | IVD |  | Alinity c Carbon Dioxide Calibrator Kit | IVD | General IVD(Others)
Abbott | Saudi | IVD |  | Alinity i HAVAb IgM Reagent Kit | IVD | General IVD(Others)
Abbott | Saudi | IVD |  | Alinity i HAVAb IgM Calibrator | IVD | General IVD(Others)
Abbott | Saudi | IVD |  | Alinity i Syphilis TP Reagent Kit | IVD | General IVD(Others)
Abbott | Saudi | IVD |  | Alinity i Syphilis TP Calibrator | IVD | General IVD(Others)
Abbott | Saudi | IVD |  | Alinity i HAVAb IgG Reagent Kit | IVD | General IVD(Others)
Abbott | Saudi | IVD |  | Alinity c-series Detergent A | IVD | General IVD(Others)
Abbott | Saudi | IVD |  | Alinity c-series Maintenance Solutions | IVD | General IVD(Others)
Abbott | Saudi | IVD |  | Alinity ci-series System Control Module | IVD | General IVD(Others)
Abbott | Saudi | IVD |  | Alinity ci-series Sample Cups | IVD | General IVD(Others)
Abbott | Saudi | IVD |  | Alinity Reaction Vessels | IVD | General IVD(Others)
Abbott | Saudi | IVD |  | Alinity i BNP Reagent Kit | IVD | General IVD(Others)
Abbott | Saudi | IVD |  | Alinity i BNP Controls | IVD | General IVD(Others)
Abbott | Saudi | IVD |  | Alinity i BNP Calibrators | IVD | General IVD(Others)
Abbott | Saudi | IVD |  | Alinity c Lipid Multiconstituent Calibrator Kit | IVD | General IVD(Others)
Abbott | Saudi | IVD |  | Alinity s System | IVD | General IVD(Others)
Abbott | Saudi | IVD |  | Alinity c Hemoglobin A1c Reagent Kit | IVD | General IVD(Others)
Abbott | Saudi | IVD |  | Alinity i HE4 Reagent Kit | IVD | General IVD(Others)
Abbott | Saudi | IVD |  | Alinity i HE4 Calibrators | IVD | General IVD(Others)
Abbott | Saudi | IVD |  | Alinity i CA 125 II Reagent Kit | IVD | General IVD(Others)
Abbott | Saudi | IVD |  | Alinity i CA 125 II Controls | IVD | General IVD(Others)
Abbott | Saudi | IVD |  | Alinity i Chagas Controls | IVD | General IVD(Others)
Abbott | Saudi | IVD |  | Alinity c Complement C3 Reagent Kit | IVD | General IVD(Others)
Abbott | Saudi | IVD |  | Alinity c Complement C4 Reagent Kit | IVD | General IVD(Others)
Abbott | Saudi | IVD |  | Alinity c Haptoglobin Reagent Kit | IVD | General IVD(Others)
Abbott | Saudi | IVD |  | Alinity i EBV VCA IgG Reagent Kit | IVD | General IVD(Others)
Abbott | Saudi | IVD |  | Alinity c Microalbumin Calibrators | IVD | General IVD(Others)
Abbott | Saudi | IVD |  | Alinity c Microalbumin Controls | IVD | General IVD(Others)
Abbott | Saudi | IVD |  | Alinity c Aspartate Aminotransferase Reagent Kit | IVD | General IVD(Others)
Abbott | Saudi | IVD |  | Alinity i Intact PTH Calibrators | IVD | General IVD(Others)
Abbott | Saudi | IVD |  | Alinity i Intact PTH Controls | IVD | General IVD(Others)
Abbott | Saudi | IVD |  | Alinity i EBV VCA IgG Calibrator | IVD | General IVD(Others)
Abbott | Saudi | IVD |  | Alinity i EBV VCA IgG Controls | IVD | General IVD(Others)
Abbott | Saudi | IVD |  | ARCHITECT HBsAg Reagent Kit | IVD | Annex II List A
Abbott | Saudi | IVD |  | ARCHITECT HBsAg Confirmatory V.1 Calibrators | IVD | Annex II List A
Abbott | Saudi | IVD |  | ARCHITECT HBsAg Confirmatory V.1 Controls | IVD | Annex II List A
Abbott | Saudi | IVD |  | i-STAT Total B-hCG Control Level 1 | IVD | General IVD(Others)
Abbott | Saudi | IVD |  | i-STAT Total B-hCG Control Level 2 | IVD | General IVD(Others)
Abbott | Saudi | IVD |  | i-STAT Total B-hCG Control Level 3 | IVD | General IVD(Others)
Abbott | Saudi | IVD |  | i-STAT TriControls Control Level 1 | IVD | General IVD(Others)
Abbott | Saudi | IVD |  | i-STAT TriControls Control Level 3 | IVD | General IVD(Others)
Abbott | Saudi | IVD |  | ARCHITECT Anti-HBs Calibrators | IVD | Annex II List A
Abbott | Saudi | IVD |  | ARCHITECT Anti-HBs Controls | IVD | Annex II List A
Abbott | Saudi | IVD |  | ARCHITECT HBsAg Qualitative II Reagent Kit | IVD | Annex II List A
Abbott | Saudi | IVD |  | ARCHITECT HBsAg Qualitative II Calibrators | IVD | Annex II List A
Abbott | Saudi | IVD |  | ARCHITECT HBsAg Qualitative II Controls | IVD | Annex II List A
Abbott | Saudi | IVD |  | ARCHITECT HBsAg Qualitative II Confirmatory Reagent kit | IVD | Annex II List A
Abbott | Saudi | IVD |  | Abbott RealTime HIV-1 Amplification Reagent Kit | IVD | Annex II List A
Abbott | Saudi | IVD |  | Abbott RealTime HIV-1 Control Kit | IVD | Annex II List A
Abbott | Saudi | IVD |  | Abbott RealTime HBV Amplification Reagent Kit | IVD | Annex II List A
Abbott | Saudi | IVD |  | Abbott RealTime HBV Control Kit | IVD | Annex II List A
Abbott | Saudi | IVD |  | Abbott RealTime HBV Calibrator Kit | IVD | Annex II List A
Abbott | Saudi | IVD |  | Abbott RealTime HCV Amplification Reagent Kit | IVD | Annex II List A
Abbott | Saudi | IVD |  | Abbott RealTime HCV Control Kit | IVD | Annex II List A
Abbott | Saudi | IVD |  | Abbott RealTime HCV Calibrator Kit | IVD | Annex II List A
Abbott | Saudi | IVD |  | ARCHITECT Rubella IgG Controls | IVD | Annex II List B
Abbott | Saudi | IVD |  | ARCHITECT Toxo IgG Controls | IVD | Annex II List B
Abbott | Saudi | IVD |  | ARCHITECT Toxo IgG Avidity Reagent Kit | IVD | Annex II List B
Abbott | Saudi | IVD |  | ARCHITECT Toxo IgM Controls | IVD | Annex II List B
Abbott | Saudi | IVD |  | Abbott RealTime High Risk HPV Amplification Reagent Kit | IVD | General IVD(Others)
Abbott | Saudi | IVD |  | Abbott RealTime High Risk HPV Control Kit | IVD | General IVD(Others)
Abbott | Saudi | IVD |  | Alinity i Toxo IgG Reagent Kit | IVD | Annex II List B
Abbott | Saudi | IVD |  | Alinity i Toxo IgG Calibrators | IVD | Annex II List B
Abbott | Saudi | IVD |  | Alinity i Toxo IgG Controls | IVD | Annex II List B
Abbott | Saudi | IVD |  | Alinity i Toxo IgM Controls | IVD | Annex II List B
Abbott | Saudi | IVD |  | Alinity i Anti-HCV Controls | IVD | Annex II List A
Abbott | Saudi | IVD |  | Alinity i Anti-HBc IgM Reagent Kit | IVD | Annex II List A
Abbott | Saudi | IVD |  | Alinity i Anti-HBc IgM Calibrators | IVD | Annex II List A
Abbott | Saudi | IVD |  | Alinity i Anti-HBc IgM Controls | IVD | Annex II List A
Abbott | Saudi | IVD |  | Alinity i Anti-HBc II Calibrator | IVD | Annex II List A
Abbott | Saudi | IVD |  | Alinity i rHTLV-I/II Reagent Kit | IVD | Annex II List A
Abbott | Saudi | IVD |  | Alinity i rHTLV-I/II Controls | IVD | Annex II List A
Abbott | Saudi | IVD |  | Alinity i Anti-HBe Calibrator | IVD | Annex II List A
Abbott | Saudi | IVD |  | Alinity i Anti-HBe Controls | IVD | Annex II List A
Abbott | Saudi | IVD |  | Alinity i Anti-HCV Calibrator | IVD | Annex II List A
Abbott | Saudi | IVD |  | Alinity h-series HemCal | IVD | General IVD(Others)
Abbott | Saudi | IVD |  | Carbon Dioxide Calibrator | IVD | General IVD(Others)
Abbott | Saudi | IVD |  | ARCHITECT Sirolimus Reagent Kit | IVD | General IVD(Others)
Abbott | Saudi | IVD |  | ARCHITECT STAT Myoglobin Calibrators | IVD | General IVD(Others)
Abbott | Saudi | IVD |  | ARCHITECT STAT Myoglobin Controls | IVD | General IVD(Others)
Abbott | Saudi | IVD |  | ARCHITECT Anti-TPO Controls | IVD | General IVD(Others)
Abbott | Saudi | IVD |  | ARCHITECT Anti-TPO Reagent Kit | IVD | General IVD(Others)
Abbott | Saudi | IVD |  | Alinity i HBeAg Quantitative Controls | IVD | Annex II List A
Abbott | Saudi | IVD |  | Alinity hq Analyzer | IVD | General IVD(Others)
Abbott | Saudi | IVD |  | Alinity h-series Water Purification System | IVD | General IVD(Others)
Abbott | Saudi | IVD |  | Alinity h-series AutoClean Solution | IVD | General IVD(Others)
Abbott | Saudi | IVD |  | Alinity h-series Diluent | IVD | General IVD(Others)
Abbott | Saudi | IVD |  | Alinity h-series Control 29P | IVD | General IVD(Others)
Abbott | Saudi | IVD |  | ARCHITECT T-Uptake Calibrators | IVD | General IVD(Others)
Abbott | Saudi | IVD |  | ARCHITECT T-Uptake Controls | IVD | General IVD(Others)
Abbott | Saudi | IVD |  | ARCHITECT Cortisol Reagent Kit | IVD | General IVD(Others)
Abbott | Saudi | IVD |  | Rheumatoid Factor Calibrator | IVD | General IVD(Others)
Abbott | Saudi | IVD |  | ARCHITECT STAT Myoglobin Reagent Kit | IVD | General IVD(Others)
Abbott | Saudi | IVD |  | ARCHITECT CA 15-3 Calibrators | IVD | General IVD(Others)
Abbott | Saudi | IVD |  | ARCHITECT CA 15-3 Reagent Kit | IVD | General IVD(Others)
Abbott | Saudi | IVD |  | ARCHITECT STAT CK-MB Reagent Kit | IVD | General IVD(Others)
Abbott | Saudi | IVD |  | Alinity c-series Reagent Cartridge, Clear (Large) | IVD | General IVD(Others)
Abbott | Saudi | IVD |  | Alinity i HBsAg Calibrators | IVD | Annex II List A
Abbott | Saudi | IVD |  | Alinity i HBsAg Confirmatory v.1 Reagent Kit | IVD | Annex II List A
Abbott | Saudi | IVD |  | Alinity i HBsAg Confirmatory v.1 Controls | IVD | Annex II List A
Abbott | Saudi | IVD |  | Alinity i HBsAg Qualitative II Reagent Kit | IVD | Annex II List A
Abbott | Saudi | IVD |  | Alinity i HBsAg Qualitative II Calibrators | IVD | Annex II List A
Abbott | Saudi | IVD |  | Alinity i HBsAg Qualitative II Controls | IVD | Annex II List A
Abbott | Saudi | IVD |  | Alinity i Anti-HBs controls | IVD | Annex II List A
Abbott | Saudi | IVD |  | ARCHITECT 25-OH Vitamin D Reagent Kit | IVD | General IVD(Others)
Abbott | Saudi | IVD |  | Alinity i CYFRA 21-1 Reagent Kit | IVD | General IVD(Others)
Abbott | Saudi | IVD |  | Alinity c Immunoglobulin M Reagent Kit | IVD | General IVD(Others)
Abbott | Saudi | IVD |  | Alinity i SHBG Calibrators | IVD | General IVD(Others)
Abbott | Saudi | IVD |  | Alinity i SHBG Controls | IVD | General IVD(Others)
Abbott | Saudi | IVD |  | Alinity i PIVKA-II Reagent Kit | IVD | General IVD(Others)
Abbott | Saudi | IVD |  | Alinity i PIVKA-II Calibrators | IVD | General IVD(Others)
Abbott | Saudi | IVD |  | Alinity i Insulin Controls | IVD | General IVD(Others)
Abbott | Saudi | IVD |  | Alinity i ProGRP Reagent Kit | IVD | General IVD(Others)
Abbott | Saudi | IVD |  | Alinity i ProGRP Calibrators | IVD | General IVD(Others)
Abbott | Saudi | IVD |  | Alinity i SCC Reagent Kit | IVD | General IVD(Others)
Abbott | Saudi | IVD |  | Alinity i SCC Calibrators | IVD | General IVD(Others)
Abbott | Saudi | IVD |  | Alinity c Specific Proteins Multiconstituent Calibrator Kit | IVD | General IVD(Others)
Abbott | Saudi | IVD |  | Alinity i Anti-CCP Reagent Kit | IVD | General IVD(Others)
Abbott | Saudi | IVD |  | Alinity i Anti-CCP Calibrators | IVD | General IVD(Others)
Abbott | Saudi | IVD |  | Alinity i Progesterone Manual Diluent | IVD | General IVD(Others)
Abbott | Saudi | IVD |  | Alinity i Folate Calibrators | IVD | General IVD(Others)
Abbott | Saudi | IVD |  | Alinity i Folate Lysis Reagent | IVD | General IVD(Others)
Abbott | Saudi | IVD |  | Alinity c Iron Calibrator Kit | IVD | General IVD(Others)
Abbott | Saudi | IVD |  | Alinity i FSH Reagent Kit | IVD | General IVD(Others)
Abbott | Saudi | IVD |  | Alinity i FSH Controls | IVD | General IVD(Others)
Abbott | Saudi | IVD |  | Alinity i LH Reagent Kit | IVD | General IVD(Others)
Abbott | Saudi | IVD |  | Alinity i LH Calibrators | IVD | General IVD(Others)
Abbott | Saudi | IVD |  | Alinity i Progesterone Reagent Kit | IVD | General IVD(Others)
Abbott | Saudi | IVD |  | Alinity i B12 Calibrators | IVD | General IVD(Others)
Abbott | Saudi | IVD |  | Alinity i B12 Controls | IVD | General IVD(Others)
Abbott | Saudi | IVD |  | Alinity i T-Uptake Reagent Kit | IVD | General IVD(Others)
Abbott | Saudi | IVD |  | Alinity i T-Uptake Calibrators | IVD | General IVD(Others)
Abbott | Saudi | IVD |  | Alinity i CEA Reagent Kit | IVD | General IVD(Others)
Abbott | Saudi | IVD |  | Alinity i CEA Calibrators | IVD | General IVD(Others)
Abbott | Saudi | IVD |  | Alinity Pre-Trigger Solution | IVD | General IVD(Others)
Abbott | Saudi | IVD |  | Alinity i Anti-TPO Reagent Kit | IVD | General IVD(Others)
Abbott | Saudi | IVD |  | Alinity i B∙R∙A∙H∙M∙S PCT Reagent Kit | IVD | General IVD(Others)
Abbott | Saudi | IVD |  | Alinity i Anti-Tg Calibrators | IVD | General IVD(Others)
Abbott | Saudi | IVD |  | Alinity i Anti-TPO Controls | IVD | General IVD(Others)
Abbott | Saudi | IVD |  | Alinity i AFP Calibrators | IVD | General IVD(Others)
Abbott | Saudi | IVD |  | Alinity i Multi-Assay Manual Diluent | IVD | General IVD(Others)
Abbott | Saudi | IVD |  | Alinity i-series Concentrated Wash Buffer | IVD | General IVD(Others)
Abbott | Saudi | IVD |  | Alinity i B·R·A·H·M·S PCT Calibrators | IVD | General IVD(Others)
Abbott | Saudi | IVD |  | Alinity i Total B -hCG Reagent kit | IVD | General IVD(Others)
Abbott | Saudi | IVD |  | Alinity i Total β-hCG Calibrators | IVD | General IVD(Others)
Abbott | Saudi | IVD |  | Alinity i 25-OH Vitamin D Controls | IVD | General IVD(Others)
Abbott | Saudi | IVD |  | Alinity i TSH Reagent Kit | IVD | General IVD(Others)
Abbott | Saudi | IVD |  | Alinity i TSH Calibrators | IVD | General IVD(Others)
Abbott | Saudi | IVD |  | Alinity i Total T3 Reagent Kit | IVD | General IVD(Others)
Abbott | Saudi | IVD |  | Alinity i Free T3 Calibrators | IVD | General IVD(Others)
Abbott | Saudi | IVD |  | Alinity i Free T3 Controls | IVD | General IVD(Others)
Abbott | Saudi | IVD |  | Alinity i Total T3 Manual Diluent | IVD | General IVD(Others)
Abbott | Saudi | IVD |  | Alinity i TSH Controls | IVD | General IVD(Others)
Abbott | Saudi | IVD |  | Alinity i Ferritin Reagent Kit | IVD | General IVD(Others)
Abbott | Saudi | IVD |  | Alinity i Ferritin Controls | IVD | General IVD(Others)
Abbott | Saudi | IVD |  | Alinity i Prolactin Reagent Kit | IVD | General IVD(Others)
Abbott | Saudi | IVD |  | Alinity i Prolactin Calibrators | IVD | General IVD(Others)
Abbott | Saudi | IVD |  | Alinity i Prolactin Controls | IVD | General IVD(Others)
Abbott | Saudi | IVD |  | Alinity i Anti-CCP Controls | IVD | General IVD(Others)
Abbott | Saudi | IVD |  | Alinity i Homocysteine Reagent Kit | IVD | General IVD(Others)
Abbott | Saudi | IVD |  | Alinity i Homocysteine Calibrators | IVD | General IVD(Others)
Abbott | Saudi | IVD |  | Alinity i C-Peptide Reagent Kit | IVD | General IVD(Others)
Abbott | Saudi | IVD |  | Alinity i C-Peptide Controls | IVD | General IVD(Others)
Abbott | Saudi | IVD |  | Alinity i DHEA-S Reagent Kit | IVD | General IVD(Others)
Abbott | Saudi | IVD |  | Alinity i Free T4 Calibrators | IVD | General IVD(Others)
Abbott | Saudi | IVD |  | Alinity i Free T4 Controls | IVD | General IVD(Others)
Abbott | Saudi | IVD |  | Alinity i Estradiol Calibrators | IVD | General IVD(Others)
Abbott | Saudi | IVD |  | Alinity i Estradiol Controls | IVD | General IVD(Others)
Abbott | Saudi | IVD |  | Alinity i Estradiol Reagent Kit | IVD | General IVD(Others)
Abbott | Saudi | IVD |  | Alinity s Anti-HBc Release Control Kit | IVD | Annex II List A
Abbott | Saudi | IVD |  | ARCHITECT i Vancomycin Reagent Kit | IVD | General IVD(Others)
Abbott | Saudi | IVD |  | ARCHITECT i Gentamicin Calibrators | IVD | General IVD(Others)
Abbott | Saudi | IVD |  | ARCHITECT i Carbamazepine Calibrator | IVD | General IVD(Others)
Abbott | Saudi | IVD |  | ARCHITECT i Carbamazepine Reagent Kit | IVD | General IVD(Others)
Abbott | Saudi | IVD |  | ARCHITECT Anti-CCP Calibrators | IVD | General IVD(Others)
Abbott | Saudi | IVD |  | Alinity s HIV Ag/Ab Combo Reagent Kit | IVD | Annex II List A
Abbott | Saudi | IVD |  | Alinity s HIV Ag/Ab Combo Assay Control Kit | IVD | Annex II List A
Abbott | Saudi | IVD |  | Alinity s Anti-HCV Reagent Kit | IVD | Annex II List A
Abbott | Saudi | IVD |  | Alinity s Anti-HCV Calibrator Kit | IVD | Annex II List A
Abbott | Saudi | IVD |  | Alinity s Anti-HCV Assay Control Kit | IVD | Annex II List A
Abbott | Saudi | IVD |  | Alinity s HTLV I/II Reagent Kit | IVD | Annex II List A
Abbott | Saudi | IVD |  | Alinity s HTLV I/II Calibrator Kit | IVD | Annex II List A
Abbott | Saudi | IVD |  | ARCHITECT Chagas Calibrator | IVD | General IVD(Others)
Abbott | Saudi | IVD |  | ARCHITECT Chagas Reagent | IVD | General IVD(Others)
Abbott | Saudi | IVD |  | ARCHITECT CYFRA 21-1 Reagent Kit | IVD | General IVD(Others)
Abbott | Saudi | IVD |  | Alinity s HTLV I/II Release Control Kit | IVD | Annex II List A
Abbott | Saudi | IVD |  | Abbott RealTime EBV Calibrator Kit | IVD | General IVD(Others)
Abbott | Saudi | IVD |  | ARCHITECT Homocysteine Calibrators | IVD | General IVD(Others)
Abbott | Saudi | IVD |  | ARCHITECT Homocysteine Controls | IVD | General IVD(Others)
Abbott | Saudi | IVD |  | Architect EBV VCA IgG Controls | IVD | General IVD(Others)
Abbott | Saudi | IVD |  | Architect EBV VCA IgM Calibrators | IVD | General IVD(Others)
Abbott | Saudi | IVD |  | ARCHITECT Active-B12 (Holotranscobalamin) Controls | IVD | General IVD(Others)
Abbott | Saudi | IVD |  | ARCHITECT Active-B12 (Holotranscobalamin) Reagent kit | IVD | General IVD(Others)
Abbott | Saudi | IVD |  | ARCHITECT® HAVAb-IgG Controls | IVD | General IVD(Others)
Abbott | Saudi | IVD |  | ARCHITECT® HAVAb-IgM Controls | IVD | General IVD(Others)
Abbott | Saudi | IVD |  | ARCHITECT Syphilis TP Calibrators | IVD | General IVD(Others)
Abbott | Saudi | IVD |  | ARCHITECT Syphilis TP Reagent Kit | IVD | General IVD(Others)
Abbott | Saudi | IVD |  | ARCHITECT Pepsinogen II (PG II) Reagent Kit | IVD | General IVD(Others)
Abbott | Saudi | IVD |  | ARCHITECT Pepsinogen II Calibrators | IVD | General IVD(Others)
Abbott | Saudi | IVD |  | i-STAT ACT Control level 1 | IVD | General IVD(Others)
Abbott | Saudi | IVD |  | i-STAT ACT Control level 2 | IVD | General IVD(Others)
Abbott | Saudi | IVD |  | i-STAT PT Control level 1 | IVD | General IVD(Others)
Abbott | Saudi | IVD |  | Alinity c Albumin BCG Reagent Kit | IVD | General IVD(Others)
Abbott | Saudi | IVD |  | Alinity c Cholesterol Reagent Kit | IVD | General IVD(Others)
Abbott | Saudi | IVD |  | Architect EBV EBNA-1 IgG Controls | IVD | General IVD(Others)
Abbott | Saudi | IVD |  | ARCHITECT Total T3 Manual Diluent | IVD | General IVD(Others)
Abbott | Saudi | IVD |  | Alinity i 2nd Generation Testosterone Reagent Kit | IVD | General IVD(Others)
Abbott | Saudi | IVD |  | Alinity c Multiconstituent Calibrator Kit | IVD | General IVD(Others)
Abbott | Saudi | IVD |  | Alinity c Carbon Dioxide Calibrator Kit | IVD | General IVD(Others)
Abbott | Saudi | IVD |  | ARCHITECT TSH Calibrators | IVD | General IVD(Others)
Abbott | Saudi | IVD |  | ARCHITECT Ferritin Reagent Kit | IVD | General IVD(Others)
Abbott | Saudi | IVD |  | ARCHITECT Ferritin Calibrators | IVD | General IVD(Others)
Abbott | Saudi | IVD |  | ARCHITECT Total T4 Controls | IVD | General IVD(Others)
Abbott | Saudi | IVD |  | ARCHITECT FSH Reagent Kit | IVD | General IVD(Others)
Abbott | Saudi | IVD |  | ARCHITECT Testosterone Reagent Kit | IVD | General IVD(Others)
Abbott | Saudi | IVD |  | ARCHITECT Testosterone Calibrators | IVD | General IVD(Others)
Abbott | Saudi | IVD |  | ARCHITECT Testosterone Manual Diluent | IVD | General IVD(Others)
Abbott | Saudi | IVD |  | Architect Free T4 Reagent Kit | IVD | General IVD(Others)
Abbott | Saudi | IVD |  | ARCHITECT Free T4 Calibrators | IVD | General IVD(Others)
Abbott | Saudi | IVD |  | ARCHITECT Total β-hCG Calibrators | IVD | General IVD(Others)
Abbott | Saudi | IVD |  | ARCHITECT Total β-hCG Controls | IVD | General IVD(Others)
Abbott | Saudi | IVD |  | ARCHITECT Folate Controls | IVD | General IVD(Others)
Abbott | Saudi | IVD |  | ARCHITECT Folate RBC Lysis Diluent | IVD | General IVD(Others)
Abbott | Saudi | IVD |  | ARCHITECT LH Reagent Kit | IVD | General IVD(Others)
Abbott | Saudi | IVD |  | ARCHITECT LH Calibrators | IVD | General IVD(Others)
Abbott | Saudi | IVD |  | Folate Lysis Reagent | IVD | General IVD(Others)
Abbott | Saudi | IVD |  | ARCHITECT STAT High Sensitive Troponin I Reagent Kit | IVD | General IVD(Others)
Abbott | Saudi | IVD |  | Architect STAT High Sensitive Troponin I Calibrators | IVD | General IVD(Others)
Abbott | Saudi | IVD |  | ARCHITECT Progesterone Reagent Kit | IVD | General IVD(Others)
Abbott | Saudi | IVD |  | ARCHITECT Progesterone Calibrators | IVD | General IVD(Others)
Abbott | Saudi | IVD |  | ARCHITECT Progesterone Manual Diluent | IVD | General IVD(Others)
Abbott | Saudi | IVD |  | ARCHITECT Estradiol Reagent Kit | IVD | General IVD(Others)
Abbott | Saudi | IVD |  | ARCHITECT Estradiol Calibrators | IVD | General IVD(Others)
Abbott | Saudi | IVD |  | ARCHITECT Estradiol Controls | IVD | General IVD(Others)
Abbott | Saudi | IVD |  | ARCHITECT Estradiol Manual Diluent | IVD | General IVD(Others)
Abbott | Saudi | IVD |  | Architect Total T4 Reagent Kit | IVD | General IVD(Others)
Abbott | Saudi | IVD |  | ARCHITECT Total T4 Calibrators | IVD | General IVD(Others)
Abbott | Saudi | IVD |  | ARCHITECT Methotrexate Controls | IVD | General IVD(Others)
Abbott | Saudi | IVD |  | ARCHITECT Methotrexate Extended Range Controls | IVD | General IVD(Others)
Abbott | Saudi | IVD |  | ARCHITECT PIVKA-II Calibrators | IVD | General IVD(Others)
Abbott | Saudi | IVD |  | ARCHITECT PIVKA-II Controls | IVD | General IVD(Others)
Abbott | Saudi | IVD |  | ARCHITECT PIVKA-II Reagent Kit | IVD | General IVD(Others)
Abbott | Saudi | IVD |  | Microalbumin Calibrators | IVD | General IVD(Others)
Abbott | Saudi | IVD |  | ARCHITECT B·R·A·H·M·S PCT Controls | IVD | General IVD(Others)
Abbott | Saudi | IVD |  | ARCHITECT CA 19-9XR Reagent Kit | IVD | General IVD(Others)
Abbott | Saudi | IVD |  | ARCHITECT CA 125 II Calibrators | IVD | General IVD(Others)
Abbott | Saudi | IVD |  | ARCHITECT CA 125 II Controls | IVD | General IVD(Others)
Abbott | Saudi | IVD |  | ARCHITECT BNP Reagent Kit | IVD | General IVD(Others)
Abbott | Saudi | IVD |  | ARCHITECT CA 15-3 Reagent Kit | IVD | General IVD(Others)
Abbott | Saudi | IVD |  | ARCHITECT CA 15-3 Calibrators | IVD | General IVD(Others)
Abbott | Saudi | IVD |  | ARCHITECT CA 15-3 Controls | IVD | General IVD(Others)
Abbott | Saudi | IVD |  | HEMOGLOBIN A1c CALIBRATORS | IVD | General IVD(Others)
Abbott | Saudi | IVD |  | Hemoglobin A1c Controls | IVD | General IVD(Others)
Abbott | Saudi | IVD |  | Alkaline Phosphatase | IVD | General IVD(Others)
Abbott | Saudi | IVD |  | ARCHITECT C-Peptide Reagent Kit | IVD | General IVD(Others)
Abbott | Saudi | IVD |  | ARCHITECT C-Peptide Calibrators | IVD | General IVD(Others)
Abbott | Saudi | IVD |  | ARCHITECT C-Peptide Controls | IVD | General IVD(Others)
Abbott | Saudi | IVD |  | ARCHITECT Insulin Reagent Kit | IVD | General IVD(Others)
Abbott | Saudi | IVD |  | Alinity i HAVAb IgM Calibrator | IVD | General IVD(Others)
Abbott | Saudi | IVD |  | Alinity i Syphilis TP Reagent Kit | IVD | General IVD(Others)
Abbott | Saudi | IVD |  | Alinity i Syphilis TP Controls | IVD | General IVD(Others)
Abbott | Saudi | IVD |  | Alinity i HAVAb IgG Controls | IVD | General IVD(Others)
Abbott | Saudi | IVD |  | Alinity i HAVAb IgG Calibrator | IVD | General IVD(Others)
Abbott | Saudi | IVD |  | Alinity C Processing module | IVD | General IVD(Others)
Abbott | Saudi | IVD |  | ICT Module | IVD | General IVD(Others)
Abbott | Saudi | IVD |  | Alinity i Processing Module | IVD | General IVD(Others)
Abbott | Saudi | IVD |  | Alinity ci-series Sample Cups | IVD | General IVD(Others)
Abbott | Saudi | IVD |  | Alinity Reaction Vessels | IVD | General IVD(Others)
Abbott | Saudi | IVD |  | Alinity i CA 19-9XR Controls | IVD | General IVD(Others)
Abbott | Saudi | IVD |  | Alinity i CA 19-9XR Calibrators | IVD | General IVD(Others)
Abbott | Saudi | IVD |  | Alinity i HE4 Reagent Kit | IVD | General IVD(Others)
Abbott | Saudi | IVD |  | Alinity i CA 15-3 Calibrators | IVD | General IVD(Others)
Abbott | Saudi | IVD |  | Alinity i CA 15-3 Controls | IVD | General IVD(Others)
Abbott | Saudi | IVD |  | Alinity i CA 125 II Reagent Kit | IVD | General IVD(Others)
Abbott | Saudi | IVD |  | Alinity i CA 125 II Controls | IVD | General IVD(Others)
Abbott | Saudi | IVD |  | Alinity i CA 125 II Calibrators | IVD | General IVD(Others)
Abbott | Saudi | IVD |  | Alinity hs Slide Maker Stainer Module | IVD | General IVD(Others)
Abbott | Saudi | IVD |  | Alinity h-series Smear Fix | IVD | General IVD(Others)
Abbott | Saudi | IVD |  | Alinity h-series Slide Label Cartridge | IVD | General IVD(Others)
Abbott | Saudi | IVD |  | Alinity h-series Glass Slides | IVD | General IVD(Others)
Abbott | Saudi | IVD |  | Alinity h-series Wright-Giemsa Stain | IVD | General IVD(Others)
Abbott | Saudi | IVD |  | Transferrin | IVD | General IVD(Others)
Abbott | Saudi | IVD |  | ICT Reference Solution | IVD | General IVD(Others)
Abbott | Saudi | IVD |  | ICT Urine Calibrator | IVD | General IVD(Others)
Abbott | Saudi | IVD |  | Carbon Dioxide | IVD | General IVD(Others)
Abbott | Saudi | IVD |  | Alanine Aminotransferase | IVD | General IVD(Others)
Abbott | Saudi | IVD |  | Amylase | IVD | General IVD(Others)
Abbott | Saudi | IVD |  | Direct Bilirubin | IVD | General IVD(Others)
Abbott | Saudi | IVD |  | Multiconstituent Calibrator | IVD | General IVD(Others)
Abbott | Saudi | IVD |  | Urine/CSF Protein Calibrator | IVD | General IVD(Others)
Abbott | Saudi | IVD |  | Lactate Dehydrogenase | IVD | General IVD(Others)
Abbott | Saudi | IVD |  | Magnesium | IVD | General IVD(Others)
Abbott | Saudi | IVD |  | Albumin BCG | IVD | General IVD(Others)
Abbott | Saudi | IVD |  | Cholesterol | IVD | General IVD(Others)
Abbott | Saudi | IVD |  | Creatinine Kinase | IVD | General IVD(Others)
Abbott | Saudi | IVD |  | Gamma-Glutamyl Transferase | IVD | General IVD(Others)
Abbott | Saudi | IVD |  | Triglyceride | IVD | General IVD(Others)
Abbott | Saudi | IVD |  | Urine/CSF Protein | IVD | General IVD(Others)
Abbott | Saudi | IVD |  | Alinity i Intact PTH Calibrators | IVD | General IVD(Others)
Abbott | Saudi | IVD |  | Alinity i Chagas Reagent Kit | IVD | General IVD(Others)
Abbott | Saudi | IVD |  | Alinity c Complement C3 Reagent Kit | IVD | General IVD(Others)
Abbott | Saudi | IVD |  | Activated Alanine Aminotransferase | IVD | General IVD(Others)
Abbott | Saudi | IVD |  | Alinity c Total Bilirubin Reagent Kit | IVD | General IVD(Others)
Abbott | Saudi | IVD |  | Alinity c Microalbumin Reagent Kit | IVD | General IVD(Others)
Abbott | Saudi | IVD |  | Alinity c Microalbumin Calibrators | IVD | General IVD(Others)
Abbott | Saudi | IVD |  | Alinity c Aspartate Aminotransferase Reagent Kit | IVD | General IVD(Others)
Abbott | Saudi | IVD |  | ARCHITECT TSH Reagent Kit | IVD | General IVD(Others)
Abbott | Saudi | IVD |  | ARCHITECT TSH Calibrators | IVD | General IVD(Others)
Abbott | Saudi | IVD |  | ARCHITECT TSH Controls | IVD | General IVD(Others)
Abbott | Saudi | IVD |  | ARCHITECT Ferritin Calibrators | IVD | General IVD(Others)
Abbott | Saudi | IVD |  | ARCHITECT Ferritin Controls | IVD | General IVD(Others)
Abbott | Saudi | IVD |  | ARCHITECT Total T3 Reagent Kit | IVD | General IVD(Others)
Abbott | Saudi | IVD |  | ARCHITECT Total T3 Manual Diluent | IVD | General IVD(Others)
Abbott | Saudi | IVD |  | Alinity i EBV EBNA-1 IgG Calibrator | IVD | General IVD(Others)
Abbott | Saudi | IVD |  | Alinity i EBV EBNA-1 IgG Controls | IVD | General IVD(Others)
Abbott | Saudi | IVD |  | Alinity i EBV VCA IgM Reagent Kit | IVD | General IVD(Others)
Abbott | Saudi | IVD |  | Alinity i EBV VCA IgM Controls | IVD | General IVD(Others)
Abbott | Saudi | IVD |  | Alinity i EBV VCA IgG Calibrator | IVD | General IVD(Others)
Abbott | Saudi | IVD |  | Alinity i EBV VCA IgG Controls | IVD | General IVD(Others)
Abbott | Saudi | IVD |  | ARCHITECT Progesterone Reagent Kit | IVD | General IVD(Others)
Abbott | Saudi | IVD |  | ARCHITECT Progesterone Controls | IVD | General IVD(Others)
Abbott | Saudi | IVD |  | ARCHITECT Progesterone Manual Diluent | IVD | General IVD(Others)
Abbott | Saudi | IVD |  | ARCHITECT Estradiol Reagent Kit | IVD | General IVD(Others)
Abbott | Saudi | IVD |  | ARCHITECT Free T3 Calibrators | IVD | General IVD(Others)
Abbott | Saudi | IVD |  | ARCHITECT Prolactin Calibrators | IVD | General IVD(Others)
Abbott | Saudi | IVD |  | ARCHITECT Prolactin Controls | IVD | General IVD(Others)
Abbott | Saudi | IVD |  | ARCHITECT Free T4 Calibrators | IVD | General IVD(Others)
Abbott | Saudi | IVD |  | ARCHITECT Total β‑hCG Reagent Kit | IVD | General IVD(Others)
Abbott | Saudi | IVD |  | ARCHITECT FSH Reagent Kit | IVD | General IVD(Others)
Abbott | Saudi | IVD |  | ARCHITECT FSH Controls | IVD | General IVD(Others)
Abbott | Saudi | IVD |  | ARCHITECT Urine NGAL Reagent Kit | IVD | General IVD(Others)
Abbott | Saudi | IVD |  | ARCHITECT Folate Controls | IVD | General IVD(Others)
Abbott | Saudi | IVD |  | ARCHITECT LH Reagent Kit | IVD | General IVD(Others)
Abbott | Saudi | IVD |  | ARCHITECT STAT High Sensitive Troponin I Reagent Kit | IVD | General IVD(Others)
Abbott | Saudi | IVD |  | Architect STAT High Sensitive Troponin I Calibrators | IVD | General IVD(Others)
Abbott | Saudi | IVD |  | ARCHITECT STAT High Sensitive Troponin-I Controls | IVD | General IVD(Others)
Abbott | Saudi | IVD |  | Alinity i Prolactin Calibrators | IVD | General IVD(Others)
Abbott | Saudi | IVD |  | Alinity i Prolactin Controls | IVD | General IVD(Others)
Abbott | Saudi | IVD |  | m2000sp Instrument E-Series | IVD | Class II
Abbott | Saudi | IVD |  | Alinity i Total B -hCG Reagent kit | IVD | General IVD(Others)
Abbott | Saudi | IVD |  | Alinity i Total β-hCG Calibrators | IVD | General IVD(Others)
Abbott | Saudi | IVD |  | Alinity i 25-OH Vitamin D Controls | IVD | General IVD(Others)
Abbott | Saudi | IVD |  | Alinity i TSH Calibrators | IVD | General IVD(Others)
Abbott | Saudi | IVD |  | Alinity i Estradiol Controls | IVD | General IVD(Others)
Abbott | Saudi | IVD |  | Alinity i CYFRA 21-1 Reagent Kit | IVD | General IVD(Others)
Abbott | Saudi | IVD |  | Alinity c Apolipoprotein A1 Reagent Kit | IVD | General IVD(Others)
Abbott | Saudi | IVD |  | Alinity i Insulin Reagent Kit | IVD | General IVD(Others)
Abbott | Saudi | IVD |  | Alinity i ProGRP Reagent Kit | IVD | General IVD(Others)
Abbott | Saudi | IVD |  | Alinity i ProGRP Calibrators | IVD | General IVD(Others)
Abbott | Saudi | IVD |  | Alinity i Total T4 Reagent Kit | IVD | General IVD(Others)
Abbott | Saudi | IVD |  | Alinity i Free T4 Reagent Kit | IVD | General IVD(Others)
Abbott | Saudi | IVD |  | Alinity i Free T3 Controls | IVD | General IVD(Others)
Abbott | Saudi | IVD |  | Alinity c Immunoglobulin A Reagent Kit | IVD | General IVD(Others)
Abbott | Saudi | IVD |  | Alinity c Immunoglobulin G Reagent Kit | IVD | General IVD(Others)
Abbott | Saudi | IVD |  | Alinity c Immunoglobulin M Reagent Kit | IVD | General IVD(Others)
Abbott | Saudi | IVD |  | Alinity i SHBG Reagent Kit | IVD | General IVD(Others)
Abbott | Saudi | IVD |  | Alinity i SHBG Calibrators | IVD | General IVD(Others)
Abbott | Saudi | IVD |  | Alinity i PIVKA-II Reagent Kit | IVD | General IVD(Others)
Abbott | Saudi | IVD |  | Alinity c Specific Proteins Multiconstituent Calibrator Kit | IVD | General IVD(Others)
Abbott | Saudi | IVD |  | Alinity i Anti-CCP Controls | IVD | General IVD(Others)
Abbott | Saudi | IVD |  | Alinity i Homocysteine Controls | IVD | General IVD(Others)
Abbott | Saudi | MD |  | IonicRF Generator | MD | Class IIb
Abbott | Saudi | IVD |  | Alinity i C-Peptide Calibrators | IVD | General IVD(Others)
Abbott | Saudi | IVD |  | Alinity i C-Peptide Controls | IVD | General IVD(Others)
Abbott | Saudi | IVD |  | Alinity i DHEA-S Calibrators | IVD | General IVD(Others)
Abbott | Saudi | IVD |  | Alinity i DHEA-S Controls | IVD | General IVD(Others)
Abbott | Saudi | IVD |  | Alinity c Iron Calibrator Kit | IVD | General IVD(Others)
Abbott | Saudi | IVD |  | Alinity i HBsAg Confirmatory v.1 Reagent Kit | IVD | Annex II List A
Abbott | Saudi | IVD |  | Alinity i HBsAg Confirmatory v.1 Controls | IVD | Annex II List A
Abbott | Saudi | IVD |  | Alinity i HBsAg Qualitative II Reagent Kit | IVD | Annex II List A
Abbott | Saudi | IVD |  | Alinity i HBsAg Qualitative II Controls | IVD | Annex II List A
Abbott | Saudi | IVD |  | Alinity i HBsAg Qualitative II Confirmatory Reagent Kit | IVD | Annex II List A
Abbott | Saudi | IVD |  | Alinity i Anti-HBs Reagent Kit | IVD | Annex II List A
Abbott | Saudi | IVD |  | Alinity i CMV IgG Reagent Kit | IVD | Annex II List B
Abbott | Saudi | IVD |  | Alinity i CMV IgG Calibrators | IVD | Annex II List B
Abbott | Saudi | IVD |  | Alinity i CMV IgG Controls | IVD | Annex II List B
Abbott | Saudi | IVD |  | Alinity i CMV IgG Avidity Controls | IVD | Annex II List B
Abbott | Saudi | IVD |  | Alinity s CMV IgG Qualitative Reagent Kit | IVD | Annex II List B
Abbott | Saudi | IVD |  | Alinity i Free PSA Reagent Kit | IVD | Annex II List B
Abbott | Saudi | IVD |  | Alinity i Free PSA Controls | IVD | Annex II List B
Abbott | Saudi | IVD |  | Alinity i Total PSA Reagent Kit | IVD | Annex II List B
Abbott | Saudi | IVD |  | Alinity i CMV IgM Reagent Kit | IVD | Annex II List B
Abbott | Saudi | IVD |  | Alinity i CMV IgM Calibrator | IVD | Annex II List B
Abbott | Saudi | IVD |  | Alinity i CMV IgM Controls | IVD | Annex II List B
Abbott | Saudi | IVD |  | Alinity i Rubella IgM Reagent Kit | IVD | Annex II List B
Abbott | Saudi | IVD |  | Alinity i Rubella IgM Calibrator | IVD | Annex II List B
Abbott | Saudi | IVD |  | Alinity i CMV IgG Avidity Reagent Kit | IVD | Annex II List B
Abbott | Saudi | IVD |  | Allinity i Total PSA Controls | IVD | Annex II List B
Abbott | Saudi | IVD |  | ARCHITECT HBsAg Reagent Kit | IVD | Annex II List A
Abbott | Saudi | IVD |  | ARCHITECT HBsAg Confirmatory V.1 Calibrators | IVD | Annex II List A
Abbott | Saudi | IVD |  | ARCHITECT Anti-HBs Controls | IVD | Annex II List A
Abbott | Saudi | IVD |  | ARCHITECT HBsAg Qualitative II Reagent Kit | IVD | Annex II List A
Abbott | Saudi | IVD |  | ARCHITECT HBsAg Qualitative II Calibrators | IVD | Annex II List A
Abbott | Saudi | IVD |  | ARCHITECT Free PSA Calibrators | IVD | Annex II List B
Abbott | Saudi | IVD |  | ARCHITECT Free PSA Controls | IVD | Annex II List B
Abbott | Saudi | IVD |  | ARCHITECT Total PSA Controls | IVD | Annex II List B
Abbott | Saudi | IVD |  | ARCHITECT CMV IgG Calibrators | IVD | Annex II List B
Abbott | Saudi | IVD |  | ARCHITECT Rubella IgG Calibrators | IVD | Annex II List B
Abbott | Saudi | IVD |  | ARCHITECT Rubella IgG Controls | IVD | Annex II List B
Abbott | Saudi | IVD |  | ARCHITECT Thyroglobulin Calibrators | IVD | General IVD(Others)
Abbott | Saudi | IVD |  | Alinity i STAT Myoglobin Controls | IVD | General IVD(Others)
Abbott | Saudi | IVD |  | ARCHITECT CMV IgG Avidity Calibrator and Controls | IVD | Annex II List B
Abbott | Saudi | IVD |  | ARCHITECT CMV IgM Controls | IVD | Annex II List B
Abbott | Saudi | IVD |  | ARCHITECT Rubella IgM Reagent Kit | IVD | Annex II List B
Abbott | Saudi | IVD |  | Alinity i STAT CK-MB Reagent Kit | IVD | General IVD(Others)